## Instructions
Basic instructions for the Tysons Corner Stormwater Conformance Spreadsheet
Spreadsheet Purpose:
This spreadsheet was developed to evaluate a site's stormwater management design for conformance with the Tysons Corner Comprehensive Plan Amendment stormwater management goals that include as follows:
“At a minimum, the first inch of rainfall should be retained on-site through infiltration, evapotranspiration and/or reuse. If, on a given site, the retention on-site of the first inch of rainfall is demonstrated not to be fully achievable, all available measures should be implemented to the extent possible in order to support this goal and achieve partial retention of the first inch of rainfall.” “Stormwater management and water quality controls for redevelopment should be designed to return water into the ground where soils are suitable or reuse it, where allowed, to the extent practicable. Reduction of stormwater runoff volume is the single most important stormwater design objective for Tysons.” “Redevelopment projects in Tysons should incorporate innovative stormwater management measures in a manner that will, first and foremost, optimize reduction of stormwater runoff volume and control of peak flows for the remaining stormwater that cannot be completely captured on-site.”
This spreadsheet is solely for the purpose of evaluating a stormwater management strategy's performance toward retaining the first inch of rainfall on sites subject to the Tysons Corner Comprehensive Plan Amendment stormwater goals. The land cover types, Rv values, BMP practices and assigned runoff reduction credits are not intended to replace or supplement the specifications and requirements of the PFM and should not be used for any other purpose than as noted.
Site Data and Summary Tab:
1. | Input the site or project name and a description (i.e. phase, section, etc.)
2. | Input the acreage for forest, turf, and impervious cover for each drainage area. The following land cover guidance is from the draft Virginia Stormwater Management Handbook, Chapter 12 and is to be used for this spreadsheet.
IMPERVIOUS COVER • Roadways, driveways, rooftops, parking lots, sidewalks, and other areas of impervious cover. • This category also includes the surface area of stormwater BMPs that: (1) are wet ponds, OR (2) replace an otherwise impervious surface (e.g., green roof, pervious parking). Certain stormwater BMPs are considered impervious with regard to the land cover computations. These BMPs are assigned runoff reduction rates within the spreadsheet, so their “values” for stormwater management are still accounted for. The reason they are considered impervious is that they either do not reduce runoff volumes (e.g., wet ponds) or their runoff reduction rates are based on comparison to a more conventional land cover type (e.g., green roofs, pervious parking).
MANAGED TURF Land disturbed and/or graded for eventual use as managed turf: • Portions of residential yards that are graded or disturbed, including yard areas, septic fields, • residential utility connections • Roadway rights-of-way that will be mowed and maintained as turf • Turf areas intended to be mowed and maintained as turf within residential, commercial, industrial, and institutional settings
FOREST & OPEN SPACE Land that will remain undisturbed OR that will be restored to a hydrologically functional state: • Portions of residential yards that will NOT be disturbed during construction • Portions of roadway rights-of-way that, following construction, will be used as filter strips, grass • channels, or stormwater treatment areas; MUST include soil restoration or placement of engineered soil mix as per the Virginia DCR design specifications • Community open space areas that will not be mowed routinely, but left in a natural vegetated state (can include areas that will be bush hogged no more than four times per year) • Utility rights-of-way that will be left in a natural vegetated state (can include areas that will be bush hogged no more than four times per year) • Surface area of stormwater BMPs that are NOT wet ponds, have some type of vegetative cover, and that do not replace an otherwise impervious surface. BMPs in this category include bioretention, dry swale, grass channel, extended detention pond that is not mowed routinely, stormwater wetland, soil amended areas that are vegetated, and infiltration practices that have a vegetated cover. • Other areas of existing forest and/or open space that will be protected during construction and that will remain undisturbed
Operational & Management Conditions for Land Cover in Forest & Open Space Category: • Undisturbed portions of yards, community open space, and other areas that will be considered as forest/open space must be shown outside the LOD on approved E&S plans AND demarcated in the field (e.g., fencing) prior to commencement of construction. • Portions of roadway rights-of-way that will count as forest/open space are assumed to be disturbed during construction, and must follow the most recent Virginia DCR design specifications for soil restoration and, if applicable, site reforestation, as well as other relevant specifications if the area will be used as a filter strip, grass channel, bioretention, or other BMP. • All areas that will be considered forest/open space for stormwater purposes must have documentation that prescribes that the area will remain in a natural, vegetated state. Appropriate documentation includes: subdivision covenants and restrictions, deeded operation and maintenance agreements and plans, parcel of common ownership with maintenance plan, third-party protective easement, within public right-of-way or easement with maintenance plan, or other documentation approved by the local program authority. • While the goal is to have forest/open space areas remain undisturbed, some activities may be prescribed in the appropriate documentation, as approved by the local program authority: forest management, control of invasive species, replanting and revegetation, passive recreation (e.g., trails), limited bush hogging to maintain desired vegetative community, etc.
3. | The calculated site Rv will appear in the Land Cover Summary.
4. | The design objective for compliance with the Tysons Corner Comprehensive Plan Amendment is to retain onsite the first 1 inch of rainfall through reuse, infiltration, or evapotranspiration. The spreadsheet will calculate the volume of 1 inch of rainfall over the entire site area, and runoff volume using the calculated Rv.
5. | Once the D.A. tabs have been completed using the selected BMPs for each drainage area, the Runoff Reduction Summary will display the total runoff reduction volume achieved and calculate the effective rainfall depth achieved for comparison to the target rainfall depth of 1 inch. The spreadsheet applies credit for rainfall that is never converted to runoff plus runoff reduction achieved by the selected stormwater practices.
D.A. Tabs:
1. | Five D.A. tabs are provided so that a site may be subdivided into separate drainage areas for purposes of analysis and design. If there is only one drainage area for the site, sheet D.A. B, C, D, and E should be left blank. If there is more than one drainage area, fill out these tabs in the same manner as D.A. A.
2. | Each D.A. tab will indicate the acreage for forest, turf, and impervious cover for the Drainage Area based on the input provided on the Site Data and Summary Tab.
3. | Each D.A. tab lists available runoff reduction practices that can be used to achieve the runoff reduction goal. The design, sizing, limitations, details and specifications for the practices should be based on the Fairfax County Public Facilities Manual. For practices not included in the PFM, design and specifications should be based on Virginia DCR Stormwater Design Specifications found at the Virginia BMP Clearinghouse Website (http://vwrrc.vt.edu/swc/NonProprietaryBMPs.html). Where the PFM and DCR design specifications differ, the more restrictive applies. The last row of the spreadsheet is provided for designers to include Proprietary or Other practices not listed. Any runoff reduction credit applied to a new practice not listed must be supported by documentation and approved by the County.
4. | The first RR practice is rooftop rainwater harvesting. The location (e.g. Building #1, eastern roof) can be indicated in Col B and the area, in acres, that will be collected by the rainwater harvesting system, in Col C. The default value for Col D is 1 inch however, in cases where infiltration and site runoff reduction practices are limited by site conditions, a larger design rainfall may be used to "over design" the RWHS. In no case should the design rainfall exceed the 95th percentile storm, which is presumed to be 1.4 inches for purposes of this spreadsheet.
5. | The designer must choose the design condition from Col F/G before proceeding with the RWHS row. If a separate continuous-simulation model has been used to design the RWHS, input the % RR Credit in Col H. If a detailed model is not yet available (e.g. at preliminary design) the spreadsheet can approximate the RR % Credit. Select "Estimate Runoff Reduction % Using Spreadsheet" from the drop down menu in Col F/G then enter the estimated drawdown in gallons per day in Col L and the available cistern storage volume in gallons in Col M. The spreadsheet will calculate the approximate RR % Credit using 30 years rainfall data. The calculated RR % Credit will be returned to Col I.
6. | The spreadsheet assumes the RWHS includes a first flush diverter and that the first 0.05 inches of runoff bypasses the cistern. The designer should direct the first flush volume and remaining runoff volume that will not be reused, to a secondary practice by selecting it from the drop down menu in Col P. The spreadsheet will place that volume in Col J of the appropriate row.
7. | For the remaining BMP practices in Column A, select the runoff reduction practices proposed for implementation on the site.
8. | For each practice used, input the area description (e.g. Subarea A-1) in Column B, impervious acreage (Column C) and turf acreage (Column D), if applicable, contributing runoff to the selected practice.
9. | The spreadsheet will then calculate the volume received by the practice, based on 1 inch of rainfall multiplied by the Rv for the cover type.
10. | Input either the Surface Area (Column K) or the Storage Volume (Column L) of the practice. (Note: In order to provide the most flexibility for the designer, this spreadsheet does not prescribe a storage volume to fully treat the runoff received by the practice)
11. | Using the % credit (Column H), the spreadsheet will calculate volume reduced by the practice. The reduction volume cannot exceed the volume received by the practice.
12. | The spreadsheet will calculate the volume of runoff reduction (Column M) and any remaining runoff volume (Column N) not captured in the BMP.
13. | If a secondary RR practice will be utilized in sequence downstream of the primary RR practice (for example, 2 acres of impervious rooftop are to be treated first with a green roof, and then, after discharge from the roof, will be conveyed via a dry swale), select the downstream RR practice from the pull-down menu in Column P (click on the cell in column P to see the pull-down menu). The spreadsheet will calculate the Remaining Runoff Volume and then direct it to the selected downstream RR practice via Column J. Sequences of three or more practices in series can be accommodated.
14. | The total runoff reduction volume achieved for the drainage area is summed at the bottom of the table on each D.A. tab.

## Site Data and Summary
Tysons Corner Comprehensive Plan Stormwater Conformance Spreadsheet - Beta Version 4-18-2012
Site Name:
Description:
Post-Development Land Cover
|  | data input cells highlighted in yellow |  |  |  |  | Rv Coefficients
Drainage Area A | [5 empty] | Land Cover Type * | HSG A soils | HSG B Soils | HSG C Soils | HSG D Soils
Land Cover Type | HSG A soils | HSG B Soils | HSG C Soils | HSG D Soils | Totals | Forest / Preserved Open Space - Undisturbed, protected forest and open space or reforested land | 0.02 | 0.03 | 0.04 | 0.05
Forest / Preserved Open Space - Undisturbed, protected forest and open space or reforested land |  |  |  |  | 0 | Managed Turf | 0.15 | 0.2 | 0.22 | 0.25
Managed Turf (acres) |  |  |  |  | 0 | Impervious Cover | 0.95 | 0.95 | 0.95 | 0.95
Impervious Cover (acres) |  |  |  |  | 0 | * See the instructions tab for a definition of each land cover type.
|  |  |  | Total | 0
Land Cover Summary
Drainage Area B | [5 empty] | Forest / Preserved Open Space (ac) | 0
Land Cover Type | HSG A soils | HSG B Soils | HSG C Soils | HSG D Soils | Totals | Weighted Rv (forest) | 0
Forest / Preserved Open Space - Undisturbed, protected forest and open space or reforested land |  |  |  |  | 0 | % Forest | #DIV/0!
Managed Turf (acres) |  |  |  |  | 0 | Managed Turf (acres) | 0
Impervious Cover (acres) |  |  |  |  | 0 | Weighted Rv (turf) | 0
|  |  |  | Total | 0 | % Managed Turf | #DIV/0!
Drainage Area C | [5 empty] | Impervious Cover (acres) | 0
Land Cover Type | HSG A soils | HSG B Soils | HSG C Soils | HSG D Soils | Totals | Rv (impervious) | 0.95
Forest / Preserved Open Space - Undisturbed, protected forest and open space or reforested land |  |  |  |  | 0 | % Impervious | #DIV/0!
Managed Turf (acres) |  |  |  |  | 0 | Total Site Area (acres) | 0
Impervious Cover (acres) |  |  |  |  | 0 | Site Rv | #DIV/0!
|  |  |  | Total | 0 | Rainfall / Runoff Summary
[6 empty] | Target Rainfall to Retain Onsite (inches) | 1
Drainage Area D | [5 empty] | 1-inch Rainfall Volume for entire site (cf) | 0
Land Cover Type | HSG A soils | HSG B Soils | HSG C Soils | HSG D Soils | Totals | Volume Not Converted to Runoff (cf) | #DIV/0!
Forest / Preserved Open Space - Undisturbed, protected forest and open space or reforested land |  |  |  |  | 0 | 1-inch Runoff Volume for entire site (cf) | #DIV/0!
Managed Turf (acres) |  |  |  |  | 0 | Runoff Reduction Summary
Impervious Cover (acres) |  |  |  |  | 0 | Target Runoff Reduction Volume (cf) | #DIV/0!
|  |  |  | Total | 0 | Runoff Reduction Volume Achieved (cf) | 0
[6 empty] | Total Runoff Volume Retained (cf) | #DIV/0!
Drainage Area E | [5 empty] | Total Area of Site Captured in a BMP (acres) | 0
Land Cover Type | HSG A soils | HSG B Soils | HSG C Soils | HSG D Soils | Totals
Forest / Preserved Open Space - Undisturbed, protected forest and open space or reforested land |  |  |  |  | 0 | Conformance with Comprehensive Plan Goal
Managed Turf (acres) |  |  |  |  | 0 | Total Site Area Captured by a BMP (%) | #DIV/0!
Impervious Cover (acres) |  |  |  |  | 0
|  |  |  | Total | 0 | Rainfall Depth Retained Onsite (inch) | #DIV/0!

## D.A. A
Tysons Corner Comprehensive Plan Stormwater Conformance Spreadsheet - Beta Version 4-18-2012 | [7 empty] | Site Name:
Drainage Area A Post-Development Land Cover | HSG A soils | HSG B Soils | HSG C Soils | HSG D Soils | Totals
Forest / Preserved Open Space | 0 | 0 | 0 | 0 | 0 |  | Rv (turf) | 0 |  |  | data input cells highlighted
Managed Turf | 0 | 0 | 0 | 0 | 0 |  | Rv (impervious) | 0.95 | [7 empty] | SELECT RWHS DESIGN METHOD
Impervious Cover | 0 | 0 | 0 | 0 | 0 | [10 empty] | Runoff Reduction % Credit from Continuous-Simulation Model
|  |  |  | D.A. Total (acres) | 0 |  | Runoff from 1" Rainfall (cf) = | 0 | [7 empty] | Estimate Runoff Reduction % Using Spreadsheet
[10 empty] | Estimate RWH RR % Credit | [5 empty] | 1 | 2 | 3 | 4 | 5 | 6 | 7 | 8 | 9 | 10 | 11 | 12 | 13 | 14 | 15 | 16 | 17 | 18 | 19 | 20 | 21
Apply Runoff Reduction Practices | Description of Area | Roof Area Contributing to RWH (ac) | Design Rainfall for RWH (in) | Max Volume Captured by Practice (cf) | RWHS Credit | Input % RR from Model | Est'd % Credit | Volume Received from Upstream Practices (cf) | Total Volume Received by Practice (cf) | Avg Daily Drawdown (gallons) | Available Cistern Volume (gallons) | Runoff Reduction Vol (cf) | Remaining Volume (cf) | Downstream Practice |  | Rooftop Rainwater Harvesting | Infiltration Practice | Bioretention - DCR Level 2 Design Spec | Bioretention - DCR Level 1 Design Spec | Disconnection to A/B or Amended soils | Simple Disconnection to C/D Soils | Simple Disconnection to Conservation Area | Disconnection to Bioretention | Disconnection to Dry Well Level 2 Design | Disconnection to Dry Well Level 1 Design | Disconnection to Stormwater Planter | Dry Swale - DCR Level 2 Design Spec | Dry Swale - DCR Level 1 Design Spec | Grass Channel A/B Soils | Grass Channel C/D Soils | Grass Channel with Amended Soils | Extended Detention Pond | Sheetflow to Conservation Area A/B Soils | Sheetflow to Conservation Area C/D Soils | Sheetflow to Vegetated Filter Strip | Proprietary / Other practice
Rooftop Rainwater Harvesting |  |  | 1 | 0 | SELECT RWHS DESIGN METHOD |  |  | 0 | 0 |  |  | 0 | 0 |  |  | 0 | 0 | 0 | 0 | 0 | 0 | 0 | 0 | 0 | 0 | 0 | 0 | 0 | 0 | 0 | 0 | 0 | 0 | 0 | 0 | 0
Apply Runoff Reduction Practices | Description of Area | Impervious Cover in Contributing D.A. (ac) | Managed Turf in Contributing D.A. (ac) | Max Volume Received by Practice (ft3) | Description of Credit |  | % Credit | Volume Received from Upstream Practices (ft3) | Total Volume Received by Practice (ft3) | Surface Area of Practice (ft2) | Storage Vol Provided by Practice (ft3) | Runoff Reduction Vol (ft3) | Remaining Volume (ft3) | Downstream Practice
Infiltration Practice |  |  |  | 0 | Subtract 100% of provided storage vol. |  | 100% | 0 | 0 | N/A |  | 0 | 0 |  |  | 0 | 0 | 0 | 0 | 0 | 0 | 0 | 0 | 0 | 0 | 0 | 0 | 0 | 0 | 0 | 0 | 0 | 0 | 0 | 0 | 0
Vegetated Roof |  |  | N/A | 0 | Subtract 100% of provided storage vol. |  | 100% | N/A | 0 | N/A |  | 0 | 0 |  |  | 0 | 0 | 0 | 0 | 0 | 0 | 0 | 0 | 0 | 0 | 0 | 0 | 0 | 0 | 0 | 0 | 0 | 0 | 0 | 0 | 0
Permeable Pavement - DCR Level 2 Design Spec |  |  | N/A | 0 | Subtract 100% of provided storage vol. |  | 100% | N/A | 0 | N/A |  | 0 | 0 |  |  | 0 | 0 | 0 | 0 | 0 | 0 | 0 | 0 | 0 | 0 | 0 | 0 | 0 | 0 | 0 | 0 | 0 | 0 | 0 | 0 | 0
Permeable Pavement - DCR Level 1 Design Spec |  |  | N/A | 0 | Reduce vol. through permeable pavement by 0.045 cf/sf of permeable pavement. |  | N/A | N/A | 0 |  | N/A | 0 | 0 |  |  | 0 | 0 | 0 | 0 | 0 | 0 | 0 | 0 | 0 | 0 | 0 | 0 | 0 | 0 | 0 | 0 | 0 | 0 | 0 | 0 | 0
Bioretention - DCR Level 2 Design Spec (enhanced) |  |  |  | 0 | Subtract 100% of provided storage vol. |  | 100% | 0 | 0 | N/A |  | 0 | 0 |  |  | 0 | 0 | 0 | 0 | 0 | 0 | 0 | 0 | 0 | 0 | 0 | 0 | 0 | 0 | 0 | 0 | 0 | 0 | 0 | 0 | 0
Bioretention - DCR Level 1 Design Spec (standard) |  |  |  | 0 | Subtract 60% of provided storage vol. |  | 60% | 0 | 0 | N/A |  | 0 | 0 |  |  | 0 | 0 | 0 | 0 | 0 | 0 | 0 | 0 | 0 | 0 | 0 | 0 | 0 | 0 | 0 | 0 | 0 | 0 | 0 | 0 | 0
Disconnection to A/B Soils or Compost-Amended Filter Path |  |  | N/A | 0 | Reduce volume to conservation area by 0.04 cu. ft per sq. ft. of conservation area. |  | N/A | 0 | 0 |  | N/A | 0 | 0 |  |  | 0 | 0 | 0 | 0 | 0 | 0 | 0 | 0 | 0 | 0 | 0 | 0 | 0 | 0 | 0 | 0 | 0 | 0 | 0 | 0 | 0
Simple Disconnection to C/D Soils |  |  | N/A | 0 | Reduce volume to conservation area by 0.02 cu. ft per sq. ft. of conservation area. |  | N/A | 0 | 0 |  | N/A | 0 | 0 |  |  | 0 | 0 | 0 | 0 | 0 | 0 | 0 | 0 | 0 | 0 | 0 | 0 | 0 | 0 | 0 | 0 | 0 | 0 | 0 | 0 | 0
Simple Disconnection to Conservation Area |  |  | N/A | 0 | Reduce volume to conservation area by 0.06 cu. ft per sq. ft. of conservation area. |  | N/A | 0 | 0 |  | N/A | 0 | 0 |  |  | 0 | 0 | 0 | 0 | 0 | 0 | 0 | 0 | 0 | 0 | 0 | 0 | 0 | 0 | 0 | 0 | 0 | 0 | 0 | 0 | 0
Disconnection to Bioretention |  |  |  | 0 | Subtract 100% of provided storage vol. |  | 100% | 0 | 0 | N/A |  | 0 | 0 |  |  | 0 | 0 | 0 | 0 | 0 | 0 | 0 | 0 | 0 | 0 | 0 | 0 | 0 | 0 | 0 | 0 | 0 | 0 | 0 | 0 | 0
Disconnection to Dry Well/French Drain-DCR Level 2 Design |  |  | N/A | 0 | Subtract 100% of provided storage vol. |  | 100% | 0 | 0 | N/A |  | 0 | 0 |  |  | 0 | 0 | 0 | 0 | 0 | 0 | 0 | 0 | 0 | 0 | 0 | 0 | 0 | 0 | 0 | 0 | 0 | 0 | 0 | 0 | 0
Disconnection to Dry Well/French Drain-DCR Level 1 Design |  |  | N/A | 0 | Subtract 50% of provided storage vol. |  | 50% | 0 | 0 | N/A |  | 0 | 0 |  |  | 0 | 0 | 0 | 0 | 0 | 0 | 0 | 0 | 0 | 0 | 0 | 0 | 0 | 0 | 0 | 0 | 0 | 0 | 0 | 0 | 0
Disconnection to Stormwater Planter, Extended Tree Pit, or Curb Extension (Urban Bioretention) |  |  | N/A | 0 | Subtract 100% of provided storage vol. |  | 100% | 0 | 0 | N/A |  | 0 | 0 |  |  | 0 | 0 | 0 | 0 | 0 | 0 | 0 | 0 | 0 | 0 | 0 | 0 | 0 | 0 | 0 | 0 | 0 | 0 | 0 | 0 | 0
Dry Swale - DCR Level 2 Design Spec |  |  |  | 0 | Subtract 100% of provided storage vol. |  | 100% | 0 | 0 | N/A |  | 0 | 0 |  |  | 0 | 0 | 0 | 0 | 0 | 0 | 0 | 0 | 0 | 0 | 0 | 0 | 0 | 0 | 0 | 0 | 0 | 0 | 0 | 0 | 0
Dry Swale - DCR Level 1 Design Spec |  |  |  | 0 | Subtract 40% of provided storage vol. |  | 40% | 0 | 0 | N/A |  | 0 | 0 |  |  | 0 | 0 | 0 | 0 | 0 | 0 | 0 | 0 | 0 | 0 | 0 | 0 | 0 | 0 | 0 | 0 | 0 | 0 | 0 | 0 | 0
Grass Channel A/B Soils |  |  |  | 0 | Reduce volume conveyed through grass channel by 20%. |  | 20% | 0 | 0 | N/A | N/A | 0 | 0 |  |  | 0 | 0 | 0 | 0 | 0 | 0 | 0 | 0 | 0 | 0 | 0 | 0 | 0 | 0 | 0 | 0 | 0 | 0 | 0 | 0 | 0
Grass Channel C/D Soils |  |  |  | 0 | Reduce volume conveyed through grass channel by 10%. |  | 10% | 0 | 0 | N/A | N/A | 0 | 0 |  |  | 0 | 0 | 0 | 0 | 0 | 0 | 0 | 0 | 0 | 0 | 0 | 0 | 0 | 0 | 0 | 0 | 0 | 0 | 0 | 0 | 0
Grass Channel with Compost Amended Soils |  |  |  | 0 | Reduce volume conveyed through grass channel by 30%. |  | 30% | 0 | 0 | N/A | N/A | 0 | 0 |  |  | 0 | 0 | 0 | 0 | 0 | 0 | 0 | 0 | 0 | 0 | 0 | 0 | 0 | 0 | 0 | 0 | 0 | 0 | 0 | 0 | 0
Extended Detention Pond |  |  |  | 0 | Reduce volume directed to extended detention pond by 10%. |  | 10% | 0 | 0 | N/A | N/A | 0 | 0 |  |  | 0 | 0 | 0 | 0 | 0 | 0 | 0 | 0 | 0 | 0 | 0 | 0 | 0 | 0 | 0 | 0 | 0 | 0 | 0 | 0 | 0
Sheetflow to Conservation Area with A/B Soils |  |  |  | 0 | Reduce volume by 0.09 cu. ft per sq. ft. of conservation area. |  | N/A | 0 | 0 |  | N/A | 0 | 0 | N/A
Sheetflow to Conservation Area with C/D Soils |  |  |  | 0 | Reduce volume by 0.04 cu. ft per sq. ft. of conservation area. |  | N/A | 0 | 0 |  | N/A | 0 | 0 | N/A
Sheetflow to Vegetated Filter Strip in A/B Soils or Amended C/D Soils |  |  |  | 0 | Reduce volume by 0.06 cu. ft per sq. ft. of conservation area. |  | N/A | 0 | 0 |  | N/A | 0 | 0 | N/A
Proprietary / Other practice not listed above |  |  |  | 0 | Subtract % Credit of provided storage vol. |  |  | 0 | 0 | N/A |  | 0 | 0 |  |  | 0 | 0 | 0 | 0 | 0 | 0 | 0 | 0 | 0 | 0 | 0 | 0 | 0 | 0 | 0 | 0 | 0 | 0 | 0 | 0 | 0
Totals: |  | 0 | 0 | [9 empty] | See Site Data and Summary Tab for Site Results
|  | Total Drainage Area Treated (acres): | 0 | [7 empty] | Runoff Reduction Volume Achieved for Drainage Area A (cubic feet): | 0 |  |  | Totals | 0 | 0 | 0 | 0 | 0 | 0 | 0 | 0 | 0 | 0 | 0 | 0 | 0 | 0 | 0 | 0 | 0 | 0 | 0 | 0 | 0
Downstream Options
Rooftop Rainwater Harvesting | 1
Infiltration Practice | 2
Bioretention - DCR Level 2 Design Spec | 3
Bioretention - DCR Level 1 Design Spec | 4
Disconnection to A/B or Amended soils | 5
Simple Disconnection to C/D Soils | 6
Simple Disconnection to Conservation Area | 7
Disconnection to Bioretention | 8
Disconnection to Dry Well Level 2 Design | 9
Disconnection to Dry Well Level 1 Design | 10
Disconnection to Stormwater Planter | 11
Dry Swale - DCR Level 2 Design Spec | 12
Dry Swale - DCR Level 1 Design Spec | 13
Grass Channel A/B Soils | 14
Grass Channel C/D Soils | 15
Grass Channel with Amended Soils | 16
Extended Detention Pond | 17
Sheetflow to Conservation Area A/B Soils | 18
Sheetflow to Conservation Area C/D Soils | 19
Sheetflow to Vegetated Filter Strip | 20
Proprietary / Other practice | 21
Note on B9: Note: This column can be used to identify subareas or describe the contributing drainage area.
Note on C11: Input impervious area draining to the BMP. Consider areas that will be used for green roof, roof rainwater harvesting, or permeable pavement as impervious area so that the runoff reduction credit can be applied.
Note on D10: Note: Although 1 inch is the target rainfall, oversizing the cistern may be permitted by using up to 1.4 inches of rainfall, which is presumed to approximate the 95th percentile rainfall.
Note on D11: Note: Input drainage area of lawns, landscaped area that will be mowed and managed, and area of compacted soils that drain to the BMP.
Note on E10: Note: Max volume based on design rainfall x roof area. This is the maximum volume of runoff contributing to the RWH system.
Note on F10: Note: You may choose whether to input the RR % credit obtained from another model or allow this spreadsheet to estimate the RR % Credit by inputting the daily drawdown (reuse) volume in Column L and available cistern volume in Column M.
Note on F11: Note: Amount of Runoff Reduction cannot exceed the maximum volume of runoff received by the practice.
Note on F13: Note: Subtract 100% of the volume stored in the green roof media.
Note on F14: Note: Subtract 100% of runoff volume infiltrated and/or stored in a reservoir layer (stone sump) below the underdrain.
Note on F16: Note: Assumes infiltration or a minimum 12 inch stone sump below the underdrain.
Note on F22: Note: Assumes infiltration or a minimum 12 inch stone sump below the underdrain.
Note on F24: Note: Assumes infiltration or a minimum 12 inch stone sump below the underdrain.
Note on H10: Note: Input the known RR % Credit from a continuous-simulation model of the proposed RWHS. If unknown, leave blank.
Note on I34: Note: Variable % credit to be approved by Fairfax County. There is no runoff reduction credit for filtration practices.
Note on L10: Note: The average daily drawdown can be estimated by dividing the total annual reuse volume by 365 days. This simplified method does not account for seasonal or fluctuating demand. The final design will require a continuous simulation model based on a detailed demand scenario.
Note on M10: Note: Estimate the portion of cistern storage volume that is available for reuse. The runoff reduction volume will only be applied to the useful storage volume that is available to receive stormwater inflow and does not count “dead” storage below the pump cutoff elevation, storage above the overflow, or an air gap above the maximum storage level. For final design a continuous simulation model (e.g. Virginia DCR Rainwater Harvesting Spreadsheet or equal) should be used.
Note on M13: Note: Volume = Vegetated roof area x Media Depth (inches) x Media Porosity (0.3 or as specified)
Note on M16: Note: Storage volume is the surface area x storage depth where the storage depth is the sum of the Void Ratio (Vr) of the soil media and gravel layers multiplied by their respective depths, plus the surface ponding depth. Refer to Virginia DCR Stormwater Design Specification No. 9
Note on M17: Note: Storage volume is the surface area x storage depth where the storage depth is the sum of the Void Ratio (Vr) of the soil media and gravel layers multiplied by their respective depths, plus the surface ponding depth. Refer to Virginia DCR Stormwater Design Specification No. 9
Note on M21: Note: Storage volume is the surface area x ponding depth. Refer to Virginia DCR Stormwater Design Specification No. 1
Note on M22: Note: Storage volume is the surface area x storage depth where the storage depth is the sum of the Void Ratio (Vr) of the soil media and gravel layers multiplied by their respective depths, plus the surface ponding depth. Refer to Virginia DCR Stormwater Design Specification No. 1
Note on M23: Note: Storage volume is the surface area x storage depth where the storage depth is the sum of the Void Ratio (Vr) of the soil media and gravel layers multiplied by their respective depths, plus the surface ponding depth. Refer to Virginia DCR Stormwater Design Specification No. 1
Note on M24: Note: Storage volume is the surface area x storage depth where the storage depth is the sum of the Void Ratio (Vr) of the soil media and gravel layers multiplied by their respective depths, plus the surface ponding depth. Refer to Virginia DCR Stormwater Design Specification No. 1
Note on M25: Note: Storage volume is the surface area x storage depth where the storage depth is the sum of the Void Ratio (Vr) of the soil media and gravel layers multiplied by their respective depths, plus the surface ponding depth. Refer to Virginia DCR Stormwater Design Specification No. 10
Note on M26: Note: Storage volume is the surface area x storage depth where the storage depth is the sum of the Void Ratio (Vr) of the soil media and gravel layers multiplied by their respective depths, plus the surface ponding depth. Refer to Virginia DCR Stormwater Design Specification No. 10
Note on O10: Note: The "Remaining volume" includes the first flush diversion. The term “first flush diversion” is used to distinguish it from the traditional stormwater management term “first flush”. This is the initial pulse of water with the highest concentration of solids and pollutants. The amount can range between the first 0.02 to 0.06 inches of rooftop runoff. The spreadsheet assumes 0.05 inches. The diverted flows (first flush diversion and overflow from the filter) must be directed to an acceptable pervious flow path that will not cause erosion during a 2-year storm or to an appropriate BMP, for infiltration. Preferably the diversion will be conveyed to the same secondary runoff reduction practice that is used to receive tank overflows.

## D.A. B
Tysons Corner Comprehensive Plan Stormwater Conformance Spreadsheet - Beta Version 4-18-2012 | [7 empty] | Site Name:
Drainage Area B Post-Development Land Cover | HSG A soils | HSG B Soils | HSG C Soils | HSG D Soils | Totals
Forest / Preserved Open Space | 0 | 0 | 0 | 0 | 0 |  | Rv (turf) | 0 |  |  | data input cells highlighted
Managed Turf | 0 | 0 | 0 | 0 | 0 |  | Rv (impervious) | 0.95 | [7 empty] | SELECT RWHS DESIGN METHOD
Impervious Cover | 0 | 0 | 0 | 0 | 0 | [10 empty] | Runoff Reduction % Credit from Continuous-Simulation Model
|  |  |  | D.A. Total (acres) | 0 |  | Runoff from 1" Rainfall (cf) = | 0 | [7 empty] | Estimate Runoff Reduction % Using Spreadsheet
[10 empty] | Estimate RWH RR % Credit | [5 empty] | 1 | 2 | 3 | 4 | 5 | 6 | 7 | 8 | 9 | 10 | 11 | 12 | 13 | 14 | 15 | 16 | 17 | 18 | 19 | 20 | 21
Apply Runoff Reduction Practices | Description of Area | Roof Area Contributing to RWH (ac) | Design Rainfall for RWH (in) | Max Volume Captured by Practice (cf) | RWHS Credit | Input % RR from Model | % Credit | Volume Received from Upstream Practices (cf) | Total Volume Received by Practice (cf) | Avg Daily Drawdown (gallons) | Available Cistern Volume (gallons) | Runoff Reduction Vol (cf) | Remaining Volume (cf) | Downstream Practice |  | Rooftop Rainwater Harvesting | Infiltration Practice | Bioretention - DCR Level 2 Design Spec | Bioretention - DCR Level 1 Design Spec | Disconnection to A/B or Amended soils | Simple Disconnection to C/D Soils | Simple Disconnection to Conservation Area | Disconnection to Bioretention | Disconnection to Dry Well Level 2 Design | Disconnection to Dry Well Level 1 Design | Disconnection to Stormwater Planter | Dry Swale - DCR Level 2 Design Spec | Dry Swale - DCR Level 1 Design Spec | Grass Channel A/B Soils | Grass Channel C/D Soils | Grass Channel with Amended Soils | Extended Detention Pond | Sheetflow to Conservation Area A/B Soils | Sheetflow to Conservation Area C/D Soils | Sheetflow to Vegetated Filter Strip | Proprietary / Other practice
Rooftop Rainwater Harvesting |  |  | 1 | 0 | SELECT RWHS DESIGN METHOD |  |  | 0 | 0 |  |  | 0 | 0 |  |  | 0 | 0 | 0 | 0 | 0 | 0 | 0 | 0 | 0 | 0 | 0 | 0 | 0 | 0 | 0 | 0 | 0 | 0 | 0 | 0 | 0
Apply Runoff Reduction Practices | Description of Area | Impervious Cover in Contributing D.A. (ac) | Managed Turf in Contributing D.A. (ac) | Max Volume Received by Practice (ft3) | Description of Credit |  | % Credit | Volume Received from Upstream Practices (ft3) | Total Volume Received by Practice (ft3) | Surface Area of Practice (ft2) | Storage Vol Provided by Practice (ft3) | Runoff Reduction Vol (ft3) | Remaining Volume (ft3) | Downstream Practice
Infiltration Practice |  |  |  | 0 | Subtract 100% of provided storage vol. |  | 100% | 0 | 0 | N/A |  | 0 | 0 |  |  | 0 | 0 | 0 | 0 | 0 | 0 | 0 | 0 | 0 | 0 | 0 | 0 | 0 | 0 | 0 | 0 | 0 | 0 | 0 | 0 | 0
Vegetated Roof |  |  | N/A | 0 | Subtract 100% of provided storage vol. |  | 100% | N/A | 0 | N/A |  | 0 | 0 |  |  | 0 | 0 | 0 | 0 | 0 | 0 | 0 | 0 | 0 | 0 | 0 | 0 | 0 | 0 | 0 | 0 | 0 | 0 | 0 | 0 | 0
Permeable Pavement - DCR Level 2 Design Spec |  |  | N/A | 0 | Subtract 100% of provided storage vol. |  | 100% | N/A | 0 | N/A |  | 0 | 0 |  |  | 0 | 0 | 0 | 0 | 0 | 0 | 0 | 0 | 0 | 0 | 0 | 0 | 0 | 0 | 0 | 0 | 0 | 0 | 0 | 0 | 0
Permeable Pavement - DCR Level 1 Design Spec |  |  | N/A | 0 | Reduce vol. through permeable pavement by 0.045 cf/sf of permeable pavement. |  | N/A | N/A | 0 |  | N/A | 0 | 0 |  |  | 0 | 0 | 0 | 0 | 0 | 0 | 0 | 0 | 0 | 0 | 0 | 0 | 0 | 0 | 0 | 0 | 0 | 0 | 0 | 0 | 0
Bioretention - DCR Level 2 Design Spec (enhanced) |  |  |  | 0 | Subtract 100% of provided storage vol. |  | 100% | 0 | 0 | N/A |  | 0 | 0 |  |  | 0 | 0 | 0 | 0 | 0 | 0 | 0 | 0 | 0 | 0 | 0 | 0 | 0 | 0 | 0 | 0 | 0 | 0 | 0 | 0 | 0
Bioretention - DCR Level 1 Design Spec (standard) |  |  |  | 0 | Subtract 60% of provided storage vol. |  | 60% | 0 | 0 | N/A |  | 0 | 0 |  |  | 0 | 0 | 0 | 0 | 0 | 0 | 0 | 0 | 0 | 0 | 0 | 0 | 0 | 0 | 0 | 0 | 0 | 0 | 0 | 0 | 0
Disconnection to A/B Soils or Compost-Amended Filter Path |  |  | N/A | 0 | Reduce volume to conservation area by 0.04 cu. ft per sq. ft. of conservation area. |  | N/A | 0 | 0 |  | N/A | 0 | 0 |  |  | 0 | 0 | 0 | 0 | 0 | 0 | 0 | 0 | 0 | 0 | 0 | 0 | 0 | 0 | 0 | 0 | 0 | 0 | 0 | 0 | 0
Simple Disconnection to C/D Soils |  |  | N/A | 0 | Reduce volume to conservation area by 0.02 cu. ft per sq. ft. of conservation area. |  | N/A | 0 | 0 |  | N/A | 0 | 0 |  |  | 0 | 0 | 0 | 0 | 0 | 0 | 0 | 0 | 0 | 0 | 0 | 0 | 0 | 0 | 0 | 0 | 0 | 0 | 0 | 0 | 0
Simple Disconnection to Conservation Area |  |  | N/A | 0 | Reduce volume to conservation area by 0.06 cu. ft per sq. ft. of conservation area. |  | N/A | 0 | 0 |  | N/A | 0 | 0 |  |  | 0 | 0 | 0 | 0 | 0 | 0 | 0 | 0 | 0 | 0 | 0 | 0 | 0 | 0 | 0 | 0 | 0 | 0 | 0 | 0 | 0
Disconnection to Bioretention |  |  |  | 0 | Subtract 100% of provided storage vol. |  | 100% | 0 | 0 | N/A |  | 0 | 0 |  |  | 0 | 0 | 0 | 0 | 0 | 0 | 0 | 0 | 0 | 0 | 0 | 0 | 0 | 0 | 0 | 0 | 0 | 0 | 0 | 0 | 0
Disconnection to Dry Well/French Drain-DCR Level 2 Design |  |  | N/A | 0 | Subtract 100% of provided storage vol. |  | 100% | 0 | 0 | N/A |  | 0 | 0 |  |  | 0 | 0 | 0 | 0 | 0 | 0 | 0 | 0 | 0 | 0 | 0 | 0 | 0 | 0 | 0 | 0 | 0 | 0 | 0 | 0 | 0
Disconnection to Dry Well/French Drain-DCR Level 1 Design |  |  | N/A | 0 | Subtract 50% of provided storage vol. |  | 50% | 0 | 0 | N/A |  | 0 | 0 |  |  | 0 | 0 | 0 | 0 | 0 | 0 | 0 | 0 | 0 | 0 | 0 | 0 | 0 | 0 | 0 | 0 | 0 | 0 | 0 | 0 | 0
Disconnection to Stormwater Planter, Extended Tree Pit, or Curb Extension (Urban Bioretention) |  |  | N/A | 0 | Subtract 100% of provided storage vol. |  | 100% | 0 | 0 | N/A |  | 0 | 0 |  |  | 0 | 0 | 0 | 0 | 0 | 0 | 0 | 0 | 0 | 0 | 0 | 0 | 0 | 0 | 0 | 0 | 0 | 0 | 0 | 0 | 0
Dry Swale - DCR Level 2 Design Spec |  |  |  | 0 | Subtract 100% of provided storage vol. |  | 100% | 0 | 0 | N/A |  | 0 | 0 |  |  | 0 | 0 | 0 | 0 | 0 | 0 | 0 | 0 | 0 | 0 | 0 | 0 | 0 | 0 | 0 | 0 | 0 | 0 | 0 | 0 | 0
Dry Swale - DCR Level 1 Design Spec |  |  |  | 0 | Subtract 40% of provided storage vol. |  | 40% | 0 | 0 | N/A |  | 0 | 0 |  |  | 0 | 0 | 0 | 0 | 0 | 0 | 0 | 0 | 0 | 0 | 0 | 0 | 0 | 0 | 0 | 0 | 0 | 0 | 0 | 0 | 0
Grass Channel A/B Soils |  |  |  | 0 | Reduce volume conveyed through grass channel by 20%. |  | 20% | 0 | 0 | N/A | N/A | 0 | 0 |  |  | 0 | 0 | 0 | 0 | 0 | 0 | 0 | 0 | 0 | 0 | 0 | 0 | 0 | 0 | 0 | 0 | 0 | 0 | 0 | 0 | 0
Grass Channel C/D Soils |  |  |  | 0 | Reduce volume conveyed through grass channel by 10%. |  | 10% | 0 | 0 | N/A | N/A | 0 | 0 |  |  | 0 | 0 | 0 | 0 | 0 | 0 | 0 | 0 | 0 | 0 | 0 | 0 | 0 | 0 | 0 | 0 | 0 | 0 | 0 | 0 | 0
Grass Channel with Compost Amended Soils |  |  |  | 0 | Reduce volume conveyed through grass channel by 30%. |  | 30% | 0 | 0 | N/A | N/A | 0 | 0 |  |  | 0 | 0 | 0 | 0 | 0 | 0 | 0 | 0 | 0 | 0 | 0 | 0 | 0 | 0 | 0 | 0 | 0 | 0 | 0 | 0 | 0
Extended Detention Pond |  |  |  | 0 | Reduce volume directed to extended detention pond by 10%. |  | 10% | 0 | 0 | N/A | N/A | 0 | 0 |  |  | 0 | 0 | 0 | 0 | 0 | 0 | 0 | 0 | 0 | 0 | 0 | 0 | 0 | 0 | 0 | 0 | 0 | 0 | 0 | 0 | 0
Sheetflow to Conservation Area with A/B Soils |  |  |  | 0 | Reduce volume by 0.09 cu. ft per sq. ft. of conservation area. |  | N/A | 0 | 0 |  | N/A | 0 | 0 | N/A
Sheetflow to Conservation Area with C/D Soils |  |  |  | 0 | Reduce volume by 0.04 cu. ft per sq. ft. of conservation area. |  | N/A | 0 | 0 |  | N/A | 0 | 0 | N/A
Sheetflow to Vegetated Filter Strip in A/B Soils or Amended C/D Soils |  |  |  | 0 | Reduce volume by 0.06 cu. ft per sq. ft. of conservation area. |  | N/A | 0 | 0 |  | N/A | 0 | 0 | N/A
Proprietary / Other practice not listed above |  |  |  | 0 | Subtract % Credit of provided storage vol. |  |  | 0 | 0 | N/A |  | 0 | 0 |  |  | 0 | 0 | 0 | 0 | 0 | 0 | 0 | 0 | 0 | 0 | 0 | 0 | 0 | 0 | 0 | 0 | 0 | 0 | 0 | 0 | 0
Totals: |  | 0 | 0 | [9 empty] | See Site Data and Summary Tab for Site Results
|  | Total Drainage Area Treated (acres): | 0 | [7 empty] | Runoff Reduction Volume Achieved for Drainage Area A (cubic feet): | 0 |  |  | Totals | 0 | 0 | 0 | 0 | 0 | 0 | 0 | 0 | 0 | 0 | 0 | 0 | 0 | 0 | 0 | 0 | 0 | 0 | 0 | 0 | 0
Downstream Options
Rooftop Rainwater Harvesting | 1
Infiltration Practice | 2
Bioretention - DCR Level 2 Design Spec | 3
Bioretention - DCR Level 1 Design Spec | 4
Disconnection to A/B or Amended soils | 5
Simple Disconnection to C/D Soils | 6
Simple Disconnection to Conservation Area | 7
Disconnection to Bioretention | 8
Disconnection to Dry Well Level 2 Design | 9
Disconnection to Dry Well Level 1 Design | 10
Disconnection to Stormwater Planter | 11
Dry Swale - DCR Level 2 Design Spec | 12
Dry Swale - DCR Level 1 Design Spec | 13
Grass Channel A/B Soils | 14
Grass Channel C/D Soils | 15
Grass Channel with Amended Soils | 16
Extended Detention Pond | 17
Sheetflow to Conservation Area A/B Soils | 18
Sheetflow to Conservation Area C/D Soils | 19
Sheetflow to Vegetated Filter Strip | 20
Proprietary / Other practice | 21
Note on B9: Note: This column can be used to identify subareas or describe the contributing drainage area.
Note on C11: Input impervious area draining to the BMP. Consider areas that will be used for green roof, roof rainwater harvesting, or permeable pavement as impervious area so that the runoff reduction credit can be applied.
Note on D10: Note: Although 1 inch is the target rainfall, oversizing the cistern may be permitted by using up to 1.4 inches of rainfall, which is presumed to approximate the 95th percentile rainfall.
Note on D11: Note: Input drainage area of lawns, landscaped area that will be mowed and managed, and area of compacted soils that drain to the BMP.
Note on E10: Note: Max volume based on design rainfall x roof area. This is the maximum volume of runoff contributing to the RWH system.
Note on F10: Note: You may choose whether to input the RR % credit obtained from another model or allow this spreadsheet to estimate the RR % Credit by inputting the daily drawdown (reuse) volume in Column L and available cistern volume in Column M.
Note on F13: Note: Subtract 100% of the volume stored in the green roof media.
Note on F14: Note: Subtract 100% of runoff volume infiltrated and/or stored in a reservoir layer (stone sump) below the underdrain.
Note on F16: Note: Assumes infiltration or a minimum 12 inch stone sump below the underdrain.
Note on F22: Note: Assumes infiltration or a minimum 12 inch stone sump below the underdrain.
Note on F24: Note: Assumes infiltration or a minimum 12 inch stone sump below the underdrain.
Note on H10: Note: Input the known RR % Credit from a continuous-simulation model of the proposed RWHS. If unknow, leave blank.
Note on I34: Note: Variable % credit to be approved by Fairfax County. There is no runoff reduction credit for filtration practices.
Note on L10: Note: The average daily drawdown can be estimated by dividing the total annual reuse volume by 365 days. This simplified method does not account for seasonal or fluctuating demand. The final design will require a continuous simulation model based on a detailed demand scenario.
Note on M10: Note: Estimate the portion of cistern storage volume that is available for reuse. The runoff reduction volume will only be applied to the useful storage volume that is available to receive stormwater inflow and does not count “dead” storage below the pump cutoff elevation, storage above the overflow, or an air gap above the maximum storage level. For final design a continuous simulation model (e.g. Virginia DCR Rainwater Harvesting Spreadsheet or equal) should be used.
Note on M16: Note: Storage volume is the surface area x storage depth where the storage depth is the sum of the Void Ratio (Vr) of the soil media and gravel layers multiplied by their respective depths, plus the surface ponding depth. Refer to Virginia DCR Stormwater Design Specification No. 9
Note on M17: Note: Storage volume is the surface area x storage depth where the storage depth is the sum of the Void Ratio (Vr) of the soil media and gravel layers multiplied by their respective depths, plus the surface ponding depth. Refer to Virginia DCR Stormwater Design Specification No. 9
Note on M21: Note: Storage volume is the surface area x ponding depth. Refer to Virginia DCR Stormwater Design Specification No. 1
Note on M22: Note: Storage volume is the surface area x storage depth where the storage depth is the sum of the Void Ratio (Vr) of the soil media and gravel layers multiplied by their respective depths, plus the surface ponding depth. Refer to Virginia DCR Stormwater Design Specification No. 1
Note on M23: Note: Storage volume is the surface area x storage depth where the storage depth is the sum of the Void Ratio (Vr) of the soil media and gravel layers multiplied by their respective depths, plus the surface ponding depth. Refer to Virginia DCR Stormwater Design Specification No. 1
Note on M24: Note: Storage volume is the surface area x storage depth where the storage depth is the sum of the Void Ratio (Vr) of the soil media and gravel layers multiplied by their respective depths, plus the surface ponding depth. Refer to Virginia DCR Stormwater Design Specification No. 1
Note on M25: Note: Storage volume is the surface area x storage depth where the storage depth is the sum of the Void Ratio (Vr) of the soil media and gravel layers multiplied by their respective depths, plus the surface ponding depth. Refer to Virginia DCR Stormwater Design Specification No. 10
Note on M26: Note: Storage volume is the surface area x storage depth where the storage depth is the sum of the Void Ratio (Vr) of the soil media and gravel layers multiplied by their respective depths, plus the surface ponding depth. Refer to Virginia DCR Stormwater Design Specification No. 10
Note on O10: Note: The "Remaining volume" includes the first flush diversion. The term “first flush diversion” is used to distinguish it from the traditional stormwater management term “first flush”. This is the initial pulse of water with the highest concentration of solids and pollutants. The amount can range between the first 0.02 to 0.06 inches of rooftop runoff. The spreadsheet assumes 0.05 inches. The diverted flows (first flush diversion and overflow from the filter) must be directed to an acceptable pervious flow path that will not cause erosion during a 2-year storm or to an appropriate BMP, for infiltration. Preferably the diversion will be conveyed to the same secondary runoff reduction practice that is used to receive tank overflows.

## D.A. C
Tysons Corner Comprehensive Plan Stormwater Conformance Spreadsheet - Beta Version 4-18-2012 | [7 empty] | Site Name:
Drainage Area C Post-Development Land Cover | HSG A soils | HSG B Soils | HSG C Soils | HSG D Soils | Totals
Forest / Preserved Open Space | 0 | 0 | 0 | 0 | 0 |  | Rv (turf) | 0 |  |  | data input cells highlighted
Managed Turf | 0 | 0 | 0 | 0 | 0 |  | Rv (impervious) | 0.95 | [7 empty] | SELECT RWHS DESIGN METHOD
Impervious Cover | 0 | 0 | 0 | 0 | 0 | [10 empty] | Runoff Reduction % Credit from Continuous-Simulation Model
|  |  |  | D.A. Total (acres) | 0 |  | Runoff from 1" Rainfall (cf) = | 0 | [7 empty] | Estimate Runoff Reduction % Using Spreadsheet
[10 empty] | Estimate RWH RR % Credit | [5 empty] | 1 | 2 | 3 | 4 | 5 | 6 | 7 | 8 | 9 | 10 | 11 | 12 | 13 | 14 | 15 | 16 | 17 | 18 | 19 | 20 | 21
Apply Runoff Reduction Practices | Description of Area | Roof Area Contributing to RWH (ac) | Design Rainfall for RWH (in) | Max Volume Captured by Practice (cf) | RWHS Credit | Input % RR from Model | % Credit | Volume Received from Upstream Practices (cf) | Total Volume Received by Practice (cf) | Avg Daily Drawdown (gallons) | Available Cistern Volume (gallons) | Runoff Reduction Vol (cf) | Remaining Volume (cf) | Downstream Practice |  | Rooftop Rainwater Harvesting | Infiltration Practice | Bioretention - DCR Level 2 Design Spec | Bioretention - DCR Level 1 Design Spec | Disconnection to A/B or Amended soils | Simple Disconnection to C/D Soils | Simple Disconnection to Conservation Area | Disconnection to Bioretention | Disconnection to Dry Well Level 2 Design | Disconnection to Dry Well Level 1 Design | Disconnection to Stormwater Planter | Dry Swale - DCR Level 2 Design Spec | Dry Swale - DCR Level 1 Design Spec | Grass Channel A/B Soils | Grass Channel C/D Soils | Grass Channel with Amended Soils | Extended Detention Pond | Sheetflow to Conservation Area A/B Soils | Sheetflow to Conservation Area C/D Soils | Sheetflow to Vegetated Filter Strip | Proprietary / Other practice
Rooftop Rainwater Harvesting |  |  | 1 | 0 | SELECT RWHS DESIGN METHOD |  |  | 0 | 0 |  |  | 0 | 0 |  |  | 0 | 0 | 0 | 0 | 0 | 0 | 0 | 0 | 0 | 0 | 0 | 0 | 0 | 0 | 0 | 0 | 0 | 0 | 0 | 0 | 0
Apply Runoff Reduction Practices | Description of Area | Impervious Cover in Contributing D.A. (ac) | Managed Turf in Contributing D.A. (ac) | Max Volume Received by Practice (ft3) | Description of Credit |  | % Credit | Volume Received from Upstream Practices (ft3) | Total Volume Received by Practice (ft3) | Surface Area of Practice (ft2) | Storage Vol Provided by Practice (ft3) | Runoff Reduction Vol (ft3) | Remaining Volume (ft3) | Downstream Practice
Infiltration Practice |  |  |  | 0 | Subtract 100% of provided storage vol. |  | 100% | 0 | 0 | N/A |  | 0 | 0 |  |  | 0 | 0 | 0 | 0 | 0 | 0 | 0 | 0 | 0 | 0 | 0 | 0 | 0 | 0 | 0 | 0 | 0 | 0 | 0 | 0 | 0
Vegetated Roof |  |  | N/A | 0 | Subtract 100% of provided storage vol. |  | 100% | N/A | 0 | N/A |  | 0 | 0 |  |  | 0 | 0 | 0 | 0 | 0 | 0 | 0 | 0 | 0 | 0 | 0 | 0 | 0 | 0 | 0 | 0 | 0 | 0 | 0 | 0 | 0
Permeable Pavement - DCR Level 2 Design Spec |  |  | N/A | 0 | Subtract 100% of provided storage vol. |  | 100% | N/A | 0 | N/A |  | 0 | 0 |  |  | 0 | 0 | 0 | 0 | 0 | 0 | 0 | 0 | 0 | 0 | 0 | 0 | 0 | 0 | 0 | 0 | 0 | 0 | 0 | 0 | 0
Permeable Pavement - DCR Level 1 Design Spec |  |  | N/A | 0 | Reduce vol. through permeable pavement by 0.045 cf/sf of permeable pavement. |  | N/A | N/A | 0 |  | N/A | 0 | 0 |  |  | 0 | 0 | 0 | 0 | 0 | 0 | 0 | 0 | 0 | 0 | 0 | 0 | 0 | 0 | 0 | 0 | 0 | 0 | 0 | 0 | 0
Bioretention - DCR Level 2 Design Spec (enhanced) |  |  |  | 0 | Subtract 100% of provided storage vol. |  | 100% | 0 | 0 | N/A |  | 0 | 0 |  |  | 0 | 0 | 0 | 0 | 0 | 0 | 0 | 0 | 0 | 0 | 0 | 0 | 0 | 0 | 0 | 0 | 0 | 0 | 0 | 0 | 0
Bioretention - DCR Level 1 Design Spec (standard) |  |  |  | 0 | Subtract 60% of provided storage vol. |  | 60% | 0 | 0 | N/A |  | 0 | 0 |  |  | 0 | 0 | 0 | 0 | 0 | 0 | 0 | 0 | 0 | 0 | 0 | 0 | 0 | 0 | 0 | 0 | 0 | 0 | 0 | 0 | 0
Disconnection to A/B Soils or Compost-Amended Filter Path |  |  | N/A | 0 | Reduce volume to conservation area by 0.04 cu. ft per sq. ft. of conservation area. |  | N/A | 0 | 0 |  | N/A | 0 | 0 |  |  | 0 | 0 | 0 | 0 | 0 | 0 | 0 | 0 | 0 | 0 | 0 | 0 | 0 | 0 | 0 | 0 | 0 | 0 | 0 | 0 | 0
Simple Disconnection to C/D Soils |  |  | N/A | 0 | Reduce volume to conservation area by 0.02 cu. ft per sq. ft. of conservation area. |  | N/A | 0 | 0 |  | N/A | 0 | 0 |  |  | 0 | 0 | 0 | 0 | 0 | 0 | 0 | 0 | 0 | 0 | 0 | 0 | 0 | 0 | 0 | 0 | 0 | 0 | 0 | 0 | 0
Simple Disconnection to Conservation Area |  |  | N/A | 0 | Reduce volume to conservation area by 0.06 cu. ft per sq. ft. of conservation area. |  | N/A | 0 | 0 |  | N/A | 0 | 0 |  |  | 0 | 0 | 0 | 0 | 0 | 0 | 0 | 0 | 0 | 0 | 0 | 0 | 0 | 0 | 0 | 0 | 0 | 0 | 0 | 0 | 0
Disconnection to Bioretention |  |  |  | 0 | Subtract 100% of provided storage vol. |  | 100% | 0 | 0 | N/A |  | 0 | 0 |  |  | 0 | 0 | 0 | 0 | 0 | 0 | 0 | 0 | 0 | 0 | 0 | 0 | 0 | 0 | 0 | 0 | 0 | 0 | 0 | 0 | 0
Disconnection to Dry Well/French Drain-DCR Level 2 Design |  |  | N/A | 0 | Subtract 100% of provided storage vol. |  | 100% | 0 | 0 | N/A |  | 0 | 0 |  |  | 0 | 0 | 0 | 0 | 0 | 0 | 0 | 0 | 0 | 0 | 0 | 0 | 0 | 0 | 0 | 0 | 0 | 0 | 0 | 0 | 0
Disconnection to Dry Well/French Drain-DCR Level 1 Design |  |  | N/A | 0 | Subtract 50% of provided storage vol. |  | 50% | 0 | 0 | N/A |  | 0 | 0 |  |  | 0 | 0 | 0 | 0 | 0 | 0 | 0 | 0 | 0 | 0 | 0 | 0 | 0 | 0 | 0 | 0 | 0 | 0 | 0 | 0 | 0
Disconnection to Stormwater Planter, Extended Tree Pit, or Curb Extension (Urban Bioretention) |  |  | N/A | 0 | Subtract 100% of provided storage vol. |  | 100% | 0 | 0 | N/A |  | 0 | 0 |  |  | 0 | 0 | 0 | 0 | 0 | 0 | 0 | 0 | 0 | 0 | 0 | 0 | 0 | 0 | 0 | 0 | 0 | 0 | 0 | 0 | 0
Dry Swale - DCR Level 2 Design Spec |  |  |  | 0 | Subtract 100% of provided storage vol. |  | 100% | 0 | 0 | N/A |  | 0 | 0 |  |  | 0 | 0 | 0 | 0 | 0 | 0 | 0 | 0 | 0 | 0 | 0 | 0 | 0 | 0 | 0 | 0 | 0 | 0 | 0 | 0 | 0
Dry Swale - DCR Level 1 Design Spec |  |  |  | 0 | Subtract 40% of provided storage vol. |  | 40% | 0 | 0 | N/A |  | 0 | 0 |  |  | 0 | 0 | 0 | 0 | 0 | 0 | 0 | 0 | 0 | 0 | 0 | 0 | 0 | 0 | 0 | 0 | 0 | 0 | 0 | 0 | 0
Grass Channel A/B Soils |  |  |  | 0 | Reduce volume conveyed through grass channel by 20%. |  | 20% | 0 | 0 | N/A | N/A | 0 | 0 |  |  | 0 | 0 | 0 | 0 | 0 | 0 | 0 | 0 | 0 | 0 | 0 | 0 | 0 | 0 | 0 | 0 | 0 | 0 | 0 | 0 | 0
Grass Channel C/D Soils |  |  |  | 0 | Reduce volume conveyed through grass channel by 10%. |  | 10% | 0 | 0 | N/A | N/A | 0 | 0 |  |  | 0 | 0 | 0 | 0 | 0 | 0 | 0 | 0 | 0 | 0 | 0 | 0 | 0 | 0 | 0 | 0 | 0 | 0 | 0 | 0 | 0
Grass Channel with Compost Amended Soils |  |  |  | 0 | Reduce volume conveyed through grass channel by 30%. |  | 30% | 0 | 0 | N/A | N/A | 0 | 0 |  |  | 0 | 0 | 0 | 0 | 0 | 0 | 0 | 0 | 0 | 0 | 0 | 0 | 0 | 0 | 0 | 0 | 0 | 0 | 0 | 0 | 0
Extended Detention Pond |  |  |  | 0 | Reduce volume directed to extended detention pond by 10%. |  | 10% | 0 | 0 | N/A | N/A | 0 | 0 |  |  | 0 | 0 | 0 | 0 | 0 | 0 | 0 | 0 | 0 | 0 | 0 | 0 | 0 | 0 | 0 | 0 | 0 | 0 | 0 | 0 | 0
Sheetflow to Conservation Area with A/B Soils |  |  |  | 0 | Reduce volume by 0.09 cu. ft per sq. ft. of conservation area. |  | N/A | 0 | 0 |  | N/A | 0 | 0 | N/A
Sheetflow to Conservation Area with C/D Soils |  |  |  | 0 | Reduce volume by 0.04 cu. ft per sq. ft. of conservation area. |  | N/A | 0 | 0 |  | N/A | 0 | 0 | N/A
Sheetflow to Vegetated Filter Strip in A/B Soils or Amended C/D Soils |  |  |  | 0 | Reduce volume by 0.06 cu. ft per sq. ft. of conservation area. |  | N/A | 0 | 0 |  | N/A | 0 | 0 | N/A
Proprietary / Other practice not listed above |  |  |  | 0 | Subtract % Credit of provided storage vol. |  |  | 0 | 0 | N/A |  | 0 | 0 |  |  | 0 | 0 | 0 | 0 | 0 | 0 | 0 | 0 | 0 | 0 | 0 | 0 | 0 | 0 | 0 | 0 | 0 | 0 | 0 | 0 | 0
Totals: |  | 0 | 0 | [9 empty] | See Site Data and Summary Tab for Site Results
|  | Total Drainage Area Treated (acres): | 0 | [7 empty] | Runoff Reduction Volume Achieved for Drainage Area A (cubic feet): | 0 |  |  | Totals | 0 | 0 | 0 | 0 | 0 | 0 | 0 | 0 | 0 | 0 | 0 | 0 | 0 | 0 | 0 | 0 | 0 | 0 | 0 | 0 | 0
Downstream Options
Rooftop Rainwater Harvesting | 1
Infiltration Practice | 2
Bioretention - DCR Level 2 Design Spec | 3
Bioretention - DCR Level 1 Design Spec | 4
Disconnection to A/B or Amended soils | 5
Simple Disconnection to C/D Soils | 6
Simple Disconnection to Conservation Area | 7
Disconnection to Bioretention | 8
Disconnection to Dry Well Level 2 Design | 9
Disconnection to Dry Well Level 1 Design | 10
Disconnection to Stormwater Planter | 11
Dry Swale - DCR Level 2 Design Spec | 12
Dry Swale - DCR Level 1 Design Spec | 13
Grass Channel A/B Soils | 14
Grass Channel C/D Soils | 15
Grass Channel with Amended Soils | 16
Extended Detention Pond | 17
Sheetflow to Conservation Area A/B Soils | 18
Sheetflow to Conservation Area C/D Soils | 19
Sheetflow to Vegetated Filter Strip | 20
Proprietary / Other practice | 21
Note on B9: Note: This column can be used to identify subareas or describe the contributing drainage area.
Note on C11: Input impervious area draining to the BMP. Consider areas that will be used for green roof, roof rainwater harvesting, or permeable pavement as impervious area so that the runoff reduction credit can be applied.
Note on D10: Note: Although 1 inch is the target rainfall, oversizing the cistern may be permitted by using up to 1.4 inches of rainfall, which is presumed to approximate the 95th percentile rainfall.
Note on D11: Note: Input drainage area of lawns, landscaped area that will be mowed and managed, and area of compacted soils that drain to the BMP.
Note on E10: Note: Max volume based on design rainfall x roof area. This is the maximum volume of runoff contributing to the RWH system.
Note on F10: Note: You may choose whether to input the RR % credit obtained from another model or allow this spreadsheet to estimate the RR % Credit by inputting the daily drawdown (reuse) volume in Column L and available cistern volume in Column M.
Note on F13: Note: Subtract 100% of the volume stored in the green roof media.
Note on F14: Note: Subtract 100% of runoff volume infiltrated and/or stored in a reservoir layer (stone sump) below the underdrain.
Note on F16: Note: Assumes infiltration or a minimum 12 inch stone sump below the underdrain.
Note on F22: Note: Assumes infiltration or a minimum 12 inch stone sump below the underdrain.
Note on F24: Note: Assumes infiltration or a minimum 12 inch stone sump below the underdrain.
Note on H10: Note: Input the known RR % Credit from a continuous-simulation model of the proposed RWHS. If unknow, leave blank.
Note on I34: Note: Variable % credit to be approved by Fairfax County. There is no runoff reduction credit for filtration practices.
Note on L10: Note: The average daily drawdown can be estimated by dividing the total annual reuse volume by 365 days. This simplified method does not account for seasonal or fluctuating demand. The final design will require a continuous simulation model based on a detailed demand scenario.
Note on M10: Note: Estimate the portion of cistern storage volume that is available for reuse. The runoff reduction volume will only be applied to the useful storage volume that is available to receive stormwater inflow and does not count “dead” storage below the pump cutoff elevation, storage above the overflow, or an air gap above the maximum storage level. For final design a continuous simulation model (e.g. Virginia DCR Rainwater Harvesting Spreadsheet or equal) should be used.
Note on M16: Note: Storage volume is the surface area x storage depth where the storage depth is the sum of the Void Ratio (Vr) of the soil media and gravel layers multiplied by their respective depths, plus the surface ponding depth. Refer to Virginia DCR Stormwater Design Specification No. 9
Note on M17: Note: Storage volume is the surface area x storage depth where the storage depth is the sum of the Void Ratio (Vr) of the soil media and gravel layers multiplied by their respective depths, plus the surface ponding depth. Refer to Virginia DCR Stormwater Design Specification No. 9
Note on M21: Note: Storage volume is the surface area x ponding depth. Refer to Virginia DCR Stormwater Design Specification No. 1
Note on M22: Note: Storage volume is the surface area x storage depth where the storage depth is the sum of the Void Ratio (Vr) of the soil media and gravel layers multiplied by their respective depths, plus the surface ponding depth. Refer to Virginia DCR Stormwater Design Specification No. 1
Note on M23: Note: Storage volume is the surface area x storage depth where the storage depth is the sum of the Void Ratio (Vr) of the soil media and gravel layers multiplied by their respective depths, plus the surface ponding depth. Refer to Virginia DCR Stormwater Design Specification No. 1
Note on M24: Note: Storage volume is the surface area x storage depth where the storage depth is the sum of the Void Ratio (Vr) of the soil media and gravel layers multiplied by their respective depths, plus the surface ponding depth. Refer to Virginia DCR Stormwater Design Specification No. 1
Note on M25: Note: Storage volume is the surface area x storage depth where the storage depth is the sum of the Void Ratio (Vr) of the soil media and gravel layers multiplied by their respective depths, plus the surface ponding depth. Refer to Virginia DCR Stormwater Design Specification No. 10
Note on M26: Note: Storage volume is the surface area x storage depth where the storage depth is the sum of the Void Ratio (Vr) of the soil media and gravel layers multiplied by their respective depths, plus the surface ponding depth. Refer to Virginia DCR Stormwater Design Specification No. 10
Note on O10: Note: The "Remaining volume" includes the first flush diversion. The term “first flush diversion” is used to distinguish it from the traditional stormwater management term “first flush”. This is the initial pulse of water with the highest concentration of solids and pollutants. The amount can range between the first 0.02 to 0.06 inches of rooftop runoff. The spreadsheet assumes 0.05 inches. The diverted flows (first flush diversion and overflow from the filter) must be directed to an acceptable pervious flow path that will not cause erosion during a 2-year storm or to an appropriate BMP, for infiltration. Preferably the diversion will be conveyed to the same secondary runoff reduction practice that is used to receive tank overflows.

## D.A. D
Tysons Corner Comprehensive Plan Stormwater Conformance Spreadsheet - Beta Version 4-18-2012 | [7 empty] | Site Name:
Drainage Area D Post-Development Land Cover | HSG A soils | HSG B Soils | HSG C Soils | HSG D Soils | Totals
Forest / Preserved Open Space | 0 | 0 | 0 | 0 | 0 |  | Rv (turf) | 0 |  |  | data input cells highlighted
Managed Turf | 0 | 0 | 0 | 0 | 0 |  | Rv (impervious) | 0.95 | [7 empty] | SELECT RWHS DESIGN METHOD
Impervious Cover | 0 | 0 | 0 | 0 | 0 | [10 empty] | Runoff Reduction % Credit from Continuous-Simulation Model
|  |  |  | D.A. Total (acres) | 0 |  | Runoff from 1" Rainfall (cf) = | 0 | [7 empty] | Estimate Runoff Reduction % Using Spreadsheet
[10 empty] | Estimate RWH RR % Credit | [5 empty] | 1 | 2 | 3 | 4 | 5 | 6 | 7 | 8 | 9 | 10 | 11 | 12 | 13 | 14 | 15 | 16 | 17 | 18 | 19 | 20 | 21
Apply Runoff Reduction Practices | Description of Area | Roof Area Contributing to RWH (ac) | Design Rainfall for RWH (in) | Max Volume Captured by Practice (cf) | RWHS Credit | Input % RR from Model | % Credit | Volume Received from Upstream Practices (cf) | Total Volume Received by Practice (cf) | Avg Daily Drawdown (gallons) | Available Cistern Volume (gallons) | Runoff Reduction Vol (cf) | Remaining Volume (cf) | Downstream Practice |  | Rooftop Rainwater Harvesting | Infiltration Practice | Bioretention - DCR Level 2 Design Spec | Bioretention - DCR Level 1 Design Spec | Disconnection to A/B or Amended soils | Simple Disconnection to C/D Soils | Simple Disconnection to Conservation Area | Disconnection to Bioretention | Disconnection to Dry Well Level 2 Design | Disconnection to Dry Well Level 1 Design | Disconnection to Stormwater Planter | Dry Swale - DCR Level 2 Design Spec | Dry Swale - DCR Level 1 Design Spec | Grass Channel A/B Soils | Grass Channel C/D Soils | Grass Channel with Amended Soils | Extended Detention Pond | Sheetflow to Conservation Area A/B Soils | Sheetflow to Conservation Area C/D Soils | Sheetflow to Vegetated Filter Strip | Proprietary / Other practice
Rooftop Rainwater Harvesting |  |  | 1 | 0 | SELECT RWHS DESIGN METHOD |  |  | 0 | 0 |  |  | 0 | 0 |  |  | 0 | 0 | 0 | 0 | 0 | 0 | 0 | 0 | 0 | 0 | 0 | 0 | 0 | 0 | 0 | 0 | 0 | 0 | 0 | 0 | 0
Apply Runoff Reduction Practices | Description of Area | Impervious Cover in Contributing D.A. (ac) | Managed Turf in Contributing D.A. (ac) | Max Volume Received by Practice (ft3) | Description of Credit |  | % Credit | Volume Received from Upstream Practices (ft3) | Total Volume Received by Practice (ft3) | Surface Area of Practice (ft2) | Storage Vol Provided by Practice (ft3) | Runoff Reduction Vol (ft3) | Remaining Volume (ft3) | Downstream Practice
Infiltration Practice |  |  |  | 0 | Subtract 100% of provided storage vol. |  | 100% | 0 | 0 | N/A |  | 0 | 0 |  |  | 0 | 0 | 0 | 0 | 0 | 0 | 0 | 0 | 0 | 0 | 0 | 0 | 0 | 0 | 0 | 0 | 0 | 0 | 0 | 0 | 0
Vegetated Roof |  |  | N/A | 0 | Subtract 100% of provided storage vol. |  | 100% | N/A | 0 | N/A |  | 0 | 0 |  |  | 0 | 0 | 0 | 0 | 0 | 0 | 0 | 0 | 0 | 0 | 0 | 0 | 0 | 0 | 0 | 0 | 0 | 0 | 0 | 0 | 0
Permeable Pavement - DCR Level 2 Design Spec |  |  | N/A | 0 | Subtract 100% of provided storage vol. |  | 100% | N/A | 0 | N/A |  | 0 | 0 |  |  | 0 | 0 | 0 | 0 | 0 | 0 | 0 | 0 | 0 | 0 | 0 | 0 | 0 | 0 | 0 | 0 | 0 | 0 | 0 | 0 | 0
Permeable Pavement - DCR Level 1 Design Spec |  |  | N/A | 0 | Reduce vol. through permeable pavement by 0.045 cf/sf of permeable pavement. |  | N/A | N/A | 0 |  | N/A | 0 | 0 |  |  | 0 | 0 | 0 | 0 | 0 | 0 | 0 | 0 | 0 | 0 | 0 | 0 | 0 | 0 | 0 | 0 | 0 | 0 | 0 | 0 | 0
Bioretention - DCR Level 2 Design Spec (enhanced) |  |  |  | 0 | Disconnection to Bioretention |  | 100% | 0 | 0 | N/A |  | 0 | 0 |  |  | 0 | 0 | 0 | 0 | 0 | 0 | 0 | 0 | 0 | 0 | 0 | 0 | 0 | 0 | 0 | 0 | 0 | 0 | 0 | 0 | 0
Bioretention - DCR Level 1 Design Spec (standard) |  |  |  | 0 | Subtract 60% of provided storage vol. |  | 60% | 0 | 0 | N/A |  | 0 | 0 |  |  | 0 | 0 | 0 | 0 | 0 | 0 | 0 | 0 | 0 | 0 | 0 | 0 | 0 | 0 | 0 | 0 | 0 | 0 | 0 | 0 | 0
Disconnection to A/B Soils or Compost-Amended Filter Path |  |  | N/A | 0 | Reduce volume to conservation area by 0.04 cu. ft per sq. ft. of conservation area. |  | N/A | 0 | 0 |  | N/A | 0 | 0 |  |  | 0 | 0 | 0 | 0 | 0 | 0 | 0 | 0 | 0 | 0 | 0 | 0 | 0 | 0 | 0 | 0 | 0 | 0 | 0 | 0 | 0
Simple Disconnection to C/D Soils |  |  | N/A | 0 | Reduce volume to conservation area by 0.02 cu. ft per sq. ft. of conservation area. |  | N/A | 0 | 0 |  | N/A | 0 | 0 |  |  | 0 | 0 | 0 | 0 | 0 | 0 | 0 | 0 | 0 | 0 | 0 | 0 | 0 | 0 | 0 | 0 | 0 | 0 | 0 | 0 | 0
Simple Disconnection to Conservation Area |  |  | N/A | 0 | Reduce volume to conservation area by 0.06 cu. ft per sq. ft. of conservation area. |  | N/A | 0 | 0 |  | N/A | 0 | 0 |  |  | 0 | 0 | 0 | 0 | 0 | 0 | 0 | 0 | 0 | 0 | 0 | 0 | 0 | 0 | 0 | 0 | 0 | 0 | 0 | 0 | 0
Disconnection to Bioretention |  |  |  | 0 | Subtract 100% of provided storage vol. |  | 100% | 0 | 0 | N/A |  | 0 | 0 |  |  | 0 | 0 | 0 | 0 | 0 | 0 | 0 | 0 | 0 | 0 | 0 | 0 | 0 | 0 | 0 | 0 | 0 | 0 | 0 | 0 | 0
Disconnection to Dry Well/French Drain-DCR Level 2 Design |  |  | N/A | 0 | Subtract 100% of provided storage vol. |  | 100% | 0 | 0 | N/A |  | 0 | 0 |  |  | 0 | 0 | 0 | 0 | 0 | 0 | 0 | 0 | 0 | 0 | 0 | 0 | 0 | 0 | 0 | 0 | 0 | 0 | 0 | 0 | 0
Disconnection to Dry Well/French Drain-DCR Level 1 Design |  |  | N/A | 0 | Subtract 50% of provided storage vol. |  | 50% | 0 | 0 | N/A |  | 0 | 0 |  |  | 0 | 0 | 0 | 0 | 0 | 0 | 0 | 0 | 0 | 0 | 0 | 0 | 0 | 0 | 0 | 0 | 0 | 0 | 0 | 0 | 0
Disconnection to Stormwater Planter, Extended Tree Pit, or Curb Extension (Urban Bioretention) |  |  | N/A | 0 | Subtract 100% of provided storage vol. |  | 100% | 0 | 0 | N/A |  | 0 | 0 |  |  | 0 | 0 | 0 | 0 | 0 | 0 | 0 | 0 | 0 | 0 | 0 | 0 | 0 | 0 | 0 | 0 | 0 | 0 | 0 | 0 | 0
Dry Swale - DCR Level 2 Design Spec |  |  |  | 0 | Subtract 100% of provided storage vol. |  | 100% | 0 | 0 | N/A |  | 0 | 0 |  |  | 0 | 0 | 0 | 0 | 0 | 0 | 0 | 0 | 0 | 0 | 0 | 0 | 0 | 0 | 0 | 0 | 0 | 0 | 0 | 0 | 0
Dry Swale - DCR Level 1 Design Spec |  |  |  | 0 | Subtract 40% of provided storage vol. |  | 40% | 0 | 0 | N/A |  | 0 | 0 |  |  | 0 | 0 | 0 | 0 | 0 | 0 | 0 | 0 | 0 | 0 | 0 | 0 | 0 | 0 | 0 | 0 | 0 | 0 | 0 | 0 | 0
Grass Channel A/B Soils |  |  |  | 0 | Reduce volume conveyed through grass channel by 20%. |  | 20% | 0 | 0 | N/A | N/A | 0 | 0 |  |  | 0 | 0 | 0 | 0 | 0 | 0 | 0 | 0 | 0 | 0 | 0 | 0 | 0 | 0 | 0 | 0 | 0 | 0 | 0 | 0 | 0
Grass Channel C/D Soils |  |  |  | 0 | Reduce volume conveyed through grass channel by 10%. |  | 10% | 0 | 0 | N/A | N/A | 0 | 0 |  |  | 0 | 0 | 0 | 0 | 0 | 0 | 0 | 0 | 0 | 0 | 0 | 0 | 0 | 0 | 0 | 0 | 0 | 0 | 0 | 0 | 0
Grass Channel with Compost Amended Soils |  |  |  | 0 | Reduce volume conveyed through grass channel by 30%. |  | 30% | 0 | 0 | N/A | N/A | 0 | 0 |  |  | 0 | 0 | 0 | 0 | 0 | 0 | 0 | 0 | 0 | 0 | 0 | 0 | 0 | 0 | 0 | 0 | 0 | 0 | 0 | 0 | 0
Extended Detention Pond |  |  |  | 0 | Reduce volume directed to extended detention pond by 10%. |  | 10% | 0 | 0 | N/A | N/A | 0 | 0 |  |  | 0 | 0 | 0 | 0 | 0 | 0 | 0 | 0 | 0 | 0 | 0 | 0 | 0 | 0 | 0 | 0 | 0 | 0 | 0 | 0 | 0
Sheetflow to Conservation Area with A/B Soils |  |  |  | 0 | Reduce volume by 0.09 cu. ft per sq. ft. of conservation area. |  | N/A | 0 | 0 |  | N/A | 0 | 0 | N/A
Sheetflow to Conservation Area with C/D Soils |  |  |  | 0 | Reduce volume by 0.04 cu. ft per sq. ft. of conservation area. |  | N/A | 0 | 0 |  | N/A | 0 | 0 | N/A
Sheetflow to Vegetated Filter Strip in A/B Soils or Amended C/D Soils |  |  |  | 0 | Reduce volume by 0.06 cu. ft per sq. ft. of conservation area. |  | N/A | 0 | 0 |  | N/A | 0 | 0 | N/A
Proprietary / Other practice not listed above |  |  |  | 0 | Subtract % Credit of provided storage vol. |  |  | 0 | 0 | N/A |  | 0 | 0 |  |  | 0 | 0 | 0 | 0 | 0 | 0 | 0 | 0 | 0 | 0 | 0 | 0 | 0 | 0 | 0 | 0 | 0 | 0 | 0 | 0 | 0
Totals: |  | 0 | 0 | [9 empty] | See Site Data and Summary Tab for Site Results
|  | Total Drainage Area Treated (acres): | 0 | [7 empty] | Runoff Reduction Volume Achieved for Drainage Area A (cubic feet): | 0 |  |  | Totals | 0 | 0 | 0 | 0 | 0 | 0 | 0 | 0 | 0 | 0 | 0 | 0 | 0 | 0 | 0 | 0 | 0 | 0 | 0 | 0 | 0
Downstream Options
Rooftop Rainwater Harvesting | 1
Infiltration Practice | 2
Bioretention - DCR Level 2 Design Spec | 3
Bioretention - DCR Level 1 Design Spec | 4
Disconnection to A/B or Amended soils | 5
Simple Disconnection to C/D Soils | 6
Simple Disconnection to Conservation Area | 7
Disconnection to Bioretention | 8
Disconnection to Dry Well Level 2 Design | 9
Disconnection to Dry Well Level 1 Design | 10
Disconnection to Stormwater Planter | 11
Dry Swale - DCR Level 2 Design Spec | 12
Dry Swale - DCR Level 1 Design Spec | 13
Grass Channel A/B Soils | 14
Grass Channel C/D Soils | 15
Grass Channel with Amended Soils | 16
Extended Detention Pond | 17
Sheetflow to Conservation Area A/B Soils | 18
Sheetflow to Conservation Area C/D Soils | 19
Sheetflow to Vegetated Filter Strip | 20
Proprietary / Other practice | 21
Note on B9: Note: This column can be used to identify subareas or describe the contributing drainage area.
Note on C11: Input impervious area draining to the BMP. Consider areas that will be used for green roof, roof rainwater harvesting, or permeable pavement as impervious area so that the runoff reduction credit can be applied.
Note on D10: Note: Although 1 inch is the target rainfall, oversizing the cistern may be permitted by using up to 1.4 inches of rainfall, which is presumed to approximate the 95th percentile rainfall.
Note on D11: Note: Input drainage area of lawns, landscaped area that will be mowed and managed, and area of compacted soils that drain to the BMP.
Note on E10: Note: Max volume based on design rainfall x roof area. This is the maximum volume of runoff contributing to the RWH system.
Note on F10: Note: You may choose whether to input the RR % credit obtained from another model or allow this spreadsheet to estimate the RR % Credit by inputting the daily drawdown (reuse) volume in Column L and available cistern volume in Column M.
Note on F13: Note: Subtract 100% of the volume stored in the green roof media.
Note on F14: Note: Subtract 100% of runoff volume infiltrated and/or stored in a reservoir layer (stone sump) below the underdrain.
Note on F16: Note: Assumes infiltration or a minimum 12 inch stone sump below the underdrain.
Note on F22: Note: Assumes infiltration or a minimum 12 inch stone sump below the underdrain.
Note on F24: Note: Assumes infiltration or a minimum 12 inch stone sump below the underdrain.
Note on H10: Note: Input the known RR % Credit from a continuous-simulation model of the proposed RWHS. If unknow, leave blank.
Note on I34: Note: Variable % credit to be approved by Fairfax County. There is no runoff reduction credit for filtration practices.
Note on L10: Note: The average daily drawdown can be estimated by dividing the total annual reuse volume by 365 days. This simplified method does not account for seasonal or fluctuating demand. The final design will require a continuous simulation model based on a detailed demand scenario.
Note on M10: Note: Estimate the portion of cistern storage volume that is available for reuse. The runoff reduction volume will only be applied to the useful storage volume that is available to receive stormwater inflow and does not count “dead” storage below the pump cutoff elevation, storage above the overflow, or an air gap above the maximum storage level. For final design a continuous simulation model (e.g. Virginia DCR Rainwater Harvesting Spreadsheet or equal) should be used.
Note on M16: Note: Storage volume is the surface area x storage depth where the storage depth is the sum of the Void Ratio (Vr) of the soil media and gravel layers multiplied by their respective depths, plus the surface ponding depth. Refer to Virginia DCR Stormwater Design Specification No. 9
Note on M17: Note: Storage volume is the surface area x storage depth where the storage depth is the sum of the Void Ratio (Vr) of the soil media and gravel layers multiplied by their respective depths, plus the surface ponding depth. Refer to Virginia DCR Stormwater Design Specification No. 9
Note on M21: Note: Storage volume is the surface area x ponding depth. Refer to Virginia DCR Stormwater Design Specification No. 1
Note on M22: Note: Storage volume is the surface area x storage depth where the storage depth is the sum of the Void Ratio (Vr) of the soil media and gravel layers multiplied by their respective depths, plus the surface ponding depth. Refer to Virginia DCR Stormwater Design Specification No. 1
Note on M23: Note: Storage volume is the surface area x storage depth where the storage depth is the sum of the Void Ratio (Vr) of the soil media and gravel layers multiplied by their respective depths, plus the surface ponding depth. Refer to Virginia DCR Stormwater Design Specification No. 1
Note on M24: Note: Storage volume is the surface area x storage depth where the storage depth is the sum of the Void Ratio (Vr) of the soil media and gravel layers multiplied by their respective depths, plus the surface ponding depth. Refer to Virginia DCR Stormwater Design Specification No. 1
Note on M25: Note: Storage volume is the surface area x storage depth where the storage depth is the sum of the Void Ratio (Vr) of the soil media and gravel layers multiplied by their respective depths, plus the surface ponding depth. Refer to Virginia DCR Stormwater Design Specification No. 10
Note on M26: Note: Storage volume is the surface area x storage depth where the storage depth is the sum of the Void Ratio (Vr) of the soil media and gravel layers multiplied by their respective depths, plus the surface ponding depth. Refer to Virginia DCR Stormwater Design Specification No. 10
Note on O10: Note: The "Remaining volume" includes the first flush diversion. The term “first flush diversion” is used to distinguish it from the traditional stormwater management term “first flush”. This is the initial pulse of water with the highest concentration of solids and pollutants. The amount can range between the first 0.02 to 0.06 inches of rooftop runoff. The spreadsheet assumes 0.05 inches. The diverted flows (first flush diversion and overflow from the filter) must be directed to an acceptable pervious flow path that will not cause erosion during a 2-year storm or to an appropriate BMP, for infiltration. Preferably the diversion will be conveyed to the same secondary runoff reduction practice that is used to receive tank overflows.

## D.A. E
Tysons Corner Comprehensive Plan Stormwater Conformance Spreadsheet - Beta Version 4-18-2012 | [7 empty] | Site Name:
Drainage Area E Post-Development Land Cover | HSG A soils | HSG B Soils | HSG C Soils | HSG D Soils | Totals
Forest / Preserved Open Space | 0 | 0 | 0 | 0 | 0 |  | Rv (turf) | 0 |  |  | data input cells highlighted
Managed Turf | 0 | 0 | 0 | 0 | 0 |  | Rv (impervious) | 0.95 | [7 empty] | SELECT RWHS DESIGN METHOD
Impervious Cover | 0 | 0 | 0 | 0 | 0 | [10 empty] | Runoff Reduction % Credit from Continuous-Simulation Model
|  |  |  | D.A. Total (acres) | 0 |  | Runoff from 1" Rainfall (cf) = | 0 | [7 empty] | Estimate Runoff Reduction % Using Spreadsheet
[10 empty] | Estimate RWH RR % Credit | [5 empty] | 1 | 2 | 3 | 4 | 5 | 6 | 7 | 8 | 9 | 10 | 11 | 12 | 13 | 14 | 15 | 16 | 17 | 18 | 19 | 20 | 21
Apply Runoff Reduction Practices | Description of Area | Roof Area Contributing to RWH (ac) | Design Rainfall for RWH (in) | Max Volume Captured by Practice (cf) | RWHS Credit | Input % RR from Model | % Credit | Volume Received from Upstream Practices (cf) | Total Volume Received by Practice (cf) | Avg Daily Drawdown (gallons) | Available Cistern Volume (gallons) | Runoff Reduction Vol (cf) | Remaining Volume (cf) | Downstream Practice |  | Rooftop Rainwater Harvesting | Infiltration Practice | Bioretention - DCR Level 2 Design Spec | Bioretention - DCR Level 1 Design Spec | Disconnection to A/B or Amended soils | Simple Disconnection to C/D Soils | Simple Disconnection to Conservation Area | Disconnection to Bioretention | Disconnection to Dry Well Level 2 Design | Disconnection to Dry Well Level 1 Design | Disconnection to Stormwater Planter | Dry Swale - DCR Level 2 Design Spec | Dry Swale - DCR Level 1 Design Spec | Grass Channel A/B Soils | Grass Channel C/D Soils | Grass Channel with Amended Soils | Extended Detention Pond | Sheetflow to Conservation Area A/B Soils | Sheetflow to Conservation Area C/D Soils | Sheetflow to Vegetated Filter Strip | Proprietary / Other practice
Rooftop Rainwater Harvesting |  |  | 1 | 0 | SELECT RWHS DESIGN METHOD |  |  | 0 | 0 |  |  | 0 | 0 |  |  | 0 | 0 | 0 | 0 | 0 | 0 | 0 | 0 | 0 | 0 | 0 | 0 | 0 | 0 | 0 | 0 | 0 | 0 | 0 | 0 | 0
Apply Runoff Reduction Practices | Description of Area | Impervious Cover in Contributing D.A. (ac) | Managed Turf in Contributing D.A. (ac) | Max Volume Received by Practice (ft3) | Description of Credit |  | % Credit | Volume Received from Upstream Practices (ft3) | Total Volume Received by Practice (ft3) | Surface Area of Practice (ft2) | Storage Vol Provided by Practice (ft3) | Runoff Reduction Vol (ft3) | Remaining Volume (ft3) | Downstream Practice
Infiltration Practice |  |  |  | 0 | Subtract 100% of provided storage vol. |  | 100% | 0 | 0 | N/A |  | 0 | 0 |  |  | 0 | 0 | 0 | 0 | 0 | 0 | 0 | 0 | 0 | 0 | 0 | 0 | 0 | 0 | 0 | 0 | 0 | 0 | 0 | 0 | 0
Vegetated Roof |  |  | N/A | 0 | Subtract 100% of provided storage vol. |  | 100% | N/A | 0 | N/A |  | 0 | 0 |  |  | 0 | 0 | 0 | 0 | 0 | 0 | 0 | 0 | 0 | 0 | 0 | 0 | 0 | 0 | 0 | 0 | 0 | 0 | 0 | 0 | 0
Permeable Pavement - DCR Level 2 Design Spec |  |  | N/A | 0 | Subtract 100% of provided storage vol. |  | 100% | N/A | 0 | N/A |  | 0 | 0 |  |  | 0 | 0 | 0 | 0 | 0 | 0 | 0 | 0 | 0 | 0 | 0 | 0 | 0 | 0 | 0 | 0 | 0 | 0 | 0 | 0 | 0
Permeable Pavement - DCR Level 1 Design Spec |  |  | N/A | 0 | Reduce vol. through permeable pavement by 0.045 cf/sf of permeable pavement. |  | N/A | N/A | 0 |  | N/A | 0 | 0 |  |  | 0 | 0 | 0 | 0 | 0 | 0 | 0 | 0 | 0 | 0 | 0 | 0 | 0 | 0 | 0 | 0 | 0 | 0 | 0 | 0 | 0
Bioretention - DCR Level 2 Design Spec (enhanced) |  |  |  | 0 | Subtract 100% of provided storage vol. |  | 100% | 0 | 0 | N/A |  | 0 | 0 |  |  | 0 | 0 | 0 | 0 | 0 | 0 | 0 | 0 | 0 | 0 | 0 | 0 | 0 | 0 | 0 | 0 | 0 | 0 | 0 | 0 | 0
Bioretention - DCR Level 1 Design Spec (standard) |  |  |  | 0 | Subtract 60% of provided storage vol. |  | 60% | 0 | 0 | N/A |  | 0 | 0 |  |  | 0 | 0 | 0 | 0 | 0 | 0 | 0 | 0 | 0 | 0 | 0 | 0 | 0 | 0 | 0 | 0 | 0 | 0 | 0 | 0 | 0
Disconnection to A/B Soils or Compost-Amended Filter Path |  |  | N/A | 0 | Reduce volume to conservation area by 0.04 cu. ft per sq. ft. of conservation area. |  | N/A | 0 | 0 |  | N/A | 0 | 0 |  |  | 0 | 0 | 0 | 0 | 0 | 0 | 0 | 0 | 0 | 0 | 0 | 0 | 0 | 0 | 0 | 0 | 0 | 0 | 0 | 0 | 0
Simple Disconnection to C/D Soils |  |  | N/A | 0 | Reduce volume to conservation area by 0.02 cu. ft per sq. ft. of conservation area. |  | N/A | 0 | 0 |  | N/A | 0 | 0 |  |  | 0 | 0 | 0 | 0 | 0 | 0 | 0 | 0 | 0 | 0 | 0 | 0 | 0 | 0 | 0 | 0 | 0 | 0 | 0 | 0 | 0
Simple Disconnection to Conservation Area |  |  | N/A | 0 | Reduce volume to conservation area by 0.06 cu. ft per sq. ft. of conservation area. |  | N/A | 0 | 0 |  | N/A | 0 | 0 |  |  | 0 | 0 | 0 | 0 | 0 | 0 | 0 | 0 | 0 | 0 | 0 | 0 | 0 | 0 | 0 | 0 | 0 | 0 | 0 | 0 | 0
Disconnection to Bioretention |  |  |  | 0 | Subtract 100% of provided storage vol. |  | 100% | 0 | 0 | N/A |  | 0 | 0 |  |  | 0 | 0 | 0 | 0 | 0 | 0 | 0 | 0 | 0 | 0 | 0 | 0 | 0 | 0 | 0 | 0 | 0 | 0 | 0 | 0 | 0
Disconnection to Dry Well/French Drain-DCR Level 2 Design |  |  | N/A | 0 | Subtract 100% of provided storage vol. |  | 100% | 0 | 0 | N/A |  | 0 | 0 |  |  | 0 | 0 | 0 | 0 | 0 | 0 | 0 | 0 | 0 | 0 | 0 | 0 | 0 | 0 | 0 | 0 | 0 | 0 | 0 | 0 | 0
Disconnection to Dry Well/French Drain-DCR Level 1 Design |  |  | N/A | 0 | Subtract 50% of provided storage vol. |  | 50% | 0 | 0 | N/A |  | 0 | 0 |  |  | 0 | 0 | 0 | 0 | 0 | 0 | 0 | 0 | 0 | 0 | 0 | 0 | 0 | 0 | 0 | 0 | 0 | 0 | 0 | 0 | 0
Disconnection to Stormwater Planter, Extended Tree Pit, or Curb Extension (Urban Bioretention) |  |  | N/A | 0 | Subtract 100% of provided storage vol. |  | 100% | 0 | 0 | N/A |  | 0 | 0 |  |  | 0 | 0 | 0 | 0 | 0 | 0 | 0 | 0 | 0 | 0 | 0 | 0 | 0 | 0 | 0 | 0 | 0 | 0 | 0 | 0 | 0
Dry Swale - DCR Level 2 Design Spec |  |  |  | 0 | Subtract 100% of provided storage vol. |  | 100% | 0 | 0 | N/A |  | 0 | 0 |  |  | 0 | 0 | 0 | 0 | 0 | 0 | 0 | 0 | 0 | 0 | 0 | 0 | 0 | 0 | 0 | 0 | 0 | 0 | 0 | 0 | 0
Dry Swale - DCR Level 1 Design Spec |  |  |  | 0 | Subtract 40% of provided storage vol. |  | 40% | 0 | 0 | N/A |  | 0 | 0 |  |  | 0 | 0 | 0 | 0 | 0 | 0 | 0 | 0 | 0 | 0 | 0 | 0 | 0 | 0 | 0 | 0 | 0 | 0 | 0 | 0 | 0
Grass Channel A/B Soils |  |  |  | 0 | Reduce volume conveyed through grass channel by 20%. |  | 20% | 0 | 0 | N/A | N/A | 0 | 0 |  |  | 0 | 0 | 0 | 0 | 0 | 0 | 0 | 0 | 0 | 0 | 0 | 0 | 0 | 0 | 0 | 0 | 0 | 0 | 0 | 0 | 0
Grass Channel C/D Soils |  |  |  | 0 | Reduce volume conveyed through grass channel by 10%. |  | 10% | 0 | 0 | N/A | N/A | 0 | 0 |  |  | 0 | 0 | 0 | 0 | 0 | 0 | 0 | 0 | 0 | 0 | 0 | 0 | 0 | 0 | 0 | 0 | 0 | 0 | 0 | 0 | 0
Grass Channel with Compost Amended Soils |  |  |  | 0 | Reduce volume conveyed through grass channel by 30%. |  | 30% | 0 | 0 | N/A | N/A | 0 | 0 |  |  | 0 | 0 | 0 | 0 | 0 | 0 | 0 | 0 | 0 | 0 | 0 | 0 | 0 | 0 | 0 | 0 | 0 | 0 | 0 | 0 | 0
Extended Detention Pond |  |  |  | 0 | Reduce volume directed to extended detention pond by 10%. |  | 10% | 0 | 0 | N/A | N/A | 0 | 0 |  |  | 0 | 0 | 0 | 0 | 0 | 0 | 0 | 0 | 0 | 0 | 0 | 0 | 0 | 0 | 0 | 0 | 0 | 0 | 0 | 0 | 0
Sheetflow to Conservation Area with A/B Soils |  |  |  | 0 | Reduce volume by 0.09 cu. ft per sq. ft. of conservation area. |  | N/A | 0 | 0 |  | N/A | 0 | 0 | N/A
Sheetflow to Conservation Area with C/D Soils |  |  |  | 0 | Reduce volume by 0.04 cu. ft per sq. ft. of conservation area. |  | N/A | 0 | 0 |  | N/A | 0 | 0 | N/A
Sheetflow to Vegetated Filter Strip in A/B Soils or Amended C/D Soils |  |  |  | 0 | Reduce volume by 0.06 cu. ft per sq. ft. of conservation area. |  | N/A | 0 | 0 |  | N/A | 0 | 0 | N/A
Proprietary / Other practice not listed above |  |  |  | 0 | Subtract % Credit of provided storage vol. |  |  | 0 | 0 | N/A |  | 0 | 0 |  |  | 0 | 0 | 0 | 0 | 0 | 0 | 0 | 0 | 0 | 0 | 0 | 0 | 0 | 0 | 0 | 0 | 0 | 0 | 0 | 0 | 0
Totals: |  | 0 | 0 | [9 empty] | See Site Data and Summary Tab for Site Results
|  | Total Drainage Area Treated (acres): | 0 | [7 empty] | Runoff Reduction Volume Achieved for Drainage Area A (cubic feet): | 0 |  |  | Totals | 0 | 0 | 0 | 0 | 0 | 0 | 0 | 0 | 0 | 0 | 0 | 0 | 0 | 0 | 0 | 0 | 0 | 0 | 0 | 0 | 0
Downstream Options
Rooftop Rainwater Harvesting | 1
Infiltration Practice | 2
Bioretention - DCR Level 2 Design Spec | 3
Bioretention - DCR Level 1 Design Spec | 4
Disconnection to A/B or Amended soils | 5
Simple Disconnection to C/D Soils | 6
Simple Disconnection to Conservation Area | 7
Disconnection to Bioretention | 8
Disconnection to Dry Well Level 2 Design | 9
Disconnection to Dry Well Level 1 Design | 10
Disconnection to Stormwater Planter | 11
Dry Swale - DCR Level 2 Design Spec | 12
Dry Swale - DCR Level 1 Design Spec | 13
Grass Channel A/B Soils | 14
Grass Channel C/D Soils | 15
Grass Channel with Amended Soils | 16
Extended Detention Pond | 17
Sheetflow to Conservation Area A/B Soils | 18
Sheetflow to Conservation Area C/D Soils | 19
Sheetflow to Vegetated Filter Strip | 20
Proprietary / Other practice | 21
Note on B9: Note: This column can be used to identify subareas or describe the contributing drainage area.
Note on C11: Input impervious area draining to the BMP. Consider areas that will be used for green roof, roof rainwater harvesting, or permeable pavement as impervious area so that the runoff reduction credit can be applied.
Note on D10: Note: Although 1 inch is the target rainfall, oversizing the cistern may be permitted by using up to 1.4 inches of rainfall, which is presumed to approximate the 95th percentile rainfall.
Note on D11: Note: Input drainage area of lawns, landscaped area that will be mowed and managed, and area of compacted soils that drain to the BMP.
Note on E10: Note: Max volume based on design rainfall x roof area. This is the maximum volume of runoff contributing to the RWH system.
Note on F10: Note: You may choose whether to input the RR % credit obtained from another model or allow this spreadsheet to estimate the RR % Credit by inputting the daily drawdown (reuse) volume in Column L and available cistern volume in Column M.
Note on F13: Note: Subtract 100% of the volume stored in the green roof media.
Note on F14: Note: Subtract 100% of runoff volume infiltrated and/or stored in a reservoir layer (stone sump) below the underdrain.
Note on F16: Note: Assumes infiltration or a minimum 12 inch stone sump below the underdrain.
Note on F22: Note: Assumes infiltration or a minimum 12 inch stone sump below the underdrain.
Note on F24: Note: Assumes infiltration or a minimum 12 inch stone sump below the underdrain.
Note on H10: Note: Input the known RR % Credit from a continuous-simulation model of the proposed RWHS. If unknow, leave blank.
Note on I34: Note: Variable % credit to be approved by Fairfax County. There is no runoff reduction credit for filtration practices.
Note on L10: Note: The average daily drawdown can be estimated by dividing the total annual reuse volume by 365 days. This simplified method does not account for seasonal or fluctuating demand. The final design will require a continuous simulation model based on a detailed demand scenario.
Note on M10: Note: Estimate the portion of cistern storage volume that is available for reuse. The runoff reduction volume will only be applied to the useful storage volume that is available to receive stormwater inflow and does not count “dead” storage below the pump cutoff elevation, storage above the overflow, or an air gap above the maximum storage level. For final design a continuous simulation model (e.g. Virginia DCR Rainwater Harvesting Spreadsheet or equal) should be used.
Note on M16: Note: Storage volume is the surface area x storage depth where the storage depth is the sum of the Void Ratio (Vr) of the soil media and gravel layers multiplied by their respective depths, plus the surface ponding depth. Refer to Virginia DCR Stormwater Design Specification No. 9
Note on M17: Note: Storage volume is the surface area x storage depth where the storage depth is the sum of the Void Ratio (Vr) of the soil media and gravel layers multiplied by their respective depths, plus the surface ponding depth. Refer to Virginia DCR Stormwater Design Specification No. 9
Note on M21: Note: Storage volume is the surface area x ponding depth. Refer to Virginia DCR Stormwater Design Specification No. 1
Note on M22: Note: Storage volume is the surface area x storage depth where the storage depth is the sum of the Void Ratio (Vr) of the soil media and gravel layers multiplied by their respective depths, plus the surface ponding depth. Refer to Virginia DCR Stormwater Design Specification No. 1
Note on M23: Note: Storage volume is the surface area x storage depth where the storage depth is the sum of the Void Ratio (Vr) of the soil media and gravel layers multiplied by their respective depths, plus the surface ponding depth. Refer to Virginia DCR Stormwater Design Specification No. 1
Note on M24: Note: Storage volume is the surface area x storage depth where the storage depth is the sum of the Void Ratio (Vr) of the soil media and gravel layers multiplied by their respective depths, plus the surface ponding depth. Refer to Virginia DCR Stormwater Design Specification No. 1
Note on M25: Note: Storage volume is the surface area x storage depth where the storage depth is the sum of the Void Ratio (Vr) of the soil media and gravel layers multiplied by their respective depths, plus the surface ponding depth. Refer to Virginia DCR Stormwater Design Specification No. 10
Note on M26: Note: Storage volume is the surface area x storage depth where the storage depth is the sum of the Void Ratio (Vr) of the soil media and gravel layers multiplied by their respective depths, plus the surface ponding depth. Refer to Virginia DCR Stormwater Design Specification No. 10
Note on O10: Note: The "Remaining volume" includes the first flush diversion. The term “first flush diversion” is used to distinguish it from the traditional stormwater management term “first flush”. This is the initial pulse of water with the highest concentration of solids and pollutants. The amount can range between the first 0.02 to 0.06 inches of rooftop runoff. The spreadsheet assumes 0.05 inches. The diverted flows (first flush diversion and overflow from the filter) must be directed to an acceptable pervious flow path that will not cause erosion during a 2-year storm or to an appropriate BMP, for infiltration. Preferably the diversion will be conveyed to the same secondary runoff reduction practice that is used to receive tank overflows.

## RWH A (hidden)
Approximation of Rainwater Harvesting System Runoff Reduction Percent Credit
Target Rainfall (in) = |  |  |  |  | 1 |  |  | Number of precip events = | 2458 |  |  |  |  | Total runoff of 1" or less (gallons) = | 0
Cistern Storage Available (gal) = |  |  |  |  | 0 |  |  | Frequency of Overflow = | 0 | 0% |  |  |  | Total volume captured by RWHS (gallons) = | 0
Roof Size (SF) = |  |  |  |  | 0 |  |  | Approx. Drawdown Time = | #DIV/0! | Days |  |  |  | Total Volume to First Flush Filter (gallons)= | 0
Daily Drawdown (gal) = |  |  |  |  | 0 | [8 empty] | Total Reuse Volume (gallons)= | 0
Target 1-inch Volume (gal) = |  |  |  |  | 0 | [8 empty] | Overflow Volume - 1" or less (gallons) = | 0
Design Rainfall (in) = |  |  |  |  | 1 | [8 empty] | Percent Runoff Reduction Credit = | #DIV/0!
[6 empty] | 30-yr target runoff (gallons) |  |  | 30-yr design runoff (gallons) | 30-yr total to cistern (gallons) | 30-yr total first flush (gallons) |  |  |  | 30-yr overflow (gallons)
Reagan Int'l Precip | [5 empty] | 0 |  |  | 0 | 0 | 0 |  |  |  | 0
Y | M | D | Prcp Records | Target Daily Rainfall (in) | Inches of Runoff | Runoff (gal) | Design Daily Rainfall (in) | Runoff (inches) | Runoff Volume (gal) | Inflow to Cistern(gal) | To Filter (gal) | Daily Drawdown (gal) | Daily Volume in Tank (gal) | Avail Storage in Tank (gal) | Overflow w/ 1" rainfall (gal)
1977 | 9 | 1 | 0 | 0 | 0 | 0 | 0 | 0 | 0 | 0 | 0 | 0 | 0 | 0 | 0
1977 | 9 | 2 | 0 | 0 | 0 | 0 | 0 | 0 | 0 | 0 | 0 | 0 | 0 | 0 | 0
1977 | 9 | 3 | 0 | 0 | 0 | 0 | 0 | 0 | 0 | 0 | 0 | 0 | 0 | 0 | 0
1977 | 9 | 4 | 0 | 0 | 0 | 0 | 0 | 0 | 0 | 0 | 0 | 0 | 0 | 0 | 0
1977 | 9 | 5 | 0 | 0 | 0 | 0 | 0 | 0 | 0 | 0 | 0 | 0 | 0 | 0 | 0
1977 | 9 | 6 | 0.05 | 0.05 | 0 | 0 | 0.05 | 0 | 0 | 0 | 0 | 0 | 0 | 0 | 0
1977 | 9 | 7 | 0 | 0 | 0 | 0 | 0 | 0 | 0 | 0 | 0 | 0 | 0 | 0 | 0
1977 | 9 | 8 | 0 | 0 | 0 | 0 | 0 | 0 | 0 | 0 | 0 | 0 | 0 | 0 | 0
1977 | 9 | 9 | 0.09 | 0.09 | 0.04 | 0 | 0.09 | 0.04 | 0 | 0 | 0 | 0 | 0 | 0 | 0
1977 | 9 | 10 | 0 | 0 | 0 | 0 | 0 | 0 | 0 | 0 | 0 | 0 | 0 | 0 | 0
1977 | 9 | 11 | 0 | 0 | 0 | 0 | 0 | 0 | 0 | 0 | 0 | 0 | 0 | 0 | 0
1977 | 9 | 12 | 0 | 0 | 0 | 0 | 0 | 0 | 0 | 0 | 0 | 0 | 0 | 0 | 0
1977 | 9 | 13 | 0 | 0 | 0 | 0 | 0 | 0 | 0 | 0 | 0 | 0 | 0 | 0 | 0
1977 | 9 | 14 | 0 | 0 | 0 | 0 | 0 | 0 | 0 | 0 | 0 | 0 | 0 | 0 | 0
1977 | 9 | 15 | 0 | 0 | 0 | 0 | 0 | 0 | 0 | 0 | 0 | 0 | 0 | 0 | 0
1977 | 9 | 16 | 0.08 | 0.08 | 0.03 | 0 | 0.08 | 0.03 | 0 | 0 | 0 | 0 | 0 | 0 | 0
1977 | 9 | 17 | 0.03 | 0.03 | 0 | 0 | 0.03 | 0 | 0 | 0 | 0 | 0 | 0 | 0 | 0
1977 | 9 | 18 | 0 | 0 | 0 | 0 | 0 | 0 | 0 | 0 | 0 | 0 | 0 | 0 | 0
1977 | 9 | 19 | 0 | 0 | 0 | 0 | 0 | 0 | 0 | 0 | 0 | 0 | 0 | 0 | 0
1977 | 9 | 20 | 0 | 0 | 0 | 0 | 0 | 0 | 0 | 0 | 0 | 0 | 0 | 0 | 0
1977 | 9 | 21 | 0 | 0 | 0 | 0 | 0 | 0 | 0 | 0 | 0 | 0 | 0 | 0 | 0
1977 | 9 | 22 | 0 | 0 | 0 | 0 | 0 | 0 | 0 | 0 | 0 | 0 | 0 | 0 | 0
1977 | 9 | 23 | 0 | 0 | 0 | 0 | 0 | 0 | 0 | 0 | 0 | 0 | 0 | 0 | 0
1977 | 9 | 24 | 0 | 0 | 0 | 0 | 0 | 0 | 0 | 0 | 0 | 0 | 0 | 0 | 0
1977 | 9 | 25 | 0 | 0 | 0 | 0 | 0 | 0 | 0 | 0 | 0 | 0 | 0 | 0 | 0
1977 | 9 | 26 | 0.03 | 0.03 | 0 | 0 | 0.03 | 0 | 0 | 0 | 0 | 0 | 0 | 0 | 0
1977 | 9 | 27 | 0.04 | 0.04 | 0 | 0 | 0.04 | 0 | 0 | 0 | 0 | 0 | 0 | 0 | 0
1977 | 9 | 28 | 0 | 0 | 0 | 0 | 0 | 0 | 0 | 0 | 0 | 0 | 0 | 0 | 0
1977 | 9 | 29 | 0 | 0 | 0 | 0 | 0 | 0 | 0 | 0 | 0 | 0 | 0 | 0 | 0
1977 | 9 | 30 | 0 | 0 | 0 | 0 | 0 | 0 | 0 | 0 | 0 | 0 | 0 | 0 | 0
1977 | 10 | 1 | 0.01 | 0.01 | 0 | 0 | 0.01 | 0 | 0 | 0 | 0 | 0 | 0 | 0 | 0
1977 | 10 | 2 | 0.03 | 0.03 | 0 | 0 | 0.03 | 0 | 0 | 0 | 0 | 0 | 0 | 0 | 0
1977 | 10 | 3 | 0 | 0 | 0 | 0 | 0 | 0 | 0 | 0 | 0 | 0 | 0 | 0 | 0
1977 | 10 | 4 | 0 | 0 | 0 | 0 | 0 | 0 | 0 | 0 | 0 | 0 | 0 | 0 | 0
1977 | 10 | 5 | 0 | 0 | 0 | 0 | 0 | 0 | 0 | 0 | 0 | 0 | 0 | 0 | 0
1977 | 10 | 6 | 0 | 0 | 0 | 0 | 0 | 0 | 0 | 0 | 0 | 0 | 0 | 0 | 0
1977 | 10 | 7 | 0 | 0 | 0 | 0 | 0 | 0 | 0 | 0 | 0 | 0 | 0 | 0 | 0
1977 | 10 | 8 | 0.05 | 0.05 | 0 | 0 | 0.05 | 0 | 0 | 0 | 0 | 0 | 0 | 0 | 0
1977 | 10 | 9 | 1.02 | 1 | 0.95 | 0 | 1 | 0.95 | 0 | 0 | 0 | 0 | 0 | 0 | 0
1977 | 10 | 10 | 0 | 0 | 0 | 0 | 0 | 0 | 0 | 0 | 0 | 0 | 0 | 0 | 0
1977 | 10 | 11 | 0 | 0 | 0 | 0 | 0 | 0 | 0 | 0 | 0 | 0 | 0 | 0 | 0
1977 | 10 | 12 | 0 | 0 | 0 | 0 | 0 | 0 | 0 | 0 | 0 | 0 | 0 | 0 | 0
1977 | 10 | 13 | 0 | 0 | 0 | 0 | 0 | 0 | 0 | 0 | 0 | 0 | 0 | 0 | 0
1977 | 10 | 14 | 1.43 | 1 | 0.95 | 0 | 1 | 0.95 | 0 | 0 | 0 | 0 | 0 | 0 | 0
1977 | 10 | 15 | 0.02 | 0.02 | 0 | 0 | 0.02 | 0 | 0 | 0 | 0 | 0 | 0 | 0 | 0
1977 | 10 | 16 | 0.68 | 0.68 | 0.63 | 0 | 0.68 | 0.63 | 0 | 0 | 0 | 0 | 0 | 0 | 0
1977 | 10 | 17 | 0.09 | 0.09 | 0.04 | 0 | 0.09 | 0.04 | 0 | 0 | 0 | 0 | 0 | 0 | 0
1977 | 10 | 18 | 0 | 0 | 0 | 0 | 0 | 0 | 0 | 0 | 0 | 0 | 0 | 0 | 0
1977 | 10 | 19 | 0.05 | 0.05 | 0 | 0 | 0.05 | 0 | 0 | 0 | 0 | 0 | 0 | 0 | 0
1977 | 10 | 20 | 0 | 0 | 0 | 0 | 0 | 0 | 0 | 0 | 0 | 0 | 0 | 0 | 0
1977 | 10 | 21 | 0 | 0 | 0 | 0 | 0 | 0 | 0 | 0 | 0 | 0 | 0 | 0 | 0
1977 | 10 | 22 | 0 | 0 | 0 | 0 | 0 | 0 | 0 | 0 | 0 | 0 | 0 | 0 | 0
1977 | 10 | 23 | 0 | 0 | 0 | 0 | 0 | 0 | 0 | 0 | 0 | 0 | 0 | 0 | 0
1977 | 10 | 24 | 0 | 0 | 0 | 0 | 0 | 0 | 0 | 0 | 0 | 0 | 0 | 0 | 0
1977 | 10 | 25 | 0 | 0 | 0 | 0 | 0 | 0 | 0 | 0 | 0 | 0 | 0 | 0 | 0
1977 | 10 | 26 | 1.95 | 1 | 0.95 | 0 | 1 | 0.95 | 0 | 0 | 0 | 0 | 0 | 0 | 0
1977 | 10 | 27 | 0.02 | 0.02 | 0 | 0 | 0.02 | 0 | 0 | 0 | 0 | 0 | 0 | 0 | 0
1977 | 10 | 28 | 0 | 0 | 0 | 0 | 0 | 0 | 0 | 0 | 0 | 0 | 0 | 0 | 0
1977 | 10 | 29 | 0 | 0 | 0 | 0 | 0 | 0 | 0 | 0 | 0 | 0 | 0 | 0 | 0
1977 | 10 | 30 | 0 | 0 | 0 | 0 | 0 | 0 | 0 | 0 | 0 | 0 | 0 | 0 | 0
1977 | 10 | 31 | 0 | 0 | 0 | 0 | 0 | 0 | 0 | 0 | 0 | 0 | 0 | 0 | 0
1977 | 11 | 1 | 0.01 | 0.01 | 0 | 0 | 0.01 | 0 | 0 | 0 | 0 | 0 | 0 | 0 | 0
1977 | 11 | 2 | 0.02 | 0.02 | 0 | 0 | 0.02 | 0 | 0 | 0 | 0 | 0 | 0 | 0 | 0
1977 | 11 | 3 | 0.64 | 0.64 | 0.59 | 0 | 0.64 | 0.59 | 0 | 0 | 0 | 0 | 0 | 0 | 0
1977 | 11 | 4 | 0.01 | 0.01 | 0 | 0 | 0.01 | 0 | 0 | 0 | 0 | 0 | 0 | 0 | 0
1977 | 11 | 5 | 0.02 | 0.02 | 0 | 0 | 0.02 | 0 | 0 | 0 | 0 | 0 | 0 | 0 | 0
1977 | 11 | 6 | 0.92 | 0.92 | 0.87 | 0 | 0.92 | 0.87 | 0 | 0 | 0 | 0 | 0 | 0 | 0
1977 | 11 | 7 | 0.36 | 0.36 | 0.31 | 0 | 0.36 | 0.31 | 0 | 0 | 0 | 0 | 0 | 0 | 0
1977 | 11 | 8 | 0 | 0 | 0 | 0 | 0 | 0 | 0 | 0 | 0 | 0 | 0 | 0 | 0
1977 | 11 | 9 | 0 | 0 | 0 | 0 | 0 | 0 | 0 | 0 | 0 | 0 | 0 | 0 | 0
1977 | 11 | 10 | 0.24 | 0.24 | 0.19 | 0 | 0.24 | 0.19 | 0 | 0 | 0 | 0 | 0 | 0 | 0
1977 | 11 | 11 | 0 | 0 | 0 | 0 | 0 | 0 | 0 | 0 | 0 | 0 | 0 | 0 | 0
1977 | 11 | 12 | 0 | 0 | 0 | 0 | 0 | 0 | 0 | 0 | 0 | 0 | 0 | 0 | 0
1977 | 11 | 13 | 0 | 0 | 0 | 0 | 0 | 0 | 0 | 0 | 0 | 0 | 0 | 0 | 0
1977 | 11 | 14 | 0 | 0 | 0 | 0 | 0 | 0 | 0 | 0 | 0 | 0 | 0 | 0 | 0
1977 | 11 | 15 | 0 | 0 | 0 | 0 | 0 | 0 | 0 | 0 | 0 | 0 | 0 | 0 | 0
1977 | 11 | 16 | 0.09 | 0.09 | 0.04 | 0 | 0.09 | 0.04 | 0 | 0 | 0 | 0 | 0 | 0 | 0
1977 | 11 | 17 | 0.22 | 0.22 | 0.17 | 0 | 0.22 | 0.17 | 0 | 0 | 0 | 0 | 0 | 0 | 0
1977 | 11 | 18 | 0 | 0 | 0 | 0 | 0 | 0 | 0 | 0 | 0 | 0 | 0 | 0 | 0
1977 | 11 | 19 | 0 | 0 | 0 | 0 | 0 | 0 | 0 | 0 | 0 | 0 | 0 | 0 | 0
1977 | 11 | 20 | 0 | 0 | 0 | 0 | 0 | 0 | 0 | 0 | 0 | 0 | 0 | 0 | 0
1977 | 11 | 21 | 0.04 | 0.04 | 0 | 0 | 0.04 | 0 | 0 | 0 | 0 | 0 | 0 | 0 | 0
1977 | 11 | 22 | 0.43 | 0.43 | 0.38 | 0 | 0.43 | 0.38 | 0 | 0 | 0 | 0 | 0 | 0 | 0
1977 | 11 | 23 | 0.29 | 0.29 | 0.24 | 0 | 0.29 | 0.24 | 0 | 0 | 0 | 0 | 0 | 0 | 0
1977 | 11 | 24 | 0.01 | 0.01 | 0 | 0 | 0.01 | 0 | 0 | 0 | 0 | 0 | 0 | 0 | 0
1977 | 11 | 25 | 0.57 | 0.57 | 0.52 | 0 | 0.57 | 0.52 | 0 | 0 | 0 | 0 | 0 | 0 | 0
1977 | 11 | 26 | 0.06 | 0.06 | 0.01 | 0 | 0.06 | 0.01 | 0 | 0 | 0 | 0 | 0 | 0 | 0
1977 | 11 | 27 | 0 | 0 | 0 | 0 | 0 | 0 | 0 | 0 | 0 | 0 | 0 | 0 | 0
1977 | 11 | 28 | 0 | 0 | 0 | 0 | 0 | 0 | 0 | 0 | 0 | 0 | 0 | 0 | 0
1977 | 11 | 29 | 0.24 | 0.24 | 0.19 | 0 | 0.24 | 0.19 | 0 | 0 | 0 | 0 | 0 | 0 | 0
1977 | 11 | 30 | 0.64 | 0.64 | 0.59 | 0 | 0.64 | 0.59 | 0 | 0 | 0 | 0 | 0 | 0 | 0
1977 | 12 | 1 | 0.09 | 0.09 | 0.04 | 0 | 0.09 | 0.04 | 0 | 0 | 0 | 0 | 0 | 0 | 0
1977 | 12 | 2 | 0 | 0 | 0 | 0 | 0 | 0 | 0 | 0 | 0 | 0 | 0 | 0 | 0
1977 | 12 | 3 | 0 | 0 | 0 | 0 | 0 | 0 | 0 | 0 | 0 | 0 | 0 | 0 | 0
1977 | 12 | 4 | 0 | 0 | 0 | 0 | 0 | 0 | 0 | 0 | 0 | 0 | 0 | 0 | 0
1977 | 12 | 5 | 0.28 | 0.28 | 0.23 | 0 | 0.28 | 0.23 | 0 | 0 | 0 | 0 | 0 | 0 | 0
1977 | 12 | 6 | 0.02 | 0.02 | 0 | 0 | 0.02 | 0 | 0 | 0 | 0 | 0 | 0 | 0 | 0
1977 | 12 | 7 | 0 | 0 | 0 | 0 | 0 | 0 | 0 | 0 | 0 | 0 | 0 | 0 | 0
1977 | 12 | 8 | 0 | 0 | 0 | 0 | 0 | 0 | 0 | 0 | 0 | 0 | 0 | 0 | 0
1977 | 12 | 9 | 0.04 | 0.04 | 0 | 0 | 0.04 | 0 | 0 | 0 | 0 | 0 | 0 | 0 | 0
1977 | 12 | 10 | 0 | 0 | 0 | 0 | 0 | 0 | 0 | 0 | 0 | 0 | 0 | 0 | 0
1977 | 12 | 11 | 0 | 0 | 0 | 0 | 0 | 0 | 0 | 0 | 0 | 0 | 0 | 0 | 0
1977 | 12 | 12 | 0 | 0 | 0 | 0 | 0 | 0 | 0 | 0 | 0 | 0 | 0 | 0 | 0
1977 | 12 | 13 | 0 | 0 | 0 | 0 | 0 | 0 | 0 | 0 | 0 | 0 | 0 | 0 | 0
1977 | 12 | 14 | 0.48 | 0.48 | 0.43 | 0 | 0.48 | 0.43 | 0 | 0 | 0 | 0 | 0 | 0 | 0
1977 | 12 | 15 | 0 | 0 | 0 | 0 | 0 | 0 | 0 | 0 | 0 | 0 | 0 | 0 | 0
1977 | 12 | 16 | 0 | 0 | 0 | 0 | 0 | 0 | 0 | 0 | 0 | 0 | 0 | 0 | 0
1977 | 12 | 17 | 0.08 | 0.08 | 0.03 | 0 | 0.08 | 0.03 | 0 | 0 | 0 | 0 | 0 | 0 | 0
1977 | 12 | 18 | 2.81 | 1 | 0.95 | 0 | 1 | 0.95 | 0 | 0 | 0 | 0 | 0 | 0 | 0
1977 | 12 | 19 | 0.32 | 0.32 | 0.27 | 0 | 0.32 | 0.27 | 0 | 0 | 0 | 0 | 0 | 0 | 0
1977 | 12 | 20 | 0.18 | 0.18 | 0.13 | 0 | 0.18 | 0.13 | 0 | 0 | 0 | 0 | 0 | 0 | 0
1977 | 12 | 21 | 0.26 | 0.26 | 0.21 | 0 | 0.26 | 0.21 | 0 | 0 | 0 | 0 | 0 | 0 | 0
1977 | 12 | 22 | 0 | 0 | 0 | 0 | 0 | 0 | 0 | 0 | 0 | 0 | 0 | 0 | 0
1977 | 12 | 23 | 0 | 0 | 0 | 0 | 0 | 0 | 0 | 0 | 0 | 0 | 0 | 0 | 0
1977 | 12 | 24 | 0 | 0 | 0 | 0 | 0 | 0 | 0 | 0 | 0 | 0 | 0 | 0 | 0
1977 | 12 | 25 | 0.07 | 0.07 | 0.02 | 0 | 0.07 | 0.02 | 0 | 0 | 0 | 0 | 0 | 0 | 0
1977 | 12 | 26 | 0 | 0 | 0 | 0 | 0 | 0 | 0 | 0 | 0 | 0 | 0 | 0 | 0
1977 | 12 | 27 | 0 | 0 | 0 | 0 | 0 | 0 | 0 | 0 | 0 | 0 | 0 | 0 | 0
1977 | 12 | 28 | 0 | 0 | 0 | 0 | 0 | 0 | 0 | 0 | 0 | 0 | 0 | 0 | 0
1977 | 12 | 29 | 0 | 0 | 0 | 0 | 0 | 0 | 0 | 0 | 0 | 0 | 0 | 0 | 0
1977 | 12 | 30 | 0.2 | 0.2 | 0.15 | 0 | 0.2 | 0.15 | 0 | 0 | 0 | 0 | 0 | 0 | 0
1977 | 12 | 31 | 0.03 | 0.03 | 0 | 0 | 0.03 | 0 | 0 | 0 | 0 | 0 | 0 | 0 | 0
1978 | 1 | 1 | 0.02 | 0.02 | 0 | 0 | 0.02 | 0 | 0 | 0 | 0 | 0 | 0 | 0 | 0
1978 | 1 | 2 | 0 | 0 | 0 | 0 | 0 | 0 | 0 | 0 | 0 | 0 | 0 | 0 | 0
1978 | 1 | 3 | 0 | 0 | 0 | 0 | 0 | 0 | 0 | 0 | 0 | 0 | 0 | 0 | 0
1978 | 1 | 4 | 0 | 0 | 0 | 0 | 0 | 0 | 0 | 0 | 0 | 0 | 0 | 0 | 0
1978 | 1 | 5 | 0 | 0 | 0 | 0 | 0 | 0 | 0 | 0 | 0 | 0 | 0 | 0 | 0
1978 | 1 | 6 | 0 | 0 | 0 | 0 | 0 | 0 | 0 | 0 | 0 | 0 | 0 | 0 | 0
1978 | 1 | 7 | 0 | 0 | 0 | 0 | 0 | 0 | 0 | 0 | 0 | 0 | 0 | 0 | 0
1978 | 1 | 8 | 0.83 | 0.83 | 0.78 | 0 | 0.83 | 0.78 | 0 | 0 | 0 | 0 | 0 | 0 | 0
1978 | 1 | 9 | 0.91 | 0.91 | 0.86 | 0 | 0.91 | 0.86 | 0 | 0 | 0 | 0 | 0 | 0 | 0
1978 | 1 | 10 | 0 | 0 | 0 | 0 | 0 | 0 | 0 | 0 | 0 | 0 | 0 | 0 | 0
1978 | 1 | 11 | 0 | 0 | 0 | 0 | 0 | 0 | 0 | 0 | 0 | 0 | 0 | 0 | 0
1978 | 1 | 12 | 0 | 0 | 0 | 0 | 0 | 0 | 0 | 0 | 0 | 0 | 0 | 0 | 0
1978 | 1 | 13 | 1.13 | 1 | 0.95 | 0 | 1 | 0.95 | 0 | 0 | 0 | 0 | 0 | 0 | 0
1978 | 1 | 14 | 0.1 | 0.1 | 0.05 | 0 | 0.1 | 0.05 | 0 | 0 | 0 | 0 | 0 | 0 | 0
1978 | 1 | 15 | 0.01 | 0.01 | 0 | 0 | 0.01 | 0 | 0 | 0 | 0 | 0 | 0 | 0 | 0
1978 | 1 | 16 | 0 | 0 | 0 | 0 | 0 | 0 | 0 | 0 | 0 | 0 | 0 | 0 | 0
1978 | 1 | 17 | 1.03 | 1 | 0.95 | 0 | 1 | 0.95 | 0 | 0 | 0 | 0 | 0 | 0 | 0
1978 | 1 | 18 | 0 | 0 | 0 | 0 | 0 | 0 | 0 | 0 | 0 | 0 | 0 | 0 | 0
1978 | 1 | 19 | 0.29 | 0.29 | 0.24 | 0 | 0.29 | 0.24 | 0 | 0 | 0 | 0 | 0 | 0 | 0
1978 | 1 | 20 | 0.48 | 0.48 | 0.43 | 0 | 0.48 | 0.43 | 0 | 0 | 0 | 0 | 0 | 0 | 0
1978 | 1 | 21 | 0 | 0 | 0 | 0 | 0 | 0 | 0 | 0 | 0 | 0 | 0 | 0 | 0
1978 | 1 | 22 | 0 | 0 | 0 | 0 | 0 | 0 | 0 | 0 | 0 | 0 | 0 | 0 | 0
1978 | 1 | 23 | 0 | 0 | 0 | 0 | 0 | 0 | 0 | 0 | 0 | 0 | 0 | 0 | 0
1978 | 1 | 24 | 0.03 | 0.03 | 0 | 0 | 0.03 | 0 | 0 | 0 | 0 | 0 | 0 | 0 | 0
1978 | 1 | 25 | 1.66 | 1 | 0.95 | 0 | 1 | 0.95 | 0 | 0 | 0 | 0 | 0 | 0 | 0
1978 | 1 | 26 | 0.62 | 0.62 | 0.57 | 0 | 0.62 | 0.57 | 0 | 0 | 0 | 0 | 0 | 0 | 0
1978 | 1 | 27 | 0 | 0 | 0 | 0 | 0 | 0 | 0 | 0 | 0 | 0 | 0 | 0 | 0
1978 | 1 | 28 | 0 | 0 | 0 | 0 | 0 | 0 | 0 | 0 | 0 | 0 | 0 | 0 | 0
1978 | 1 | 29 | 0 | 0 | 0 | 0 | 0 | 0 | 0 | 0 | 0 | 0 | 0 | 0 | 0
1978 | 1 | 30 | 0 | 0 | 0 | 0 | 0 | 0 | 0 | 0 | 0 | 0 | 0 | 0 | 0
1978 | 1 | 31 | 0 | 0 | 0 | 0 | 0 | 0 | 0 | 0 | 0 | 0 | 0 | 0 | 0
1978 | 2 | 1 | 0 | 0 | 0 | 0 | 0 | 0 | 0 | 0 | 0 | 0 | 0 | 0 | 0
1978 | 2 | 2 | 0.04 | 0.04 | 0 | 0 | 0.04 | 0 | 0 | 0 | 0 | 0 | 0 | 0 | 0
1978 | 2 | 3 | 0 | 0 | 0 | 0 | 0 | 0 | 0 | 0 | 0 | 0 | 0 | 0 | 0
1978 | 2 | 4 | 0 | 0 | 0 | 0 | 0 | 0 | 0 | 0 | 0 | 0 | 0 | 0 | 0
1978 | 2 | 5 | 0.06 | 0.06 | 0.01 | 0 | 0.06 | 0.01 | 0 | 0 | 0 | 0 | 0 | 0 | 0
1978 | 2 | 6 | 0.14 | 0.14 | 0.09 | 0 | 0.14 | 0.09 | 0 | 0 | 0 | 0 | 0 | 0 | 0
1978 | 2 | 7 | 0 | 0 | 0 | 0 | 0 | 0 | 0 | 0 | 0 | 0 | 0 | 0 | 0
1978 | 2 | 8 | 0 | 0 | 0 | 0 | 0 | 0 | 0 | 0 | 0 | 0 | 0 | 0 | 0
1978 | 2 | 9 | 0 | 0 | 0 | 0 | 0 | 0 | 0 | 0 | 0 | 0 | 0 | 0 | 0
1978 | 2 | 10 | 0 | 0 | 0 | 0 | 0 | 0 | 0 | 0 | 0 | 0 | 0 | 0 | 0
1978 | 2 | 11 | 0 | 0 | 0 | 0 | 0 | 0 | 0 | 0 | 0 | 0 | 0 | 0 | 0
1978 | 2 | 12 | 0 | 0 | 0 | 0 | 0 | 0 | 0 | 0 | 0 | 0 | 0 | 0 | 0
1978 | 2 | 13 | 0.17 | 0.17 | 0.12 | 0 | 0.17 | 0.12 | 0 | 0 | 0 | 0 | 0 | 0 | 0
1978 | 2 | 14 | 0 | 0 | 0 | 0 | 0 | 0 | 0 | 0 | 0 | 0 | 0 | 0 | 0
1978 | 2 | 15 | 0 | 0 | 0 | 0 | 0 | 0 | 0 | 0 | 0 | 0 | 0 | 0 | 0
1978 | 2 | 16 | 0.01 | 0.01 | 0 | 0 | 0.01 | 0 | 0 | 0 | 0 | 0 | 0 | 0 | 0
1978 | 2 | 17 | 0 | 0 | 0 | 0 | 0 | 0 | 0 | 0 | 0 | 0 | 0 | 0 | 0
1978 | 2 | 18 | 0 | 0 | 0 | 0 | 0 | 0 | 0 | 0 | 0 | 0 | 0 | 0 | 0
1978 | 2 | 19 | 0 | 0 | 0 | 0 | 0 | 0 | 0 | 0 | 0 | 0 | 0 | 0 | 0
1978 | 2 | 20 | 0 | 0 | 0 | 0 | 0 | 0 | 0 | 0 | 0 | 0 | 0 | 0 | 0
1978 | 2 | 21 | 0 | 0 | 0 | 0 | 0 | 0 | 0 | 0 | 0 | 0 | 0 | 0 | 0
1978 | 2 | 22 | 0 | 0 | 0 | 0 | 0 | 0 | 0 | 0 | 0 | 0 | 0 | 0 | 0
1978 | 2 | 23 | 0 | 0 | 0 | 0 | 0 | 0 | 0 | 0 | 0 | 0 | 0 | 0 | 0
1978 | 2 | 24 | 0 | 0 | 0 | 0 | 0 | 0 | 0 | 0 | 0 | 0 | 0 | 0 | 0
1978 | 2 | 25 | 0 | 0 | 0 | 0 | 0 | 0 | 0 | 0 | 0 | 0 | 0 | 0 | 0
1978 | 2 | 26 | 0 | 0 | 0 | 0 | 0 | 0 | 0 | 0 | 0 | 0 | 0 | 0 | 0
1978 | 2 | 27 | 0 | 0 | 0 | 0 | 0 | 0 | 0 | 0 | 0 | 0 | 0 | 0 | 0
1978 | 2 | 28 | 0 | 0 | 0 | 0 | 0 | 0 | 0 | 0 | 0 | 0 | 0 | 0 | 0
1978 | 3 | 1 | 0.08 | 0.08 | 0.03 | 0 | 0.08 | 0.03 | 0 | 0 | 0 | 0 | 0 | 0 | 0
1978 | 3 | 2 | 0 | 0 | 0 | 0 | 0 | 0 | 0 | 0 | 0 | 0 | 0 | 0 | 0
1978 | 3 | 3 | 0.42 | 0.42 | 0.37 | 0 | 0.42 | 0.37 | 0 | 0 | 0 | 0 | 0 | 0 | 0
1978 | 3 | 4 | 0 | 0 | 0 | 0 | 0 | 0 | 0 | 0 | 0 | 0 | 0 | 0 | 0
1978 | 3 | 5 | 0 | 0 | 0 | 0 | 0 | 0 | 0 | 0 | 0 | 0 | 0 | 0 | 0
1978 | 3 | 6 | 0 | 0 | 0 | 0 | 0 | 0 | 0 | 0 | 0 | 0 | 0 | 0 | 0
1978 | 3 | 7 | 0 | 0 | 0 | 0 | 0 | 0 | 0 | 0 | 0 | 0 | 0 | 0 | 0
1978 | 3 | 8 | 0.28 | 0.28 | 0.23 | 0 | 0.28 | 0.23 | 0 | 0 | 0 | 0 | 0 | 0 | 0
1978 | 3 | 9 | 0 | 0 | 0 | 0 | 0 | 0 | 0 | 0 | 0 | 0 | 0 | 0 | 0
1978 | 3 | 10 | 0.45 | 0.45 | 0.4 | 0 | 0.45 | 0.4 | 0 | 0 | 0 | 0 | 0 | 0 | 0
1978 | 3 | 11 | 0 | 0 | 0 | 0 | 0 | 0 | 0 | 0 | 0 | 0 | 0 | 0 | 0
1978 | 3 | 12 | 0 | 0 | 0 | 0 | 0 | 0 | 0 | 0 | 0 | 0 | 0 | 0 | 0
1978 | 3 | 13 | 0 | 0 | 0 | 0 | 0 | 0 | 0 | 0 | 0 | 0 | 0 | 0 | 0
1978 | 3 | 14 | 0.17 | 0.17 | 0.12 | 0 | 0.17 | 0.12 | 0 | 0 | 0 | 0 | 0 | 0 | 0
1978 | 3 | 15 | 0 | 0 | 0 | 0 | 0 | 0 | 0 | 0 | 0 | 0 | 0 | 0 | 0
1978 | 3 | 16 | 0.15 | 0.15 | 0.1 | 0 | 0.15 | 0.1 | 0 | 0 | 0 | 0 | 0 | 0 | 0
1978 | 3 | 17 | 0 | 0 | 0 | 0 | 0 | 0 | 0 | 0 | 0 | 0 | 0 | 0 | 0
1978 | 3 | 18 | 0 | 0 | 0 | 0 | 0 | 0 | 0 | 0 | 0 | 0 | 0 | 0 | 0
1978 | 3 | 19 | 0 | 0 | 0 | 0 | 0 | 0 | 0 | 0 | 0 | 0 | 0 | 0 | 0
1978 | 3 | 20 | 0 | 0 | 0 | 0 | 0 | 0 | 0 | 0 | 0 | 0 | 0 | 0 | 0
1978 | 3 | 21 | 0.09 | 0.09 | 0.04 | 0 | 0.09 | 0.04 | 0 | 0 | 0 | 0 | 0 | 0 | 0
1978 | 3 | 22 | 0 | 0 | 0 | 0 | 0 | 0 | 0 | 0 | 0 | 0 | 0 | 0 | 0
1978 | 3 | 23 | 0 | 0 | 0 | 0 | 0 | 0 | 0 | 0 | 0 | 0 | 0 | 0 | 0
1978 | 3 | 24 | 0 | 0 | 0 | 0 | 0 | 0 | 0 | 0 | 0 | 0 | 0 | 0 | 0
1978 | 3 | 25 | 0.27 | 0.27 | 0.22 | 0 | 0.27 | 0.22 | 0 | 0 | 0 | 0 | 0 | 0 | 0
1978 | 3 | 26 | 2.16 | 1 | 0.95 | 0 | 1 | 0.95 | 0 | 0 | 0 | 0 | 0 | 0 | 0
1978 | 3 | 27 | 0.41 | 0.41 | 0.36 | 0 | 0.41 | 0.36 | 0 | 0 | 0 | 0 | 0 | 0 | 0
1978 | 3 | 28 | 0 | 0 | 0 | 0 | 0 | 0 | 0 | 0 | 0 | 0 | 0 | 0 | 0
1978 | 3 | 29 | 0 | 0 | 0 | 0 | 0 | 0 | 0 | 0 | 0 | 0 | 0 | 0 | 0
1978 | 3 | 30 | 0 | 0 | 0 | 0 | 0 | 0 | 0 | 0 | 0 | 0 | 0 | 0 | 0
1978 | 3 | 31 | 0 | 0 | 0 | 0 | 0 | 0 | 0 | 0 | 0 | 0 | 0 | 0 | 0
1978 | 4 | 1 | 0 | 0 | 0 | 0 | 0 | 0 | 0 | 0 | 0 | 0 | 0 | 0 | 0
1978 | 4 | 2 | 0 | 0 | 0 | 0 | 0 | 0 | 0 | 0 | 0 | 0 | 0 | 0 | 0
1978 | 4 | 3 | 0.02 | 0.02 | 0 | 0 | 0.02 | 0 | 0 | 0 | 0 | 0 | 0 | 0 | 0
1978 | 4 | 4 | 0 | 0 | 0 | 0 | 0 | 0 | 0 | 0 | 0 | 0 | 0 | 0 | 0
1978 | 4 | 5 | 0 | 0 | 0 | 0 | 0 | 0 | 0 | 0 | 0 | 0 | 0 | 0 | 0
1978 | 4 | 6 | 0.02 | 0.02 | 0 | 0 | 0.02 | 0 | 0 | 0 | 0 | 0 | 0 | 0 | 0
1978 | 4 | 7 | 0.08 | 0.08 | 0.03 | 0 | 0.08 | 0.03 | 0 | 0 | 0 | 0 | 0 | 0 | 0
1978 | 4 | 8 | 0 | 0 | 0 | 0 | 0 | 0 | 0 | 0 | 0 | 0 | 0 | 0 | 0
1978 | 4 | 9 | 0 | 0 | 0 | 0 | 0 | 0 | 0 | 0 | 0 | 0 | 0 | 0 | 0
1978 | 4 | 10 | 0 | 0 | 0 | 0 | 0 | 0 | 0 | 0 | 0 | 0 | 0 | 0 | 0
1978 | 4 | 11 | 0.1 | 0.1 | 0.05 | 0 | 0.1 | 0.05 | 0 | 0 | 0 | 0 | 0 | 0 | 0
1978 | 4 | 12 | 0 | 0 | 0 | 0 | 0 | 0 | 0 | 0 | 0 | 0 | 0 | 0 | 0
1978 | 4 | 13 | 0 | 0 | 0 | 0 | 0 | 0 | 0 | 0 | 0 | 0 | 0 | 0 | 0
1978 | 4 | 14 | 0 | 0 | 0 | 0 | 0 | 0 | 0 | 0 | 0 | 0 | 0 | 0 | 0
1978 | 4 | 15 | 0 | 0 | 0 | 0 | 0 | 0 | 0 | 0 | 0 | 0 | 0 | 0 | 0
1978 | 4 | 16 | 0 | 0 | 0 | 0 | 0 | 0 | 0 | 0 | 0 | 0 | 0 | 0 | 0
1978 | 4 | 17 | 0 | 0 | 0 | 0 | 0 | 0 | 0 | 0 | 0 | 0 | 0 | 0 | 0
1978 | 4 | 18 | 0.38 | 0.38 | 0.33 | 0 | 0.38 | 0.33 | 0 | 0 | 0 | 0 | 0 | 0 | 0
1978 | 4 | 19 | 0.48 | 0.48 | 0.43 | 0 | 0.48 | 0.43 | 0 | 0 | 0 | 0 | 0 | 0 | 0
1978 | 4 | 20 | 0 | 0 | 0 | 0 | 0 | 0 | 0 | 0 | 0 | 0 | 0 | 0 | 0
1978 | 4 | 21 | 0 | 0 | 0 | 0 | 0 | 0 | 0 | 0 | 0 | 0 | 0 | 0 | 0
1978 | 4 | 22 | 0 | 0 | 0 | 0 | 0 | 0 | 0 | 0 | 0 | 0 | 0 | 0 | 0
1978 | 4 | 23 | 0 | 0 | 0 | 0 | 0 | 0 | 0 | 0 | 0 | 0 | 0 | 0 | 0
1978 | 4 | 24 | 0 | 0 | 0 | 0 | 0 | 0 | 0 | 0 | 0 | 0 | 0 | 0 | 0
1978 | 4 | 25 | 0.07 | 0.07 | 0.02 | 0 | 0.07 | 0.02 | 0 | 0 | 0 | 0 | 0 | 0 | 0
1978 | 4 | 26 | 0.23 | 0.23 | 0.18 | 0 | 0.23 | 0.18 | 0 | 0 | 0 | 0 | 0 | 0 | 0
1978 | 4 | 27 | 0 | 0 | 0 | 0 | 0 | 0 | 0 | 0 | 0 | 0 | 0 | 0 | 0
1978 | 4 | 28 | 0 | 0 | 0 | 0 | 0 | 0 | 0 | 0 | 0 | 0 | 0 | 0 | 0
1978 | 4 | 29 | 0 | 0 | 0 | 0 | 0 | 0 | 0 | 0 | 0 | 0 | 0 | 0 | 0
1978 | 4 | 30 | 0 | 0 | 0 | 0 | 0 | 0 | 0 | 0 | 0 | 0 | 0 | 0 | 0
1978 | 5 | 1 | 0 | 0 | 0 | 0 | 0 | 0 | 0 | 0 | 0 | 0 | 0 | 0 | 0
1978 | 5 | 2 | 0 | 0 | 0 | 0 | 0 | 0 | 0 | 0 | 0 | 0 | 0 | 0 | 0
1978 | 5 | 3 | 0 | 0 | 0 | 0 | 0 | 0 | 0 | 0 | 0 | 0 | 0 | 0 | 0
1978 | 5 | 4 | 1.26 | 1 | 0.95 | 0 | 1 | 0.95 | 0 | 0 | 0 | 0 | 0 | 0 | 0
1978 | 5 | 5 | 0.06 | 0.06 | 0.01 | 0 | 0.06 | 0.01 | 0 | 0 | 0 | 0 | 0 | 0 | 0
1978 | 5 | 6 | 0.02 | 0.02 | 0 | 0 | 0.02 | 0 | 0 | 0 | 0 | 0 | 0 | 0 | 0
1978 | 5 | 7 | 0 | 0 | 0 | 0 | 0 | 0 | 0 | 0 | 0 | 0 | 0 | 0 | 0
1978 | 5 | 8 | 0.53 | 0.53 | 0.48 | 0 | 0.53 | 0.48 | 0 | 0 | 0 | 0 | 0 | 0 | 0
1978 | 5 | 9 | 0.34 | 0.34 | 0.29 | 0 | 0.34 | 0.29 | 0 | 0 | 0 | 0 | 0 | 0 | 0
1978 | 5 | 10 | 0 | 0 | 0 | 0 | 0 | 0 | 0 | 0 | 0 | 0 | 0 | 0 | 0
1978 | 5 | 11 | 0 | 0 | 0 | 0 | 0 | 0 | 0 | 0 | 0 | 0 | 0 | 0 | 0
1978 | 5 | 12 | 0 | 0 | 0 | 0 | 0 | 0 | 0 | 0 | 0 | 0 | 0 | 0 | 0
1978 | 5 | 13 | 0.34 | 0.34 | 0.29 | 0 | 0.34 | 0.29 | 0 | 0 | 0 | 0 | 0 | 0 | 0
1978 | 5 | 14 | 0.56 | 0.56 | 0.51 | 0 | 0.56 | 0.51 | 0 | 0 | 0 | 0 | 0 | 0 | 0
1978 | 5 | 15 | 1.24 | 1 | 0.95 | 0 | 1 | 0.95 | 0 | 0 | 0 | 0 | 0 | 0 | 0
1978 | 5 | 16 | 0.55 | 0.55 | 0.5 | 0 | 0.55 | 0.5 | 0 | 0 | 0 | 0 | 0 | 0 | 0
1978 | 5 | 17 | 0 | 0 | 0 | 0 | 0 | 0 | 0 | 0 | 0 | 0 | 0 | 0 | 0
1978 | 5 | 18 | 0.02 | 0.02 | 0 | 0 | 0.02 | 0 | 0 | 0 | 0 | 0 | 0 | 0 | 0
1978 | 5 | 19 | 0 | 0 | 0 | 0 | 0 | 0 | 0 | 0 | 0 | 0 | 0 | 0 | 0
1978 | 5 | 20 | 0 | 0 | 0 | 0 | 0 | 0 | 0 | 0 | 0 | 0 | 0 | 0 | 0
1978 | 5 | 21 | 0 | 0 | 0 | 0 | 0 | 0 | 0 | 0 | 0 | 0 | 0 | 0 | 0
1978 | 5 | 22 | 0 | 0 | 0 | 0 | 0 | 0 | 0 | 0 | 0 | 0 | 0 | 0 | 0
1978 | 5 | 23 | 0.08 | 0.08 | 0.03 | 0 | 0.08 | 0.03 | 0 | 0 | 0 | 0 | 0 | 0 | 0
1978 | 5 | 24 | 0.13 | 0.13 | 0.08 | 0 | 0.13 | 0.08 | 0 | 0 | 0 | 0 | 0 | 0 | 0
1978 | 5 | 25 | 0 | 0 | 0 | 0 | 0 | 0 | 0 | 0 | 0 | 0 | 0 | 0 | 0
1978 | 5 | 26 | 0 | 0 | 0 | 0 | 0 | 0 | 0 | 0 | 0 | 0 | 0 | 0 | 0
1978 | 5 | 27 | 0 | 0 | 0 | 0 | 0 | 0 | 0 | 0 | 0 | 0 | 0 | 0 | 0
1978 | 5 | 28 | 0 | 0 | 0 | 0 | 0 | 0 | 0 | 0 | 0 | 0 | 0 | 0 | 0
1978 | 5 | 29 | 0 | 0 | 0 | 0 | 0 | 0 | 0 | 0 | 0 | 0 | 0 | 0 | 0
1978 | 5 | 30 | 0 | 0 | 0 | 0 | 0 | 0 | 0 | 0 | 0 | 0 | 0 | 0 | 0
1978 | 5 | 31 | 0 | 0 | 0 | 0 | 0 | 0 | 0 | 0 | 0 | 0 | 0 | 0 | 0
1978 | 6 | 1 | 0 | 0 | 0 | 0 | 0 | 0 | 0 | 0 | 0 | 0 | 0 | 0 | 0
1978 | 6 | 2 | 0 | 0 | 0 | 0 | 0 | 0 | 0 | 0 | 0 | 0 | 0 | 0 | 0
1978 | 6 | 3 | 0.1 | 0.1 | 0.05 | 0 | 0.1 | 0.05 | 0 | 0 | 0 | 0 | 0 | 0 | 0
1978 | 6 | 4 | 0 | 0 | 0 | 0 | 0 | 0 | 0 | 0 | 0 | 0 | 0 | 0 | 0
1978 | 6 | 5 | 0.02 | 0.02 | 0 | 0 | 0.02 | 0 | 0 | 0 | 0 | 0 | 0 | 0 | 0
1978 | 6 | 6 | 0 | 0 | 0 | 0 | 0 | 0 | 0 | 0 | 0 | 0 | 0 | 0 | 0
1978 | 6 | 7 | 0.12 | 0.12 | 0.07 | 0 | 0.12 | 0.07 | 0 | 0 | 0 | 0 | 0 | 0 | 0
1978 | 6 | 8 | 0.04 | 0.04 | 0 | 0 | 0.04 | 0 | 0 | 0 | 0 | 0 | 0 | 0 | 0
1978 | 6 | 9 | 0 | 0 | 0 | 0 | 0 | 0 | 0 | 0 | 0 | 0 | 0 | 0 | 0
1978 | 6 | 10 | 0 | 0 | 0 | 0 | 0 | 0 | 0 | 0 | 0 | 0 | 0 | 0 | 0
1978 | 6 | 11 | 0 | 0 | 0 | 0 | 0 | 0 | 0 | 0 | 0 | 0 | 0 | 0 | 0
1978 | 6 | 12 | 0 | 0 | 0 | 0 | 0 | 0 | 0 | 0 | 0 | 0 | 0 | 0 | 0
1978 | 6 | 13 | 0.4 | 0.4 | 0.35 | 0 | 0.4 | 0.35 | 0 | 0 | 0 | 0 | 0 | 0 | 0
1978 | 6 | 14 | 0 | 0 | 0 | 0 | 0 | 0 | 0 | 0 | 0 | 0 | 0 | 0 | 0
1978 | 6 | 15 | 0 | 0 | 0 | 0 | 0 | 0 | 0 | 0 | 0 | 0 | 0 | 0 | 0
1978 | 6 | 16 | 0 | 0 | 0 | 0 | 0 | 0 | 0 | 0 | 0 | 0 | 0 | 0 | 0
1978 | 6 | 17 | 0 | 0 | 0 | 0 | 0 | 0 | 0 | 0 | 0 | 0 | 0 | 0 | 0
1978 | 6 | 18 | 0 | 0 | 0 | 0 | 0 | 0 | 0 | 0 | 0 | 0 | 0 | 0 | 0
1978 | 6 | 19 | 0.1 | 0.1 | 0.05 | 0 | 0.1 | 0.05 | 0 | 0 | 0 | 0 | 0 | 0 | 0
1978 | 6 | 20 | 0 | 0 | 0 | 0 | 0 | 0 | 0 | 0 | 0 | 0 | 0 | 0 | 0
1978 | 6 | 21 | 0.52 | 0.52 | 0.47 | 0 | 0.52 | 0.47 | 0 | 0 | 0 | 0 | 0 | 0 | 0
1978 | 6 | 22 | 0 | 0 | 0 | 0 | 0 | 0 | 0 | 0 | 0 | 0 | 0 | 0 | 0
1978 | 6 | 23 | 0 | 0 | 0 | 0 | 0 | 0 | 0 | 0 | 0 | 0 | 0 | 0 | 0
1978 | 6 | 24 | 0 | 0 | 0 | 0 | 0 | 0 | 0 | 0 | 0 | 0 | 0 | 0 | 0
1978 | 6 | 25 | 0 | 0 | 0 | 0 | 0 | 0 | 0 | 0 | 0 | 0 | 0 | 0 | 0
1978 | 6 | 26 | 0.02 | 0.02 | 0 | 0 | 0.02 | 0 | 0 | 0 | 0 | 0 | 0 | 0 | 0
1978 | 6 | 27 | 0.71 | 0.71 | 0.66 | 0 | 0.71 | 0.66 | 0 | 0 | 0 | 0 | 0 | 0 | 0
1978 | 6 | 28 | 0.02 | 0.02 | 0 | 0 | 0.02 | 0 | 0 | 0 | 0 | 0 | 0 | 0 | 0
1978 | 6 | 29 | 0.38 | 0.38 | 0.33 | 0 | 0.38 | 0.33 | 0 | 0 | 0 | 0 | 0 | 0 | 0
1978 | 6 | 30 | 0 | 0 | 0 | 0 | 0 | 0 | 0 | 0 | 0 | 0 | 0 | 0 | 0
1978 | 7 | 1 | 0 | 0 | 0 | 0 | 0 | 0 | 0 | 0 | 0 | 0 | 0 | 0 | 0
1978 | 7 | 2 | 0.31 | 0.31 | 0.26 | 0 | 0.31 | 0.26 | 0 | 0 | 0 | 0 | 0 | 0 | 0
1978 | 7 | 3 | 1.72 | 1 | 0.95 | 0 | 1 | 0.95 | 0 | 0 | 0 | 0 | 0 | 0 | 0
1978 | 7 | 4 | 0 | 0 | 0 | 0 | 0 | 0 | 0 | 0 | 0 | 0 | 0 | 0 | 0
1978 | 7 | 5 | 0 | 0 | 0 | 0 | 0 | 0 | 0 | 0 | 0 | 0 | 0 | 0 | 0
1978 | 7 | 6 | 0 | 0 | 0 | 0 | 0 | 0 | 0 | 0 | 0 | 0 | 0 | 0 | 0
1978 | 7 | 7 | 0 | 0 | 0 | 0 | 0 | 0 | 0 | 0 | 0 | 0 | 0 | 0 | 0
1978 | 7 | 8 | 0.24 | 0.24 | 0.19 | 0 | 0.24 | 0.19 | 0 | 0 | 0 | 0 | 0 | 0 | 0
1978 | 7 | 9 | 0 | 0 | 0 | 0 | 0 | 0 | 0 | 0 | 0 | 0 | 0 | 0 | 0
1978 | 7 | 10 | 0.55 | 0.55 | 0.5 | 0 | 0.55 | 0.5 | 0 | 0 | 0 | 0 | 0 | 0 | 0
1978 | 7 | 11 | 0.02 | 0.02 | 0 | 0 | 0.02 | 0 | 0 | 0 | 0 | 0 | 0 | 0 | 0
1978 | 7 | 12 | 0 | 0 | 0 | 0 | 0 | 0 | 0 | 0 | 0 | 0 | 0 | 0 | 0
1978 | 7 | 13 | 0 | 0 | 0 | 0 | 0 | 0 | 0 | 0 | 0 | 0 | 0 | 0 | 0
1978 | 7 | 14 | 0 | 0 | 0 | 0 | 0 | 0 | 0 | 0 | 0 | 0 | 0 | 0 | 0
1978 | 7 | 15 | 0 | 0 | 0 | 0 | 0 | 0 | 0 | 0 | 0 | 0 | 0 | 0 | 0
1978 | 7 | 16 | 0.02 | 0.02 | 0 | 0 | 0.02 | 0 | 0 | 0 | 0 | 0 | 0 | 0 | 0
1978 | 7 | 17 | 0 | 0 | 0 | 0 | 0 | 0 | 0 | 0 | 0 | 0 | 0 | 0 | 0
1978 | 7 | 18 | 0 | 0 | 0 | 0 | 0 | 0 | 0 | 0 | 0 | 0 | 0 | 0 | 0
1978 | 7 | 19 | 0 | 0 | 0 | 0 | 0 | 0 | 0 | 0 | 0 | 0 | 0 | 0 | 0
1978 | 7 | 20 | 0 | 0 | 0 | 0 | 0 | 0 | 0 | 0 | 0 | 0 | 0 | 0 | 0
1978 | 7 | 21 | 0 | 0 | 0 | 0 | 0 | 0 | 0 | 0 | 0 | 0 | 0 | 0 | 0
1978 | 7 | 22 | 0 | 0 | 0 | 0 | 0 | 0 | 0 | 0 | 0 | 0 | 0 | 0 | 0
1978 | 7 | 23 | 0 | 0 | 0 | 0 | 0 | 0 | 0 | 0 | 0 | 0 | 0 | 0 | 0
1978 | 7 | 24 | 0.12 | 0.12 | 0.07 | 0 | 0.12 | 0.07 | 0 | 0 | 0 | 0 | 0 | 0 | 0
1978 | 7 | 25 | 0 | 0 | 0 | 0 | 0 | 0 | 0 | 0 | 0 | 0 | 0 | 0 | 0
1978 | 7 | 26 | 0 | 0 | 0 | 0 | 0 | 0 | 0 | 0 | 0 | 0 | 0 | 0 | 0
1978 | 7 | 27 | 0 | 0 | 0 | 0 | 0 | 0 | 0 | 0 | 0 | 0 | 0 | 0 | 0
1978 | 7 | 28 | 0.15 | 0.15 | 0.1 | 0 | 0.15 | 0.1 | 0 | 0 | 0 | 0 | 0 | 0 | 0
1978 | 7 | 29 | 0 | 0 | 0 | 0 | 0 | 0 | 0 | 0 | 0 | 0 | 0 | 0 | 0
1978 | 7 | 30 | 0.31 | 0.31 | 0.26 | 0 | 0.31 | 0.26 | 0 | 0 | 0 | 0 | 0 | 0 | 0
1978 | 7 | 31 | 0.84 | 0.84 | 0.79 | 0 | 0.84 | 0.79 | 0 | 0 | 0 | 0 | 0 | 0 | 0
1978 | 8 | 1 | 0.04 | 0.04 | 0 | 0 | 0.04 | 0 | 0 | 0 | 0 | 0 | 0 | 0 | 0
1978 | 8 | 2 | 0.15 | 0.15 | 0.1 | 0 | 0.15 | 0.1 | 0 | 0 | 0 | 0 | 0 | 0 | 0
1978 | 8 | 3 | 0.06 | 0.06 | 0.01 | 0 | 0.06 | 0.01 | 0 | 0 | 0 | 0 | 0 | 0 | 0
1978 | 8 | 4 | 0.47 | 0.47 | 0.42 | 0 | 0.47 | 0.42 | 0 | 0 | 0 | 0 | 0 | 0 | 0
1978 | 8 | 5 | 0.46 | 0.46 | 0.41 | 0 | 0.46 | 0.41 | 0 | 0 | 0 | 0 | 0 | 0 | 0
1978 | 8 | 6 | 0 | 0 | 0 | 0 | 0 | 0 | 0 | 0 | 0 | 0 | 0 | 0 | 0
1978 | 8 | 7 | 0 | 0 | 0 | 0 | 0 | 0 | 0 | 0 | 0 | 0 | 0 | 0 | 0
1978 | 8 | 8 | 0 | 0 | 0 | 0 | 0 | 0 | 0 | 0 | 0 | 0 | 0 | 0 | 0
1978 | 8 | 9 | 0.32 | 0.32 | 0.27 | 0 | 0.32 | 0.27 | 0 | 0 | 0 | 0 | 0 | 0 | 0
1978 | 8 | 10 | 0 | 0 | 0 | 0 | 0 | 0 | 0 | 0 | 0 | 0 | 0 | 0 | 0
1978 | 8 | 11 | 0.59 | 0.59 | 0.54 | 0 | 0.59 | 0.54 | 0 | 0 | 0 | 0 | 0 | 0 | 0
1978 | 8 | 12 | 0.09 | 0.09 | 0.04 | 0 | 0.09 | 0.04 | 0 | 0 | 0 | 0 | 0 | 0 | 0
1978 | 8 | 13 | 1.21 | 1 | 0.95 | 0 | 1 | 0.95 | 0 | 0 | 0 | 0 | 0 | 0 | 0
1978 | 8 | 14 | 0.06 | 0.06 | 0.01 | 0 | 0.06 | 0.01 | 0 | 0 | 0 | 0 | 0 | 0 | 0
1978 | 8 | 15 | 0 | 0 | 0 | 0 | 0 | 0 | 0 | 0 | 0 | 0 | 0 | 0 | 0
1978 | 8 | 16 | 0 | 0 | 0 | 0 | 0 | 0 | 0 | 0 | 0 | 0 | 0 | 0 | 0
1978 | 8 | 17 | 0 | 0 | 0 | 0 | 0 | 0 | 0 | 0 | 0 | 0 | 0 | 0 | 0
1978 | 8 | 18 | 0 | 0 | 0 | 0 | 0 | 0 | 0 | 0 | 0 | 0 | 0 | 0 | 0
1978 | 8 | 19 | 0 | 0 | 0 | 0 | 0 | 0 | 0 | 0 | 0 | 0 | 0 | 0 | 0
1978 | 8 | 20 | 0 | 0 | 0 | 0 | 0 | 0 | 0 | 0 | 0 | 0 | 0 | 0 | 0
1978 | 8 | 21 | 0 | 0 | 0 | 0 | 0 | 0 | 0 | 0 | 0 | 0 | 0 | 0 | 0
1978 | 8 | 22 | 0 | 0 | 0 | 0 | 0 | 0 | 0 | 0 | 0 | 0 | 0 | 0 | 0
1978 | 8 | 23 | 0 | 0 | 0 | 0 | 0 | 0 | 0 | 0 | 0 | 0 | 0 | 0 | 0
1978 | 8 | 24 | 0 | 0 | 0 | 0 | 0 | 0 | 0 | 0 | 0 | 0 | 0 | 0 | 0
1978 | 8 | 25 | 0 | 0 | 0 | 0 | 0 | 0 | 0 | 0 | 0 | 0 | 0 | 0 | 0
1978 | 8 | 26 | 0 | 0 | 0 | 0 | 0 | 0 | 0 | 0 | 0 | 0 | 0 | 0 | 0
1978 | 8 | 27 | 0.36 | 0.36 | 0.31 | 0 | 0.36 | 0.31 | 0 | 0 | 0 | 0 | 0 | 0 | 0
1978 | 8 | 28 | 0 | 0 | 0 | 0 | 0 | 0 | 0 | 0 | 0 | 0 | 0 | 0 | 0
1978 | 8 | 29 | 0 | 0 | 0 | 0 | 0 | 0 | 0 | 0 | 0 | 0 | 0 | 0 | 0
1978 | 8 | 30 | 2.01 | 1 | 0.95 | 0 | 1 | 0.95 | 0 | 0 | 0 | 0 | 0 | 0 | 0
1978 | 8 | 31 | 0.03 | 0.03 | 0 | 0 | 0.03 | 0 | 0 | 0 | 0 | 0 | 0 | 0 | 0
1978 | 9 | 1 | 0 | 0 | 0 | 0 | 0 | 0 | 0 | 0 | 0 | 0 | 0 | 0 | 0
1978 | 9 | 2 | 0 | 0 | 0 | 0 | 0 | 0 | 0 | 0 | 0 | 0 | 0 | 0 | 0
1978 | 9 | 3 | 0 | 0 | 0 | 0 | 0 | 0 | 0 | 0 | 0 | 0 | 0 | 0 | 0
1978 | 9 | 4 | 0 | 0 | 0 | 0 | 0 | 0 | 0 | 0 | 0 | 0 | 0 | 0 | 0
1978 | 9 | 5 | 0 | 0 | 0 | 0 | 0 | 0 | 0 | 0 | 0 | 0 | 0 | 0 | 0
1978 | 9 | 6 | 0 | 0 | 0 | 0 | 0 | 0 | 0 | 0 | 0 | 0 | 0 | 0 | 0
1978 | 9 | 7 | 0 | 0 | 0 | 0 | 0 | 0 | 0 | 0 | 0 | 0 | 0 | 0 | 0
1978 | 9 | 8 | 0 | 0 | 0 | 0 | 0 | 0 | 0 | 0 | 0 | 0 | 0 | 0 | 0
1978 | 9 | 9 | 0 | 0 | 0 | 0 | 0 | 0 | 0 | 0 | 0 | 0 | 0 | 0 | 0
1978 | 9 | 10 | 0 | 0 | 0 | 0 | 0 | 0 | 0 | 0 | 0 | 0 | 0 | 0 | 0
1978 | 9 | 11 | 0 | 0 | 0 | 0 | 0 | 0 | 0 | 0 | 0 | 0 | 0 | 0 | 0
1978 | 9 | 12 | 0.54 | 0.54 | 0.49 | 0 | 0.54 | 0.49 | 0 | 0 | 0 | 0 | 0 | 0 | 0
1978 | 9 | 13 | 0 | 0 | 0 | 0 | 0 | 0 | 0 | 0 | 0 | 0 | 0 | 0 | 0
1978 | 9 | 14 | 0 | 0 | 0 | 0 | 0 | 0 | 0 | 0 | 0 | 0 | 0 | 0 | 0
1978 | 9 | 15 | 0.1 | 0.1 | 0.05 | 0 | 0.1 | 0.05 | 0 | 0 | 0 | 0 | 0 | 0 | 0
1978 | 9 | 16 | 0.1 | 0.1 | 0.05 | 0 | 0.1 | 0.05 | 0 | 0 | 0 | 0 | 0 | 0 | 0
1978 | 9 | 17 | 0 | 0 | 0 | 0 | 0 | 0 | 0 | 0 | 0 | 0 | 0 | 0 | 0
1978 | 9 | 18 | 0 | 0 | 0 | 0 | 0 | 0 | 0 | 0 | 0 | 0 | 0 | 0 | 0
1978 | 9 | 19 | 0.02 | 0.02 | 0 | 0 | 0.02 | 0 | 0 | 0 | 0 | 0 | 0 | 0 | 0
1978 | 9 | 20 | 0 | 0 | 0 | 0 | 0 | 0 | 0 | 0 | 0 | 0 | 0 | 0 | 0
1978 | 9 | 21 | 0 | 0 | 0 | 0 | 0 | 0 | 0 | 0 | 0 | 0 | 0 | 0 | 0
1978 | 9 | 22 | 0.25 | 0.25 | 0.2 | 0 | 0.25 | 0.2 | 0 | 0 | 0 | 0 | 0 | 0 | 0
1978 | 9 | 23 | 0 | 0 | 0 | 0 | 0 | 0 | 0 | 0 | 0 | 0 | 0 | 0 | 0
1978 | 9 | 24 | 0 | 0 | 0 | 0 | 0 | 0 | 0 | 0 | 0 | 0 | 0 | 0 | 0
1978 | 9 | 25 | 0 | 0 | 0 | 0 | 0 | 0 | 0 | 0 | 0 | 0 | 0 | 0 | 0
1978 | 9 | 26 | 0 | 0 | 0 | 0 | 0 | 0 | 0 | 0 | 0 | 0 | 0 | 0 | 0
1978 | 9 | 27 | 0 | 0 | 0 | 0 | 0 | 0 | 0 | 0 | 0 | 0 | 0 | 0 | 0
1978 | 9 | 28 | 0 | 0 | 0 | 0 | 0 | 0 | 0 | 0 | 0 | 0 | 0 | 0 | 0
1978 | 9 | 29 | 0 | 0 | 0 | 0 | 0 | 0 | 0 | 0 | 0 | 0 | 0 | 0 | 0
1978 | 9 | 30 | 0 | 0 | 0 | 0 | 0 | 0 | 0 | 0 | 0 | 0 | 0 | 0 | 0
1978 | 10 | 1 | 0 | 0 | 0 | 0 | 0 | 0 | 0 | 0 | 0 | 0 | 0 | 0 | 0
1978 | 10 | 2 | 0 | 0 | 0 | 0 | 0 | 0 | 0 | 0 | 0 | 0 | 0 | 0 | 0
1978 | 10 | 3 | 0 | 0 | 0 | 0 | 0 | 0 | 0 | 0 | 0 | 0 | 0 | 0 | 0
1978 | 10 | 4 | 0.27 | 0.27 | 0.22 | 0 | 0.27 | 0.22 | 0 | 0 | 0 | 0 | 0 | 0 | 0
1978 | 10 | 5 | 0.55 | 0.55 | 0.5 | 0 | 0.55 | 0.5 | 0 | 0 | 0 | 0 | 0 | 0 | 0
1978 | 10 | 6 | 0.03 | 0.03 | 0 | 0 | 0.03 | 0 | 0 | 0 | 0 | 0 | 0 | 0 | 0
1978 | 10 | 7 | 0 | 0 | 0 | 0 | 0 | 0 | 0 | 0 | 0 | 0 | 0 | 0 | 0
1978 | 10 | 8 | 0 | 0 | 0 | 0 | 0 | 0 | 0 | 0 | 0 | 0 | 0 | 0 | 0
1978 | 10 | 9 | 0 | 0 | 0 | 0 | 0 | 0 | 0 | 0 | 0 | 0 | 0 | 0 | 0
1978 | 10 | 10 | 0 | 0 | 0 | 0 | 0 | 0 | 0 | 0 | 0 | 0 | 0 | 0 | 0
1978 | 10 | 11 | 0 | 0 | 0 | 0 | 0 | 0 | 0 | 0 | 0 | 0 | 0 | 0 | 0
1978 | 10 | 12 | 0 | 0 | 0 | 0 | 0 | 0 | 0 | 0 | 0 | 0 | 0 | 0 | 0
1978 | 10 | 13 | 0 | 0 | 0 | 0 | 0 | 0 | 0 | 0 | 0 | 0 | 0 | 0 | 0
1978 | 10 | 14 | 0 | 0 | 0 | 0 | 0 | 0 | 0 | 0 | 0 | 0 | 0 | 0 | 0
1978 | 10 | 15 | 0 | 0 | 0 | 0 | 0 | 0 | 0 | 0 | 0 | 0 | 0 | 0 | 0
1978 | 10 | 16 | 0.07 | 0.07 | 0.02 | 0 | 0.07 | 0.02 | 0 | 0 | 0 | 0 | 0 | 0 | 0
1978 | 10 | 17 | 0 | 0 | 0 | 0 | 0 | 0 | 0 | 0 | 0 | 0 | 0 | 0 | 0
1978 | 10 | 18 | 0 | 0 | 0 | 0 | 0 | 0 | 0 | 0 | 0 | 0 | 0 | 0 | 0
1978 | 10 | 19 | 0.09 | 0.09 | 0.04 | 0 | 0.09 | 0.04 | 0 | 0 | 0 | 0 | 0 | 0 | 0
1978 | 10 | 20 | 0 | 0 | 0 | 0 | 0 | 0 | 0 | 0 | 0 | 0 | 0 | 0 | 0
1978 | 10 | 21 | 0 | 0 | 0 | 0 | 0 | 0 | 0 | 0 | 0 | 0 | 0 | 0 | 0
1978 | 10 | 22 | 0 | 0 | 0 | 0 | 0 | 0 | 0 | 0 | 0 | 0 | 0 | 0 | 0
1978 | 10 | 23 | 0.05 | 0.05 | 0 | 0 | 0.05 | 0 | 0 | 0 | 0 | 0 | 0 | 0 | 0
1978 | 10 | 24 | 0 | 0 | 0 | 0 | 0 | 0 | 0 | 0 | 0 | 0 | 0 | 0 | 0
1978 | 10 | 25 | 0 | 0 | 0 | 0 | 0 | 0 | 0 | 0 | 0 | 0 | 0 | 0 | 0
1978 | 10 | 26 | 0.01 | 0.01 | 0 | 0 | 0.01 | 0 | 0 | 0 | 0 | 0 | 0 | 0 | 0
1978 | 10 | 27 | 0.09 | 0.09 | 0.04 | 0 | 0.09 | 0.04 | 0 | 0 | 0 | 0 | 0 | 0 | 0
1978 | 10 | 28 | 0 | 0 | 0 | 0 | 0 | 0 | 0 | 0 | 0 | 0 | 0 | 0 | 0
1978 | 10 | 29 | 0 | 0 | 0 | 0 | 0 | 0 | 0 | 0 | 0 | 0 | 0 | 0 | 0
1978 | 10 | 30 | 0 | 0 | 0 | 0 | 0 | 0 | 0 | 0 | 0 | 0 | 0 | 0 | 0
1978 | 10 | 31 | 0 | 0 | 0 | 0 | 0 | 0 | 0 | 0 | 0 | 0 | 0 | 0 | 0
1978 | 11 | 1 | 0 | 0 | 0 | 0 | 0 | 0 | 0 | 0 | 0 | 0 | 0 | 0 | 0
1978 | 11 | 2 | 0 | 0 | 0 | 0 | 0 | 0 | 0 | 0 | 0 | 0 | 0 | 0 | 0
1978 | 11 | 3 | 0 | 0 | 0 | 0 | 0 | 0 | 0 | 0 | 0 | 0 | 0 | 0 | 0
1978 | 11 | 4 | 0.02 | 0.02 | 0 | 0 | 0.02 | 0 | 0 | 0 | 0 | 0 | 0 | 0 | 0
1978 | 11 | 5 | 0 | 0 | 0 | 0 | 0 | 0 | 0 | 0 | 0 | 0 | 0 | 0 | 0
1978 | 11 | 6 | 0 | 0 | 0 | 0 | 0 | 0 | 0 | 0 | 0 | 0 | 0 | 0 | 0
1978 | 11 | 7 | 0 | 0 | 0 | 0 | 0 | 0 | 0 | 0 | 0 | 0 | 0 | 0 | 0
1978 | 11 | 8 | 0 | 0 | 0 | 0 | 0 | 0 | 0 | 0 | 0 | 0 | 0 | 0 | 0
1978 | 11 | 9 | 0 | 0 | 0 | 0 | 0 | 0 | 0 | 0 | 0 | 0 | 0 | 0 | 0
1978 | 11 | 10 | 0 | 0 | 0 | 0 | 0 | 0 | 0 | 0 | 0 | 0 | 0 | 0 | 0
1978 | 11 | 11 | 0.04 | 0.04 | 0 | 0 | 0.04 | 0 | 0 | 0 | 0 | 0 | 0 | 0 | 0
1978 | 11 | 12 | 0 | 0 | 0 | 0 | 0 | 0 | 0 | 0 | 0 | 0 | 0 | 0 | 0
1978 | 11 | 13 | 0 | 0 | 0 | 0 | 0 | 0 | 0 | 0 | 0 | 0 | 0 | 0 | 0
1978 | 11 | 14 | 0 | 0 | 0 | 0 | 0 | 0 | 0 | 0 | 0 | 0 | 0 | 0 | 0
1978 | 11 | 15 | 0.11 | 0.11 | 0.06 | 0 | 0.11 | 0.06 | 0 | 0 | 0 | 0 | 0 | 0 | 0
1978 | 11 | 16 | 0.03 | 0.03 | 0 | 0 | 0.03 | 0 | 0 | 0 | 0 | 0 | 0 | 0 | 0
1978 | 11 | 17 | 0.5 | 0.5 | 0.45 | 0 | 0.5 | 0.45 | 0 | 0 | 0 | 0 | 0 | 0 | 0
1978 | 11 | 18 | 0.14 | 0.14 | 0.09 | 0 | 0.14 | 0.09 | 0 | 0 | 0 | 0 | 0 | 0 | 0
1978 | 11 | 19 | 0 | 0 | 0 | 0 | 0 | 0 | 0 | 0 | 0 | 0 | 0 | 0 | 0
1978 | 11 | 20 | 0 | 0 | 0 | 0 | 0 | 0 | 0 | 0 | 0 | 0 | 0 | 0 | 0
1978 | 11 | 21 | 0 | 0 | 0 | 0 | 0 | 0 | 0 | 0 | 0 | 0 | 0 | 0 | 0
1978 | 11 | 22 | 0 | 0 | 0 | 0 | 0 | 0 | 0 | 0 | 0 | 0 | 0 | 0 | 0
1978 | 11 | 23 | 0.12 | 0.12 | 0.07 | 0 | 0.12 | 0.07 | 0 | 0 | 0 | 0 | 0 | 0 | 0
1978 | 11 | 24 | 0 | 0 | 0 | 0 | 0 | 0 | 0 | 0 | 0 | 0 | 0 | 0 | 0
1978 | 11 | 25 | 0 | 0 | 0 | 0 | 0 | 0 | 0 | 0 | 0 | 0 | 0 | 0 | 0
1978 | 11 | 26 | 0.08 | 0.08 | 0.03 | 0 | 0.08 | 0.03 | 0 | 0 | 0 | 0 | 0 | 0 | 0
1978 | 11 | 27 | 0.81 | 0.81 | 0.76 | 0 | 0.81 | 0.76 | 0 | 0 | 0 | 0 | 0 | 0 | 0
1978 | 11 | 28 | 0 | 0 | 0 | 0 | 0 | 0 | 0 | 0 | 0 | 0 | 0 | 0 | 0
1978 | 11 | 29 | 0.46 | 0.46 | 0.41 | 0 | 0.46 | 0.41 | 0 | 0 | 0 | 0 | 0 | 0 | 0
1978 | 11 | 30 | 0 | 0 | 0 | 0 | 0 | 0 | 0 | 0 | 0 | 0 | 0 | 0 | 0
1978 | 12 | 1 | 0 | 0 | 0 | 0 | 0 | 0 | 0 | 0 | 0 | 0 | 0 | 0 | 0
1978 | 12 | 2 | 0 | 0 | 0 | 0 | 0 | 0 | 0 | 0 | 0 | 0 | 0 | 0 | 0
1978 | 12 | 3 | 0.19 | 0.19 | 0.14 | 0 | 0.19 | 0.14 | 0 | 0 | 0 | 0 | 0 | 0 | 0
1978 | 12 | 4 | 0.74 | 0.74 | 0.69 | 0 | 0.74 | 0.69 | 0 | 0 | 0 | 0 | 0 | 0 | 0
1978 | 12 | 5 | 0.38 | 0.38 | 0.33 | 0 | 0.38 | 0.33 | 0 | 0 | 0 | 0 | 0 | 0 | 0
1978 | 12 | 6 | 0 | 0 | 0 | 0 | 0 | 0 | 0 | 0 | 0 | 0 | 0 | 0 | 0
1978 | 12 | 7 | 0 | 0 | 0 | 0 | 0 | 0 | 0 | 0 | 0 | 0 | 0 | 0 | 0
1978 | 12 | 8 | 0.16 | 0.16 | 0.11 | 0 | 0.16 | 0.11 | 0 | 0 | 0 | 0 | 0 | 0 | 0
1978 | 12 | 9 | 0.83 | 0.83 | 0.78 | 0 | 0.83 | 0.78 | 0 | 0 | 0 | 0 | 0 | 0 | 0
1978 | 12 | 10 | 0 | 0 | 0 | 0 | 0 | 0 | 0 | 0 | 0 | 0 | 0 | 0 | 0
1978 | 12 | 11 | 0 | 0 | 0 | 0 | 0 | 0 | 0 | 0 | 0 | 0 | 0 | 0 | 0
1978 | 12 | 12 | 0 | 0 | 0 | 0 | 0 | 0 | 0 | 0 | 0 | 0 | 0 | 0 | 0
1978 | 12 | 13 | 0 | 0 | 0 | 0 | 0 | 0 | 0 | 0 | 0 | 0 | 0 | 0 | 0
1978 | 12 | 14 | 0 | 0 | 0 | 0 | 0 | 0 | 0 | 0 | 0 | 0 | 0 | 0 | 0
1978 | 12 | 15 | 0 | 0 | 0 | 0 | 0 | 0 | 0 | 0 | 0 | 0 | 0 | 0 | 0
1978 | 12 | 16 | 0 | 0 | 0 | 0 | 0 | 0 | 0 | 0 | 0 | 0 | 0 | 0 | 0
1978 | 12 | 17 | 0 | 0 | 0 | 0 | 0 | 0 | 0 | 0 | 0 | 0 | 0 | 0 | 0
1978 | 12 | 18 | 0 | 0 | 0 | 0 | 0 | 0 | 0 | 0 | 0 | 0 | 0 | 0 | 0
1978 | 12 | 19 | 0 | 0 | 0 | 0 | 0 | 0 | 0 | 0 | 0 | 0 | 0 | 0 | 0
1978 | 12 | 20 | 0.35 | 0.35 | 0.3 | 0 | 0.35 | 0.3 | 0 | 0 | 0 | 0 | 0 | 0 | 0
1978 | 12 | 21 | 0.06 | 0.06 | 0.01 | 0 | 0.06 | 0.01 | 0 | 0 | 0 | 0 | 0 | 0 | 0
1978 | 12 | 22 | 0 | 0 | 0 | 0 | 0 | 0 | 0 | 0 | 0 | 0 | 0 | 0 | 0
1978 | 12 | 23 | 0 | 0 | 0 | 0 | 0 | 0 | 0 | 0 | 0 | 0 | 0 | 0 | 0
1978 | 12 | 24 | 0.93 | 0.93 | 0.88 | 0 | 0.93 | 0.88 | 0 | 0 | 0 | 0 | 0 | 0 | 0
1978 | 12 | 25 | 0 | 0 | 0 | 0 | 0 | 0 | 0 | 0 | 0 | 0 | 0 | 0 | 0
1978 | 12 | 26 | 0 | 0 | 0 | 0 | 0 | 0 | 0 | 0 | 0 | 0 | 0 | 0 | 0
1978 | 12 | 27 | 0 | 0 | 0 | 0 | 0 | 0 | 0 | 0 | 0 | 0 | 0 | 0 | 0
1978 | 12 | 28 | 0 | 0 | 0 | 0 | 0 | 0 | 0 | 0 | 0 | 0 | 0 | 0 | 0
1978 | 12 | 29 | 0 | 0 | 0 | 0 | 0 | 0 | 0 | 0 | 0 | 0 | 0 | 0 | 0
1978 | 12 | 30 | 0 | 0 | 0 | 0 | 0 | 0 | 0 | 0 | 0 | 0 | 0 | 0 | 0
1978 | 12 | 31 | 0.36 | 0.36 | 0.31 | 0 | 0.36 | 0.31 | 0 | 0 | 0 | 0 | 0 | 0 | 0
1979 | 1 | 1 | 0.26 | 0.26 | 0.21 | 0 | 0.26 | 0.21 | 0 | 0 | 0 | 0 | 0 | 0 | 0
1979 | 1 | 2 | 1.44 | 1 | 0.95 | 0 | 1 | 0.95 | 0 | 0 | 0 | 0 | 0 | 0 | 0
1979 | 1 | 3 | 0 | 0 | 0 | 0 | 0 | 0 | 0 | 0 | 0 | 0 | 0 | 0 | 0
1979 | 1 | 4 | 0 | 0 | 0 | 0 | 0 | 0 | 0 | 0 | 0 | 0 | 0 | 0 | 0
1979 | 1 | 5 | 0.02 | 0.02 | 0 | 0 | 0.02 | 0 | 0 | 0 | 0 | 0 | 0 | 0 | 0
1979 | 1 | 6 | 0.07 | 0.07 | 0.02 | 0 | 0.07 | 0.02 | 0 | 0 | 0 | 0 | 0 | 0 | 0
1979 | 1 | 7 | 0.76 | 0.76 | 0.71 | 0 | 0.76 | 0.71 | 0 | 0 | 0 | 0 | 0 | 0 | 0
1979 | 1 | 8 | 0.4 | 0.4 | 0.35 | 0 | 0.4 | 0.35 | 0 | 0 | 0 | 0 | 0 | 0 | 0
1979 | 1 | 9 | 0 | 0 | 0 | 0 | 0 | 0 | 0 | 0 | 0 | 0 | 0 | 0 | 0
1979 | 1 | 10 | 0 | 0 | 0 | 0 | 0 | 0 | 0 | 0 | 0 | 0 | 0 | 0 | 0
1979 | 1 | 11 | 0 | 0 | 0 | 0 | 0 | 0 | 0 | 0 | 0 | 0 | 0 | 0 | 0
1979 | 1 | 12 | 0.16 | 0.16 | 0.11 | 0 | 0.16 | 0.11 | 0 | 0 | 0 | 0 | 0 | 0 | 0
1979 | 1 | 13 | 0.51 | 0.51 | 0.46 | 0 | 0.51 | 0.46 | 0 | 0 | 0 | 0 | 0 | 0 | 0
1979 | 1 | 14 | 0.02 | 0.02 | 0 | 0 | 0.02 | 0 | 0 | 0 | 0 | 0 | 0 | 0 | 0
1979 | 1 | 15 | 0 | 0 | 0 | 0 | 0 | 0 | 0 | 0 | 0 | 0 | 0 | 0 | 0
1979 | 1 | 16 | 0 | 0 | 0 | 0 | 0 | 0 | 0 | 0 | 0 | 0 | 0 | 0 | 0
1979 | 1 | 17 | 0.03 | 0.03 | 0 | 0 | 0.03 | 0 | 0 | 0 | 0 | 0 | 0 | 0 | 0
1979 | 1 | 18 | 0 | 0 | 0 | 0 | 0 | 0 | 0 | 0 | 0 | 0 | 0 | 0 | 0
1979 | 1 | 19 | 0 | 0 | 0 | 0 | 0 | 0 | 0 | 0 | 0 | 0 | 0 | 0 | 0
1979 | 1 | 20 | 1.09 | 1 | 0.95 | 0 | 1 | 0.95 | 0 | 0 | 0 | 0 | 0 | 0 | 0
1979 | 1 | 21 | 0.74 | 0.74 | 0.69 | 0 | 0.74 | 0.69 | 0 | 0 | 0 | 0 | 0 | 0 | 0
1979 | 1 | 22 | 0 | 0 | 0 | 0 | 0 | 0 | 0 | 0 | 0 | 0 | 0 | 0 | 0
1979 | 1 | 23 | 0 | 0 | 0 | 0 | 0 | 0 | 0 | 0 | 0 | 0 | 0 | 0 | 0
1979 | 1 | 24 | 0.75 | 0.75 | 0.7 | 0 | 0.75 | 0.7 | 0 | 0 | 0 | 0 | 0 | 0 | 0
1979 | 1 | 25 | 0 | 0 | 0 | 0 | 0 | 0 | 0 | 0 | 0 | 0 | 0 | 0 | 0
1979 | 1 | 26 | 0 | 0 | 0 | 0 | 0 | 0 | 0 | 0 | 0 | 0 | 0 | 0 | 0
1979 | 1 | 27 | 0 | 0 | 0 | 0 | 0 | 0 | 0 | 0 | 0 | 0 | 0 | 0 | 0
1979 | 1 | 28 | 0.39 | 0.39 | 0.34 | 0 | 0.39 | 0.34 | 0 | 0 | 0 | 0 | 0 | 0 | 0
1979 | 1 | 29 | 0 | 0 | 0 | 0 | 0 | 0 | 0 | 0 | 0 | 0 | 0 | 0 | 0
1979 | 1 | 30 | 0 | 0 | 0 | 0 | 0 | 0 | 0 | 0 | 0 | 0 | 0 | 0 | 0
1979 | 1 | 31 | 0 | 0 | 0 | 0 | 0 | 0 | 0 | 0 | 0 | 0 | 0 | 0 | 0
1979 | 2 | 1 | 0 | 0 | 0 | 0 | 0 | 0 | 0 | 0 | 0 | 0 | 0 | 0 | 0
1979 | 2 | 2 | 0 | 0 | 0 | 0 | 0 | 0 | 0 | 0 | 0 | 0 | 0 | 0 | 0
1979 | 2 | 3 | 0 | 0 | 0 | 0 | 0 | 0 | 0 | 0 | 0 | 0 | 0 | 0 | 0
1979 | 2 | 4 | 0 | 0 | 0 | 0 | 0 | 0 | 0 | 0 | 0 | 0 | 0 | 0 | 0
1979 | 2 | 5 | 0 | 0 | 0 | 0 | 0 | 0 | 0 | 0 | 0 | 0 | 0 | 0 | 0
1979 | 2 | 6 | 0 | 0 | 0 | 0 | 0 | 0 | 0 | 0 | 0 | 0 | 0 | 0 | 0
1979 | 2 | 7 | 0.5 | 0.5 | 0.45 | 0 | 0.5 | 0.45 | 0 | 0 | 0 | 0 | 0 | 0 | 0
1979 | 2 | 8 | 0 | 0 | 0 | 0 | 0 | 0 | 0 | 0 | 0 | 0 | 0 | 0 | 0
1979 | 2 | 9 | 0.04 | 0.04 | 0 | 0 | 0.04 | 0 | 0 | 0 | 0 | 0 | 0 | 0 | 0
1979 | 2 | 10 | 0 | 0 | 0 | 0 | 0 | 0 | 0 | 0 | 0 | 0 | 0 | 0 | 0
1979 | 2 | 11 | 0 | 0 | 0 | 0 | 0 | 0 | 0 | 0 | 0 | 0 | 0 | 0 | 0
1979 | 2 | 12 | 0.48 | 0.48 | 0.43 | 0 | 0.48 | 0.43 | 0 | 0 | 0 | 0 | 0 | 0 | 0
1979 | 2 | 13 | 0 | 0 | 0 | 0 | 0 | 0 | 0 | 0 | 0 | 0 | 0 | 0 | 0
1979 | 2 | 14 | 0 | 0 | 0 | 0 | 0 | 0 | 0 | 0 | 0 | 0 | 0 | 0 | 0
1979 | 2 | 15 | 0.06 | 0.06 | 0.01 | 0 | 0.06 | 0.01 | 0 | 0 | 0 | 0 | 0 | 0 | 0
1979 | 2 | 16 | 0.02 | 0.02 | 0 | 0 | 0.02 | 0 | 0 | 0 | 0 | 0 | 0 | 0 | 0
1979 | 2 | 17 | 0 | 0 | 0 | 0 | 0 | 0 | 0 | 0 | 0 | 0 | 0 | 0 | 0
1979 | 2 | 18 | 0.21 | 0.21 | 0.16 | 0 | 0.21 | 0.16 | 0 | 0 | 0 | 0 | 0 | 0 | 0
1979 | 2 | 19 | 1.16 | 1 | 0.95 | 0 | 1 | 0.95 | 0 | 0 | 0 | 0 | 0 | 0 | 0
1979 | 2 | 20 | 0 | 0 | 0 | 0 | 0 | 0 | 0 | 0 | 0 | 0 | 0 | 0 | 0
1979 | 2 | 21 | 0.07 | 0.07 | 0.02 | 0 | 0.07 | 0.02 | 0 | 0 | 0 | 0 | 0 | 0 | 0
1979 | 2 | 22 | 0 | 0 | 0 | 0 | 0 | 0 | 0 | 0 | 0 | 0 | 0 | 0 | 0
1979 | 2 | 23 | 0.2 | 0.2 | 0.15 | 0 | 0.2 | 0.15 | 0 | 0 | 0 | 0 | 0 | 0 | 0
1979 | 2 | 24 | 1.67 | 1 | 0.95 | 0 | 1 | 0.95 | 0 | 0 | 0 | 0 | 0 | 0 | 0
1979 | 2 | 25 | 1.12 | 1 | 0.95 | 0 | 1 | 0.95 | 0 | 0 | 0 | 0 | 0 | 0 | 0
1979 | 2 | 26 | 0.09 | 0.09 | 0.04 | 0 | 0.09 | 0.04 | 0 | 0 | 0 | 0 | 0 | 0 | 0
1979 | 2 | 27 | 0 | 0 | 0 | 0 | 0 | 0 | 0 | 0 | 0 | 0 | 0 | 0 | 0
1979 | 2 | 28 | 0 | 0 | 0 | 0 | 0 | 0 | 0 | 0 | 0 | 0 | 0 | 0 | 0
1979 | 3 | 1 | 0.01 | 0.01 | 0 | 0 | 0.01 | 0 | 0 | 0 | 0 | 0 | 0 | 0 | 0
1979 | 3 | 2 | 0 | 0 | 0 | 0 | 0 | 0 | 0 | 0 | 0 | 0 | 0 | 0 | 0
1979 | 3 | 3 | 0 | 0 | 0 | 0 | 0 | 0 | 0 | 0 | 0 | 0 | 0 | 0 | 0
1979 | 3 | 4 | 0 | 0 | 0 | 0 | 0 | 0 | 0 | 0 | 0 | 0 | 0 | 0 | 0
1979 | 3 | 5 | 0.54 | 0.54 | 0.49 | 0 | 0.54 | 0.49 | 0 | 0 | 0 | 0 | 0 | 0 | 0
1979 | 3 | 6 | 0.02 | 0.02 | 0 | 0 | 0.02 | 0 | 0 | 0 | 0 | 0 | 0 | 0 | 0
1979 | 3 | 7 | 0 | 0 | 0 | 0 | 0 | 0 | 0 | 0 | 0 | 0 | 0 | 0 | 0
1979 | 3 | 8 | 0 | 0 | 0 | 0 | 0 | 0 | 0 | 0 | 0 | 0 | 0 | 0 | 0
1979 | 3 | 9 | 0 | 0 | 0 | 0 | 0 | 0 | 0 | 0 | 0 | 0 | 0 | 0 | 0
1979 | 3 | 10 | 0.21 | 0.21 | 0.16 | 0 | 0.21 | 0.16 | 0 | 0 | 0 | 0 | 0 | 0 | 0
1979 | 3 | 11 | 0.37 | 0.37 | 0.32 | 0 | 0.37 | 0.32 | 0 | 0 | 0 | 0 | 0 | 0 | 0
1979 | 3 | 12 | 0 | 0 | 0 | 0 | 0 | 0 | 0 | 0 | 0 | 0 | 0 | 0 | 0
1979 | 3 | 13 | 0 | 0 | 0 | 0 | 0 | 0 | 0 | 0 | 0 | 0 | 0 | 0 | 0
1979 | 3 | 14 | 0.03 | 0.03 | 0 | 0 | 0.03 | 0 | 0 | 0 | 0 | 0 | 0 | 0 | 0
1979 | 3 | 15 | 0 | 0 | 0 | 0 | 0 | 0 | 0 | 0 | 0 | 0 | 0 | 0 | 0
1979 | 3 | 16 | 0 | 0 | 0 | 0 | 0 | 0 | 0 | 0 | 0 | 0 | 0 | 0 | 0
1979 | 3 | 17 | 0 | 0 | 0 | 0 | 0 | 0 | 0 | 0 | 0 | 0 | 0 | 0 | 0
1979 | 3 | 18 | 0 | 0 | 0 | 0 | 0 | 0 | 0 | 0 | 0 | 0 | 0 | 0 | 0
1979 | 3 | 19 | 0 | 0 | 0 | 0 | 0 | 0 | 0 | 0 | 0 | 0 | 0 | 0 | 0
1979 | 3 | 20 | 0 | 0 | 0 | 0 | 0 | 0 | 0 | 0 | 0 | 0 | 0 | 0 | 0
1979 | 3 | 21 | 0 | 0 | 0 | 0 | 0 | 0 | 0 | 0 | 0 | 0 | 0 | 0 | 0
1979 | 3 | 22 | 0 | 0 | 0 | 0 | 0 | 0 | 0 | 0 | 0 | 0 | 0 | 0 | 0
1979 | 3 | 23 | 0 | 0 | 0 | 0 | 0 | 0 | 0 | 0 | 0 | 0 | 0 | 0 | 0
1979 | 3 | 24 | 1.07 | 1 | 0.95 | 0 | 1 | 0.95 | 0 | 0 | 0 | 0 | 0 | 0 | 0
1979 | 3 | 25 | 0 | 0 | 0 | 0 | 0 | 0 | 0 | 0 | 0 | 0 | 0 | 0 | 0
1979 | 3 | 26 | 0 | 0 | 0 | 0 | 0 | 0 | 0 | 0 | 0 | 0 | 0 | 0 | 0
1979 | 3 | 27 | 0 | 0 | 0 | 0 | 0 | 0 | 0 | 0 | 0 | 0 | 0 | 0 | 0
1979 | 3 | 28 | 0 | 0 | 0 | 0 | 0 | 0 | 0 | 0 | 0 | 0 | 0 | 0 | 0
1979 | 3 | 29 | 0 | 0 | 0 | 0 | 0 | 0 | 0 | 0 | 0 | 0 | 0 | 0 | 0
1979 | 3 | 30 | 0 | 0 | 0 | 0 | 0 | 0 | 0 | 0 | 0 | 0 | 0 | 0 | 0
1979 | 3 | 31 | 0.2 | 0.2 | 0.15 | 0 | 0.2 | 0.15 | 0 | 0 | 0 | 0 | 0 | 0 | 0
1979 | 4 | 1 | 0.06 | 0.06 | 0.01 | 0 | 0.06 | 0.01 | 0 | 0 | 0 | 0 | 0 | 0 | 0
1979 | 4 | 2 | 0 | 0 | 0 | 0 | 0 | 0 | 0 | 0 | 0 | 0 | 0 | 0 | 0
1979 | 4 | 3 | 0.38 | 0.38 | 0.33 | 0 | 0.38 | 0.33 | 0 | 0 | 0 | 0 | 0 | 0 | 0
1979 | 4 | 4 | 0.28 | 0.28 | 0.23 | 0 | 0.28 | 0.23 | 0 | 0 | 0 | 0 | 0 | 0 | 0
1979 | 4 | 5 | 0 | 0 | 0 | 0 | 0 | 0 | 0 | 0 | 0 | 0 | 0 | 0 | 0
1979 | 4 | 6 | 0 | 0 | 0 | 0 | 0 | 0 | 0 | 0 | 0 | 0 | 0 | 0 | 0
1979 | 4 | 7 | 0 | 0 | 0 | 0 | 0 | 0 | 0 | 0 | 0 | 0 | 0 | 0 | 0
1979 | 4 | 8 | 0 | 0 | 0 | 0 | 0 | 0 | 0 | 0 | 0 | 0 | 0 | 0 | 0
1979 | 4 | 9 | 0.44 | 0.44 | 0.39 | 0 | 0.44 | 0.39 | 0 | 0 | 0 | 0 | 0 | 0 | 0
1979 | 4 | 10 | 0 | 0 | 0 | 0 | 0 | 0 | 0 | 0 | 0 | 0 | 0 | 0 | 0
1979 | 4 | 11 | 0 | 0 | 0 | 0 | 0 | 0 | 0 | 0 | 0 | 0 | 0 | 0 | 0
1979 | 4 | 12 | 0 | 0 | 0 | 0 | 0 | 0 | 0 | 0 | 0 | 0 | 0 | 0 | 0
1979 | 4 | 13 | 0.08 | 0.08 | 0.03 | 0 | 0.08 | 0.03 | 0 | 0 | 0 | 0 | 0 | 0 | 0
1979 | 4 | 14 | 0.11 | 0.11 | 0.06 | 0 | 0.11 | 0.06 | 0 | 0 | 0 | 0 | 0 | 0 | 0
1979 | 4 | 15 | 0.02 | 0.02 | 0 | 0 | 0.02 | 0 | 0 | 0 | 0 | 0 | 0 | 0 | 0
1979 | 4 | 16 | 0 | 0 | 0 | 0 | 0 | 0 | 0 | 0 | 0 | 0 | 0 | 0 | 0
1979 | 4 | 17 | 0 | 0 | 0 | 0 | 0 | 0 | 0 | 0 | 0 | 0 | 0 | 0 | 0
1979 | 4 | 18 | 0 | 0 | 0 | 0 | 0 | 0 | 0 | 0 | 0 | 0 | 0 | 0 | 0
1979 | 4 | 19 | 0 | 0 | 0 | 0 | 0 | 0 | 0 | 0 | 0 | 0 | 0 | 0 | 0
1979 | 4 | 20 | 0 | 0 | 0 | 0 | 0 | 0 | 0 | 0 | 0 | 0 | 0 | 0 | 0
1979 | 4 | 21 | 0 | 0 | 0 | 0 | 0 | 0 | 0 | 0 | 0 | 0 | 0 | 0 | 0
1979 | 4 | 22 | 0 | 0 | 0 | 0 | 0 | 0 | 0 | 0 | 0 | 0 | 0 | 0 | 0
1979 | 4 | 23 | 0.01 | 0.01 | 0 | 0 | 0.01 | 0 | 0 | 0 | 0 | 0 | 0 | 0 | 0
1979 | 4 | 24 | 0.02 | 0.02 | 0 | 0 | 0.02 | 0 | 0 | 0 | 0 | 0 | 0 | 0 | 0
1979 | 4 | 25 | 0 | 0 | 0 | 0 | 0 | 0 | 0 | 0 | 0 | 0 | 0 | 0 | 0
1979 | 4 | 26 | 0.05 | 0.05 | 0 | 0 | 0.05 | 0 | 0 | 0 | 0 | 0 | 0 | 0 | 0
1979 | 4 | 27 | 0.43 | 0.43 | 0.38 | 0 | 0.43 | 0.38 | 0 | 0 | 0 | 0 | 0 | 0 | 0
1979 | 4 | 28 | 0 | 0 | 0 | 0 | 0 | 0 | 0 | 0 | 0 | 0 | 0 | 0 | 0
1979 | 4 | 29 | 0 | 0 | 0 | 0 | 0 | 0 | 0 | 0 | 0 | 0 | 0 | 0 | 0
1979 | 4 | 30 | 0 | 0 | 0 | 0 | 0 | 0 | 0 | 0 | 0 | 0 | 0 | 0 | 0
1979 | 5 | 1 | 0 | 0 | 0 | 0 | 0 | 0 | 0 | 0 | 0 | 0 | 0 | 0 | 0
1979 | 5 | 2 | 0 | 0 | 0 | 0 | 0 | 0 | 0 | 0 | 0 | 0 | 0 | 0 | 0
1979 | 5 | 3 | 0 | 0 | 0 | 0 | 0 | 0 | 0 | 0 | 0 | 0 | 0 | 0 | 0
1979 | 5 | 4 | 0.04 | 0.04 | 0 | 0 | 0.04 | 0 | 0 | 0 | 0 | 0 | 0 | 0 | 0
1979 | 5 | 5 | 0.06 | 0.06 | 0.01 | 0 | 0.06 | 0.01 | 0 | 0 | 0 | 0 | 0 | 0 | 0
1979 | 5 | 6 | 0 | 0 | 0 | 0 | 0 | 0 | 0 | 0 | 0 | 0 | 0 | 0 | 0
1979 | 5 | 7 | 0 | 0 | 0 | 0 | 0 | 0 | 0 | 0 | 0 | 0 | 0 | 0 | 0
1979 | 5 | 8 | 0 | 0 | 0 | 0 | 0 | 0 | 0 | 0 | 0 | 0 | 0 | 0 | 0
1979 | 5 | 9 | 0 | 0 | 0 | 0 | 0 | 0 | 0 | 0 | 0 | 0 | 0 | 0 | 0
1979 | 5 | 10 | 0 | 0 | 0 | 0 | 0 | 0 | 0 | 0 | 0 | 0 | 0 | 0 | 0
1979 | 5 | 11 | 0.02 | 0.02 | 0 | 0 | 0.02 | 0 | 0 | 0 | 0 | 0 | 0 | 0 | 0
1979 | 5 | 12 | 0 | 0 | 0 | 0 | 0 | 0 | 0 | 0 | 0 | 0 | 0 | 0 | 0
1979 | 5 | 13 | 1.26 | 1 | 0.95 | 0 | 1 | 0.95 | 0 | 0 | 0 | 0 | 0 | 0 | 0
1979 | 5 | 14 | 0 | 0 | 0 | 0 | 0 | 0 | 0 | 0 | 0 | 0 | 0 | 0 | 0
1979 | 5 | 15 | 0.03 | 0.03 | 0 | 0 | 0.03 | 0 | 0 | 0 | 0 | 0 | 0 | 0 | 0
1979 | 5 | 16 | 0 | 0 | 0 | 0 | 0 | 0 | 0 | 0 | 0 | 0 | 0 | 0 | 0
1979 | 5 | 17 | 0 | 0 | 0 | 0 | 0 | 0 | 0 | 0 | 0 | 0 | 0 | 0 | 0
1979 | 5 | 18 | 0.12 | 0.12 | 0.07 | 0 | 0.12 | 0.07 | 0 | 0 | 0 | 0 | 0 | 0 | 0
1979 | 5 | 19 | 0.08 | 0.08 | 0.03 | 0 | 0.08 | 0.03 | 0 | 0 | 0 | 0 | 0 | 0 | 0
1979 | 5 | 20 | 0.01 | 0.01 | 0 | 0 | 0.01 | 0 | 0 | 0 | 0 | 0 | 0 | 0 | 0
1979 | 5 | 21 | 0 | 0 | 0 | 0 | 0 | 0 | 0 | 0 | 0 | 0 | 0 | 0 | 0
1979 | 5 | 22 | 0 | 0 | 0 | 0 | 0 | 0 | 0 | 0 | 0 | 0 | 0 | 0 | 0
1979 | 5 | 23 | 0.7 | 0.7 | 0.65 | 0 | 0.7 | 0.65 | 0 | 0 | 0 | 0 | 0 | 0 | 0
1979 | 5 | 24 | 0.23 | 0.23 | 0.18 | 0 | 0.23 | 0.18 | 0 | 0 | 0 | 0 | 0 | 0 | 0
1979 | 5 | 25 | 0.17 | 0.17 | 0.12 | 0 | 0.17 | 0.12 | 0 | 0 | 0 | 0 | 0 | 0 | 0
1979 | 5 | 26 | 0 | 0 | 0 | 0 | 0 | 0 | 0 | 0 | 0 | 0 | 0 | 0 | 0
1979 | 5 | 27 | 0 | 0 | 0 | 0 | 0 | 0 | 0 | 0 | 0 | 0 | 0 | 0 | 0
1979 | 5 | 28 | 0.01 | 0.01 | 0 | 0 | 0.01 | 0 | 0 | 0 | 0 | 0 | 0 | 0 | 0
1979 | 5 | 29 | 0.22 | 0.22 | 0.17 | 0 | 0.22 | 0.17 | 0 | 0 | 0 | 0 | 0 | 0 | 0
1979 | 5 | 30 | 0 | 0 | 0 | 0 | 0 | 0 | 0 | 0 | 0 | 0 | 0 | 0 | 0
1979 | 5 | 31 | 0.6 | 0.6 | 0.55 | 0 | 0.6 | 0.55 | 0 | 0 | 0 | 0 | 0 | 0 | 0
1979 | 6 | 1 | 0.6 | 0.6 | 0.55 | 0 | 0.6 | 0.55 | 0 | 0 | 0 | 0 | 0 | 0 | 0
1979 | 6 | 2 | 0 | 0 | 0 | 0 | 0 | 0 | 0 | 0 | 0 | 0 | 0 | 0 | 0
1979 | 6 | 3 | 1.08 | 1 | 0.95 | 0 | 1 | 0.95 | 0 | 0 | 0 | 0 | 0 | 0 | 0
1979 | 6 | 4 | 0.18 | 0.18 | 0.13 | 0 | 0.18 | 0.13 | 0 | 0 | 0 | 0 | 0 | 0 | 0
1979 | 6 | 5 | 0 | 0 | 0 | 0 | 0 | 0 | 0 | 0 | 0 | 0 | 0 | 0 | 0
1979 | 6 | 6 | 0 | 0 | 0 | 0 | 0 | 0 | 0 | 0 | 0 | 0 | 0 | 0 | 0
1979 | 6 | 7 | 0 | 0 | 0 | 0 | 0 | 0 | 0 | 0 | 0 | 0 | 0 | 0 | 0
1979 | 6 | 8 | 0 | 0 | 0 | 0 | 0 | 0 | 0 | 0 | 0 | 0 | 0 | 0 | 0
1979 | 6 | 9 | 0 | 0 | 0 | 0 | 0 | 0 | 0 | 0 | 0 | 0 | 0 | 0 | 0
1979 | 6 | 10 | 0 | 0 | 0 | 0 | 0 | 0 | 0 | 0 | 0 | 0 | 0 | 0 | 0
1979 | 6 | 11 | 0.04 | 0.04 | 0 | 0 | 0.04 | 0 | 0 | 0 | 0 | 0 | 0 | 0 | 0
1979 | 6 | 12 | 0 | 0 | 0 | 0 | 0 | 0 | 0 | 0 | 0 | 0 | 0 | 0 | 0
1979 | 6 | 13 | 0 | 0 | 0 | 0 | 0 | 0 | 0 | 0 | 0 | 0 | 0 | 0 | 0
1979 | 6 | 14 | 0 | 0 | 0 | 0 | 0 | 0 | 0 | 0 | 0 | 0 | 0 | 0 | 0
1979 | 6 | 15 | 0 | 0 | 0 | 0 | 0 | 0 | 0 | 0 | 0 | 0 | 0 | 0 | 0
1979 | 6 | 16 | 0 | 0 | 0 | 0 | 0 | 0 | 0 | 0 | 0 | 0 | 0 | 0 | 0
1979 | 6 | 17 | 0.39 | 0.39 | 0.34 | 0 | 0.39 | 0.34 | 0 | 0 | 0 | 0 | 0 | 0 | 0
1979 | 6 | 18 | 0 | 0 | 0 | 0 | 0 | 0 | 0 | 0 | 0 | 0 | 0 | 0 | 0
1979 | 6 | 19 | 0 | 0 | 0 | 0 | 0 | 0 | 0 | 0 | 0 | 0 | 0 | 0 | 0
1979 | 6 | 20 | 0 | 0 | 0 | 0 | 0 | 0 | 0 | 0 | 0 | 0 | 0 | 0 | 0
1979 | 6 | 21 | 0.01 | 0.01 | 0 | 0 | 0.01 | 0 | 0 | 0 | 0 | 0 | 0 | 0 | 0
1979 | 6 | 22 | 0.01 | 0.01 | 0 | 0 | 0.01 | 0 | 0 | 0 | 0 | 0 | 0 | 0 | 0
1979 | 6 | 23 | 0.29 | 0.29 | 0.24 | 0 | 0.29 | 0.24 | 0 | 0 | 0 | 0 | 0 | 0 | 0
1979 | 6 | 24 | 0.04 | 0.04 | 0 | 0 | 0.04 | 0 | 0 | 0 | 0 | 0 | 0 | 0 | 0
1979 | 6 | 25 | 0 | 0 | 0 | 0 | 0 | 0 | 0 | 0 | 0 | 0 | 0 | 0 | 0
1979 | 6 | 26 | 0 | 0 | 0 | 0 | 0 | 0 | 0 | 0 | 0 | 0 | 0 | 0 | 0
1979 | 6 | 27 | 0 | 0 | 0 | 0 | 0 | 0 | 0 | 0 | 0 | 0 | 0 | 0 | 0
1979 | 6 | 28 | 0 | 0 | 0 | 0 | 0 | 0 | 0 | 0 | 0 | 0 | 0 | 0 | 0
1979 | 6 | 29 | 0 | 0 | 0 | 0 | 0 | 0 | 0 | 0 | 0 | 0 | 0 | 0 | 0
1979 | 6 | 30 | 0.35 | 0.35 | 0.3 | 0 | 0.35 | 0.3 | 0 | 0 | 0 | 0 | 0 | 0 | 0
1979 | 7 | 1 | 0.51 | 0.51 | 0.46 | 0 | 0.51 | 0.46 | 0 | 0 | 0 | 0 | 0 | 0 | 0
1979 | 7 | 2 | 0 | 0 | 0 | 0 | 0 | 0 | 0 | 0 | 0 | 0 | 0 | 0 | 0
1979 | 7 | 3 | 0 | 0 | 0 | 0 | 0 | 0 | 0 | 0 | 0 | 0 | 0 | 0 | 0
1979 | 7 | 4 | 0.19 | 0.19 | 0.14 | 0 | 0.19 | 0.14 | 0 | 0 | 0 | 0 | 0 | 0 | 0
1979 | 7 | 5 | 0 | 0 | 0 | 0 | 0 | 0 | 0 | 0 | 0 | 0 | 0 | 0 | 0
1979 | 7 | 6 | 0 | 0 | 0 | 0 | 0 | 0 | 0 | 0 | 0 | 0 | 0 | 0 | 0
1979 | 7 | 7 | 0 | 0 | 0 | 0 | 0 | 0 | 0 | 0 | 0 | 0 | 0 | 0 | 0
1979 | 7 | 8 | 0 | 0 | 0 | 0 | 0 | 0 | 0 | 0 | 0 | 0 | 0 | 0 | 0
1979 | 7 | 9 | 0 | 0 | 0 | 0 | 0 | 0 | 0 | 0 | 0 | 0 | 0 | 0 | 0
1979 | 7 | 10 | 0 | 0 | 0 | 0 | 0 | 0 | 0 | 0 | 0 | 0 | 0 | 0 | 0
1979 | 7 | 11 | 0 | 0 | 0 | 0 | 0 | 0 | 0 | 0 | 0 | 0 | 0 | 0 | 0
1979 | 7 | 12 | 0 | 0 | 0 | 0 | 0 | 0 | 0 | 0 | 0 | 0 | 0 | 0 | 0
1979 | 7 | 13 | 1.28 | 1 | 0.95 | 0 | 1 | 0.95 | 0 | 0 | 0 | 0 | 0 | 0 | 0
1979 | 7 | 14 | 0 | 0 | 0 | 0 | 0 | 0 | 0 | 0 | 0 | 0 | 0 | 0 | 0
1979 | 7 | 15 | 0 | 0 | 0 | 0 | 0 | 0 | 0 | 0 | 0 | 0 | 0 | 0 | 0
1979 | 7 | 16 | 0 | 0 | 0 | 0 | 0 | 0 | 0 | 0 | 0 | 0 | 0 | 0 | 0
1979 | 7 | 17 | 0 | 0 | 0 | 0 | 0 | 0 | 0 | 0 | 0 | 0 | 0 | 0 | 0
1979 | 7 | 18 | 0.01 | 0.01 | 0 | 0 | 0.01 | 0 | 0 | 0 | 0 | 0 | 0 | 0 | 0
1979 | 7 | 19 | 0 | 0 | 0 | 0 | 0 | 0 | 0 | 0 | 0 | 0 | 0 | 0 | 0
1979 | 7 | 20 | 0 | 0 | 0 | 0 | 0 | 0 | 0 | 0 | 0 | 0 | 0 | 0 | 0
1979 | 7 | 21 | 0.12 | 0.12 | 0.07 | 0 | 0.12 | 0.07 | 0 | 0 | 0 | 0 | 0 | 0 | 0
1979 | 7 | 22 | 0 | 0 | 0 | 0 | 0 | 0 | 0 | 0 | 0 | 0 | 0 | 0 | 0
1979 | 7 | 23 | 0.26 | 0.26 | 0.21 | 0 | 0.26 | 0.21 | 0 | 0 | 0 | 0 | 0 | 0 | 0
1979 | 7 | 24 | 0.04 | 0.04 | 0 | 0 | 0.04 | 0 | 0 | 0 | 0 | 0 | 0 | 0 | 0
1979 | 7 | 25 | 0.56 | 0.56 | 0.51 | 0 | 0.56 | 0.51 | 0 | 0 | 0 | 0 | 0 | 0 | 0
1979 | 7 | 26 | 0.01 | 0.01 | 0 | 0 | 0.01 | 0 | 0 | 0 | 0 | 0 | 0 | 0 | 0
1979 | 7 | 27 | 0 | 0 | 0 | 0 | 0 | 0 | 0 | 0 | 0 | 0 | 0 | 0 | 0
1979 | 7 | 28 | 0.23 | 0.23 | 0.18 | 0 | 0.23 | 0.18 | 0 | 0 | 0 | 0 | 0 | 0 | 0
1979 | 7 | 29 | 0.22 | 0.22 | 0.17 | 0 | 0.22 | 0.17 | 0 | 0 | 0 | 0 | 0 | 0 | 0
1979 | 7 | 30 | 0 | 0 | 0 | 0 | 0 | 0 | 0 | 0 | 0 | 0 | 0 | 0 | 0
1979 | 7 | 31 | 0 | 0 | 0 | 0 | 0 | 0 | 0 | 0 | 0 | 0 | 0 | 0 | 0
1979 | 8 | 1 | 0 | 0 | 0 | 0 | 0 | 0 | 0 | 0 | 0 | 0 | 0 | 0 | 0
1979 | 8 | 2 | 0.57 | 0.57 | 0.52 | 0 | 0.57 | 0.52 | 0 | 0 | 0 | 0 | 0 | 0 | 0
1979 | 8 | 3 | 0.04 | 0.04 | 0 | 0 | 0.04 | 0 | 0 | 0 | 0 | 0 | 0 | 0 | 0
1979 | 8 | 4 | 0 | 0 | 0 | 0 | 0 | 0 | 0 | 0 | 0 | 0 | 0 | 0 | 0
1979 | 8 | 5 | 0 | 0 | 0 | 0 | 0 | 0 | 0 | 0 | 0 | 0 | 0 | 0 | 0
1979 | 8 | 6 | 0 | 0 | 0 | 0 | 0 | 0 | 0 | 0 | 0 | 0 | 0 | 0 | 0
1979 | 8 | 7 | 0 | 0 | 0 | 0 | 0 | 0 | 0 | 0 | 0 | 0 | 0 | 0 | 0
1979 | 8 | 8 | 0.38 | 0.38 | 0.33 | 0 | 0.38 | 0.33 | 0 | 0 | 0 | 0 | 0 | 0 | 0
1979 | 8 | 9 | 0 | 0 | 0 | 0 | 0 | 0 | 0 | 0 | 0 | 0 | 0 | 0 | 0
1979 | 8 | 10 | 0.26 | 0.26 | 0.21 | 0 | 0.26 | 0.21 | 0 | 0 | 0 | 0 | 0 | 0 | 0
1979 | 8 | 11 | 1.19 | 1 | 0.95 | 0 | 1 | 0.95 | 0 | 0 | 0 | 0 | 0 | 0 | 0
1979 | 8 | 12 | 1.09 | 1 | 0.95 | 0 | 1 | 0.95 | 0 | 0 | 0 | 0 | 0 | 0 | 0
1979 | 8 | 13 | 0 | 0 | 0 | 0 | 0 | 0 | 0 | 0 | 0 | 0 | 0 | 0 | 0
1979 | 8 | 14 | 0 | 0 | 0 | 0 | 0 | 0 | 0 | 0 | 0 | 0 | 0 | 0 | 0
1979 | 8 | 15 | 0 | 0 | 0 | 0 | 0 | 0 | 0 | 0 | 0 | 0 | 0 | 0 | 0
1979 | 8 | 16 | 0 | 0 | 0 | 0 | 0 | 0 | 0 | 0 | 0 | 0 | 0 | 0 | 0
1979 | 8 | 17 | 0 | 0 | 0 | 0 | 0 | 0 | 0 | 0 | 0 | 0 | 0 | 0 | 0
1979 | 8 | 18 | 0.01 | 0.01 | 0 | 0 | 0.01 | 0 | 0 | 0 | 0 | 0 | 0 | 0 | 0
1979 | 8 | 19 | 0.1 | 0.1 | 0.05 | 0 | 0.1 | 0.05 | 0 | 0 | 0 | 0 | 0 | 0 | 0
1979 | 8 | 20 | 0 | 0 | 0 | 0 | 0 | 0 | 0 | 0 | 0 | 0 | 0 | 0 | 0
1979 | 8 | 21 | 0.52 | 0.52 | 0.47 | 0 | 0.52 | 0.47 | 0 | 0 | 0 | 0 | 0 | 0 | 0
1979 | 8 | 22 | 0 | 0 | 0 | 0 | 0 | 0 | 0 | 0 | 0 | 0 | 0 | 0 | 0
1979 | 8 | 23 | 0 | 0 | 0 | 0 | 0 | 0 | 0 | 0 | 0 | 0 | 0 | 0 | 0
1979 | 8 | 24 | 0.1 | 0.1 | 0.05 | 0 | 0.1 | 0.05 | 0 | 0 | 0 | 0 | 0 | 0 | 0
1979 | 8 | 25 | 0.09 | 0.09 | 0.04 | 0 | 0.09 | 0.04 | 0 | 0 | 0 | 0 | 0 | 0 | 0
1979 | 8 | 26 | 0.1 | 0.1 | 0.05 | 0 | 0.1 | 0.05 | 0 | 0 | 0 | 0 | 0 | 0 | 0
1979 | 8 | 27 | 0.92 | 0.92 | 0.87 | 0 | 0.92 | 0.87 | 0 | 0 | 0 | 0 | 0 | 0 | 0
1979 | 8 | 28 | 0 | 0 | 0 | 0 | 0 | 0 | 0 | 0 | 0 | 0 | 0 | 0 | 0
1979 | 8 | 29 | 0.04 | 0.04 | 0 | 0 | 0.04 | 0 | 0 | 0 | 0 | 0 | 0 | 0 | 0
1979 | 8 | 30 | 0 | 0 | 0 | 0 | 0 | 0 | 0 | 0 | 0 | 0 | 0 | 0 | 0
1979 | 8 | 31 | 0 | 0 | 0 | 0 | 0 | 0 | 0 | 0 | 0 | 0 | 0 | 0 | 0
1979 | 9 | 1 | 0 | 0 | 0 | 0 | 0 | 0 | 0 | 0 | 0 | 0 | 0 | 0 | 0
1979 | 9 | 2 | 0 | 0 | 0 | 0 | 0 | 0 | 0 | 0 | 0 | 0 | 0 | 0 | 0
1979 | 9 | 3 | 0.13 | 0.13 | 0.08 | 0 | 0.13 | 0.08 | 0 | 0 | 0 | 0 | 0 | 0 | 0
1979 | 9 | 4 | 0 | 0 | 0 | 0 | 0 | 0 | 0 | 0 | 0 | 0 | 0 | 0 | 0
1979 | 9 | 5 | 3.68 | 1 | 0.95 | 0 | 1 | 0.95 | 0 | 0 | 0 | 0 | 0 | 0 | 0
1979 | 9 | 6 | 0.01 | 0.01 | 0 | 0 | 0.01 | 0 | 0 | 0 | 0 | 0 | 0 | 0 | 0
1979 | 9 | 7 | 0 | 0 | 0 | 0 | 0 | 0 | 0 | 0 | 0 | 0 | 0 | 0 | 0
1979 | 9 | 8 | 0 | 0 | 0 | 0 | 0 | 0 | 0 | 0 | 0 | 0 | 0 | 0 | 0
1979 | 9 | 9 | 0 | 0 | 0 | 0 | 0 | 0 | 0 | 0 | 0 | 0 | 0 | 0 | 0
1979 | 9 | 10 | 0 | 0 | 0 | 0 | 0 | 0 | 0 | 0 | 0 | 0 | 0 | 0 | 0
1979 | 9 | 11 | 0 | 0 | 0 | 0 | 0 | 0 | 0 | 0 | 0 | 0 | 0 | 0 | 0
1979 | 9 | 12 | 0 | 0 | 0 | 0 | 0 | 0 | 0 | 0 | 0 | 0 | 0 | 0 | 0
1979 | 9 | 13 | 0 | 0 | 0 | 0 | 0 | 0 | 0 | 0 | 0 | 0 | 0 | 0 | 0
1979 | 9 | 14 | 0.14 | 0.14 | 0.09 | 0 | 0.14 | 0.09 | 0 | 0 | 0 | 0 | 0 | 0 | 0
1979 | 9 | 15 | 0 | 0 | 0 | 0 | 0 | 0 | 0 | 0 | 0 | 0 | 0 | 0 | 0
1979 | 9 | 16 | 0 | 0 | 0 | 0 | 0 | 0 | 0 | 0 | 0 | 0 | 0 | 0 | 0
1979 | 9 | 17 | 0 | 0 | 0 | 0 | 0 | 0 | 0 | 0 | 0 | 0 | 0 | 0 | 0
1979 | 9 | 18 | 0 | 0 | 0 | 0 | 0 | 0 | 0 | 0 | 0 | 0 | 0 | 0 | 0
1979 | 9 | 19 | 0 | 0 | 0 | 0 | 0 | 0 | 0 | 0 | 0 | 0 | 0 | 0 | 0
1979 | 9 | 20 | 0 | 0 | 0 | 0 | 0 | 0 | 0 | 0 | 0 | 0 | 0 | 0 | 0
1979 | 9 | 21 | 2.18 | 1 | 0.95 | 0 | 1 | 0.95 | 0 | 0 | 0 | 0 | 0 | 0 | 0
1979 | 9 | 22 | 0.28 | 0.28 | 0.23 | 0 | 0.28 | 0.23 | 0 | 0 | 0 | 0 | 0 | 0 | 0
1979 | 9 | 23 | 0 | 0 | 0 | 0 | 0 | 0 | 0 | 0 | 0 | 0 | 0 | 0 | 0
1979 | 9 | 24 | 0 | 0 | 0 | 0 | 0 | 0 | 0 | 0 | 0 | 0 | 0 | 0 | 0
1979 | 9 | 25 | 0 | 0 | 0 | 0 | 0 | 0 | 0 | 0 | 0 | 0 | 0 | 0 | 0
1979 | 9 | 26 | 0 | 0 | 0 | 0 | 0 | 0 | 0 | 0 | 0 | 0 | 0 | 0 | 0
1979 | 9 | 27 | 0 | 0 | 0 | 0 | 0 | 0 | 0 | 0 | 0 | 0 | 0 | 0 | 0
1979 | 9 | 28 | 0.04 | 0.04 | 0 | 0 | 0.04 | 0 | 0 | 0 | 0 | 0 | 0 | 0 | 0
1979 | 9 | 29 | 0.01 | 0.01 | 0 | 0 | 0.01 | 0 | 0 | 0 | 0 | 0 | 0 | 0 | 0
1979 | 9 | 30 | 0.17 | 0.17 | 0.12 | 0 | 0.17 | 0.12 | 0 | 0 | 0 | 0 | 0 | 0 | 0
1979 | 10 | 1 | 1.53 | 1 | 0.95 | 0 | 1 | 0.95 | 0 | 0 | 0 | 0 | 0 | 0 | 0
1979 | 10 | 2 | 0.52 | 0.52 | 0.47 | 0 | 0.52 | 0.47 | 0 | 0 | 0 | 0 | 0 | 0 | 0
1979 | 10 | 3 | 0.33 | 0.33 | 0.28 | 0 | 0.33 | 0.28 | 0 | 0 | 0 | 0 | 0 | 0 | 0
1979 | 10 | 4 | 0 | 0 | 0 | 0 | 0 | 0 | 0 | 0 | 0 | 0 | 0 | 0 | 0
1979 | 10 | 5 | 0.57 | 0.57 | 0.52 | 0 | 0.57 | 0.52 | 0 | 0 | 0 | 0 | 0 | 0 | 0
1979 | 10 | 6 | 0 | 0 | 0 | 0 | 0 | 0 | 0 | 0 | 0 | 0 | 0 | 0 | 0
1979 | 10 | 7 | 0 | 0 | 0 | 0 | 0 | 0 | 0 | 0 | 0 | 0 | 0 | 0 | 0
1979 | 10 | 8 | 0.04 | 0.04 | 0 | 0 | 0.04 | 0 | 0 | 0 | 0 | 0 | 0 | 0 | 0
1979 | 10 | 9 | 0.64 | 0.64 | 0.59 | 0 | 0.64 | 0.59 | 0 | 0 | 0 | 0 | 0 | 0 | 0
1979 | 10 | 10 | 1.1 | 1 | 0.95 | 0 | 1 | 0.95 | 0 | 0 | 0 | 0 | 0 | 0 | 0
1979 | 10 | 11 | 0.04 | 0.04 | 0 | 0 | 0.04 | 0 | 0 | 0 | 0 | 0 | 0 | 0 | 0
1979 | 10 | 12 | 0.07 | 0.07 | 0.02 | 0 | 0.07 | 0.02 | 0 | 0 | 0 | 0 | 0 | 0 | 0
1979 | 10 | 13 | 0.19 | 0.19 | 0.14 | 0 | 0.19 | 0.14 | 0 | 0 | 0 | 0 | 0 | 0 | 0
1979 | 10 | 14 | 0 | 0 | 0 | 0 | 0 | 0 | 0 | 0 | 0 | 0 | 0 | 0 | 0
1979 | 10 | 15 | 0 | 0 | 0 | 0 | 0 | 0 | 0 | 0 | 0 | 0 | 0 | 0 | 0
1979 | 10 | 16 | 0 | 0 | 0 | 0 | 0 | 0 | 0 | 0 | 0 | 0 | 0 | 0 | 0
1979 | 10 | 17 | 0 | 0 | 0 | 0 | 0 | 0 | 0 | 0 | 0 | 0 | 0 | 0 | 0
1979 | 10 | 18 | 0 | 0 | 0 | 0 | 0 | 0 | 0 | 0 | 0 | 0 | 0 | 0 | 0
1979 | 10 | 19 | 0 | 0 | 0 | 0 | 0 | 0 | 0 | 0 | 0 | 0 | 0 | 0 | 0
1979 | 10 | 20 | 0 | 0 | 0 | 0 | 0 | 0 | 0 | 0 | 0 | 0 | 0 | 0 | 0
1979 | 10 | 21 | 0 | 0 | 0 | 0 | 0 | 0 | 0 | 0 | 0 | 0 | 0 | 0 | 0
1979 | 10 | 22 | 0 | 0 | 0 | 0 | 0 | 0 | 0 | 0 | 0 | 0 | 0 | 0 | 0
1979 | 10 | 23 | 0.5 | 0.5 | 0.45 | 0 | 0.5 | 0.45 | 0 | 0 | 0 | 0 | 0 | 0 | 0
1979 | 10 | 24 | 0 | 0 | 0 | 0 | 0 | 0 | 0 | 0 | 0 | 0 | 0 | 0 | 0
1979 | 10 | 25 | 0 | 0 | 0 | 0 | 0 | 0 | 0 | 0 | 0 | 0 | 0 | 0 | 0
1979 | 10 | 26 | 0 | 0 | 0 | 0 | 0 | 0 | 0 | 0 | 0 | 0 | 0 | 0 | 0
1979 | 10 | 27 | 0 | 0 | 0 | 0 | 0 | 0 | 0 | 0 | 0 | 0 | 0 | 0 | 0
1979 | 10 | 28 | 0.01 | 0.01 | 0 | 0 | 0.01 | 0 | 0 | 0 | 0 | 0 | 0 | 0 | 0
1979 | 10 | 29 | 0 | 0 | 0 | 0 | 0 | 0 | 0 | 0 | 0 | 0 | 0 | 0 | 0
1979 | 10 | 30 | 0 | 0 | 0 | 0 | 0 | 0 | 0 | 0 | 0 | 0 | 0 | 0 | 0
1979 | 10 | 31 | 0 | 0 | 0 | 0 | 0 | 0 | 0 | 0 | 0 | 0 | 0 | 0 | 0
1979 | 11 | 1 | 0 | 0 | 0 | 0 | 0 | 0 | 0 | 0 | 0 | 0 | 0 | 0 | 0
1979 | 11 | 2 | 0.41 | 0.41 | 0.36 | 0 | 0.41 | 0.36 | 0 | 0 | 0 | 0 | 0 | 0 | 0
1979 | 11 | 3 | 0.17 | 0.17 | 0.12 | 0 | 0.17 | 0.12 | 0 | 0 | 0 | 0 | 0 | 0 | 0
1979 | 11 | 4 | 0 | 0 | 0 | 0 | 0 | 0 | 0 | 0 | 0 | 0 | 0 | 0 | 0
1979 | 11 | 5 | 0 | 0 | 0 | 0 | 0 | 0 | 0 | 0 | 0 | 0 | 0 | 0 | 0
1979 | 11 | 6 | 0 | 0 | 0 | 0 | 0 | 0 | 0 | 0 | 0 | 0 | 0 | 0 | 0
1979 | 11 | 7 | 0 | 0 | 0 | 0 | 0 | 0 | 0 | 0 | 0 | 0 | 0 | 0 | 0
1979 | 11 | 8 | 0 | 0 | 0 | 0 | 0 | 0 | 0 | 0 | 0 | 0 | 0 | 0 | 0
1979 | 11 | 9 | 0.01 | 0.01 | 0 | 0 | 0.01 | 0 | 0 | 0 | 0 | 0 | 0 | 0 | 0
1979 | 11 | 10 | 0.39 | 0.39 | 0.34 | 0 | 0.39 | 0.34 | 0 | 0 | 0 | 0 | 0 | 0 | 0
1979 | 11 | 11 | 0.55 | 0.55 | 0.5 | 0 | 0.55 | 0.5 | 0 | 0 | 0 | 0 | 0 | 0 | 0
1979 | 11 | 12 | 0 | 0 | 0 | 0 | 0 | 0 | 0 | 0 | 0 | 0 | 0 | 0 | 0
1979 | 11 | 13 | 0.14 | 0.14 | 0.09 | 0 | 0.14 | 0.09 | 0 | 0 | 0 | 0 | 0 | 0 | 0
1979 | 11 | 14 | 0 | 0 | 0 | 0 | 0 | 0 | 0 | 0 | 0 | 0 | 0 | 0 | 0
1979 | 11 | 15 | 0 | 0 | 0 | 0 | 0 | 0 | 0 | 0 | 0 | 0 | 0 | 0 | 0
1979 | 11 | 16 | 0 | 0 | 0 | 0 | 0 | 0 | 0 | 0 | 0 | 0 | 0 | 0 | 0
1979 | 11 | 17 | 0 | 0 | 0 | 0 | 0 | 0 | 0 | 0 | 0 | 0 | 0 | 0 | 0
1979 | 11 | 18 | 0 | 0 | 0 | 0 | 0 | 0 | 0 | 0 | 0 | 0 | 0 | 0 | 0
1979 | 11 | 19 | 0 | 0 | 0 | 0 | 0 | 0 | 0 | 0 | 0 | 0 | 0 | 0 | 0
1979 | 11 | 20 | 0 | 0 | 0 | 0 | 0 | 0 | 0 | 0 | 0 | 0 | 0 | 0 | 0
1979 | 11 | 21 | 0 | 0 | 0 | 0 | 0 | 0 | 0 | 0 | 0 | 0 | 0 | 0 | 0
1979 | 11 | 22 | 0 | 0 | 0 | 0 | 0 | 0 | 0 | 0 | 0 | 0 | 0 | 0 | 0
1979 | 11 | 23 | 0 | 0 | 0 | 0 | 0 | 0 | 0 | 0 | 0 | 0 | 0 | 0 | 0
1979 | 11 | 24 | 0 | 0 | 0 | 0 | 0 | 0 | 0 | 0 | 0 | 0 | 0 | 0 | 0
1979 | 11 | 25 | 0 | 0 | 0 | 0 | 0 | 0 | 0 | 0 | 0 | 0 | 0 | 0 | 0
1979 | 11 | 26 | 0.66 | 0.66 | 0.61 | 0 | 0.66 | 0.61 | 0 | 0 | 0 | 0 | 0 | 0 | 0
1979 | 11 | 27 | 0 | 0 | 0 | 0 | 0 | 0 | 0 | 0 | 0 | 0 | 0 | 0 | 0
1979 | 11 | 28 | 0 | 0 | 0 | 0 | 0 | 0 | 0 | 0 | 0 | 0 | 0 | 0 | 0
1979 | 11 | 29 | 0 | 0 | 0 | 0 | 0 | 0 | 0 | 0 | 0 | 0 | 0 | 0 | 0
1979 | 11 | 30 | 0 | 0 | 0 | 0 | 0 | 0 | 0 | 0 | 0 | 0 | 0 | 0 | 0
1979 | 12 | 1 | 0 | 0 | 0 | 0 | 0 | 0 | 0 | 0 | 0 | 0 | 0 | 0 | 0
1979 | 12 | 2 | 0 | 0 | 0 | 0 | 0 | 0 | 0 | 0 | 0 | 0 | 0 | 0 | 0
1979 | 12 | 3 | 0 | 0 | 0 | 0 | 0 | 0 | 0 | 0 | 0 | 0 | 0 | 0 | 0
1979 | 12 | 4 | 0 | 0 | 0 | 0 | 0 | 0 | 0 | 0 | 0 | 0 | 0 | 0 | 0
1979 | 12 | 5 | 0 | 0 | 0 | 0 | 0 | 0 | 0 | 0 | 0 | 0 | 0 | 0 | 0
1979 | 12 | 6 | 0.05 | 0.05 | 0 | 0 | 0.05 | 0 | 0 | 0 | 0 | 0 | 0 | 0 | 0
1979 | 12 | 7 | 0 | 0 | 0 | 0 | 0 | 0 | 0 | 0 | 0 | 0 | 0 | 0 | 0
1979 | 12 | 8 | 0 | 0 | 0 | 0 | 0 | 0 | 0 | 0 | 0 | 0 | 0 | 0 | 0
1979 | 12 | 9 | 0 | 0 | 0 | 0 | 0 | 0 | 0 | 0 | 0 | 0 | 0 | 0 | 0
1979 | 12 | 10 | 0 | 0 | 0 | 0 | 0 | 0 | 0 | 0 | 0 | 0 | 0 | 0 | 0
1979 | 12 | 11 | 0 | 0 | 0 | 0 | 0 | 0 | 0 | 0 | 0 | 0 | 0 | 0 | 0
1979 | 12 | 12 | 0 | 0 | 0 | 0 | 0 | 0 | 0 | 0 | 0 | 0 | 0 | 0 | 0
1979 | 12 | 13 | 0.33 | 0.33 | 0.28 | 0 | 0.33 | 0.28 | 0 | 0 | 0 | 0 | 0 | 0 | 0
1979 | 12 | 14 | 0 | 0 | 0 | 0 | 0 | 0 | 0 | 0 | 0 | 0 | 0 | 0 | 0
1979 | 12 | 15 | 0 | 0 | 0 | 0 | 0 | 0 | 0 | 0 | 0 | 0 | 0 | 0 | 0
1979 | 12 | 16 | 0 | 0 | 0 | 0 | 0 | 0 | 0 | 0 | 0 | 0 | 0 | 0 | 0
1979 | 12 | 17 | 0 | 0 | 0 | 0 | 0 | 0 | 0 | 0 | 0 | 0 | 0 | 0 | 0
1979 | 12 | 18 | 0 | 0 | 0 | 0 | 0 | 0 | 0 | 0 | 0 | 0 | 0 | 0 | 0
1979 | 12 | 19 | 0 | 0 | 0 | 0 | 0 | 0 | 0 | 0 | 0 | 0 | 0 | 0 | 0
1979 | 12 | 20 | 0 | 0 | 0 | 0 | 0 | 0 | 0 | 0 | 0 | 0 | 0 | 0 | 0
1979 | 12 | 21 | 0 | 0 | 0 | 0 | 0 | 0 | 0 | 0 | 0 | 0 | 0 | 0 | 0
1979 | 12 | 22 | 0 | 0 | 0 | 0 | 0 | 0 | 0 | 0 | 0 | 0 | 0 | 0 | 0
1979 | 12 | 23 | 0 | 0 | 0 | 0 | 0 | 0 | 0 | 0 | 0 | 0 | 0 | 0 | 0
1979 | 12 | 24 | 0.09 | 0.09 | 0.04 | 0 | 0.09 | 0.04 | 0 | 0 | 0 | 0 | 0 | 0 | 0
1979 | 12 | 25 | 0.38 | 0.38 | 0.33 | 0 | 0.38 | 0.33 | 0 | 0 | 0 | 0 | 0 | 0 | 0
1979 | 12 | 26 | 0 | 0 | 0 | 0 | 0 | 0 | 0 | 0 | 0 | 0 | 0 | 0 | 0
1979 | 12 | 27 | 0 | 0 | 0 | 0 | 0 | 0 | 0 | 0 | 0 | 0 | 0 | 0 | 0
1979 | 12 | 28 | 0 | 0 | 0 | 0 | 0 | 0 | 0 | 0 | 0 | 0 | 0 | 0 | 0
1979 | 12 | 29 | 0 | 0 | 0 | 0 | 0 | 0 | 0 | 0 | 0 | 0 | 0 | 0 | 0
1979 | 12 | 30 | 0 | 0 | 0 | 0 | 0 | 0 | 0 | 0 | 0 | 0 | 0 | 0 | 0
1979 | 12 | 31 | 0 | 0 | 0 | 0 | 0 | 0 | 0 | 0 | 0 | 0 | 0 | 0 | 0
1980 | 1 | 1 | 0 | 0 | 0 | 0 | 0 | 0 | 0 | 0 | 0 | 0 | 0 | 0 | 0
1980 | 1 | 2 | 0 | 0 | 0 | 0 | 0 | 0 | 0 | 0 | 0 | 0 | 0 | 0 | 0
1980 | 1 | 3 | 0 | 0 | 0 | 0 | 0 | 0 | 0 | 0 | 0 | 0 | 0 | 0 | 0
1980 | 1 | 4 | 0.16 | 0.16 | 0.11 | 0 | 0.16 | 0.11 | 0 | 0 | 0 | 0 | 0 | 0 | 0
1980 | 1 | 5 | 0.39 | 0.39 | 0.34 | 0 | 0.39 | 0.34 | 0 | 0 | 0 | 0 | 0 | 0 | 0
1980 | 1 | 6 | 0 | 0 | 0 | 0 | 0 | 0 | 0 | 0 | 0 | 0 | 0 | 0 | 0
1980 | 1 | 7 | 0.02 | 0.02 | 0 | 0 | 0.02 | 0 | 0 | 0 | 0 | 0 | 0 | 0 | 0
1980 | 1 | 8 | 0 | 0 | 0 | 0 | 0 | 0 | 0 | 0 | 0 | 0 | 0 | 0 | 0
1980 | 1 | 9 | 0 | 0 | 0 | 0 | 0 | 0 | 0 | 0 | 0 | 0 | 0 | 0 | 0
1980 | 1 | 10 | 0 | 0 | 0 | 0 | 0 | 0 | 0 | 0 | 0 | 0 | 0 | 0 | 0
1980 | 1 | 11 | 0.52 | 0.52 | 0.47 | 0 | 0.52 | 0.47 | 0 | 0 | 0 | 0 | 0 | 0 | 0
1980 | 1 | 12 | 0 | 0 | 0 | 0 | 0 | 0 | 0 | 0 | 0 | 0 | 0 | 0 | 0
1980 | 1 | 13 | 0 | 0 | 0 | 0 | 0 | 0 | 0 | 0 | 0 | 0 | 0 | 0 | 0
1980 | 1 | 14 | 0.02 | 0.02 | 0 | 0 | 0.02 | 0 | 0 | 0 | 0 | 0 | 0 | 0 | 0
1980 | 1 | 15 | 0 | 0 | 0 | 0 | 0 | 0 | 0 | 0 | 0 | 0 | 0 | 0 | 0
1980 | 1 | 16 | 0 | 0 | 0 | 0 | 0 | 0 | 0 | 0 | 0 | 0 | 0 | 0 | 0
1980 | 1 | 17 | 0 | 0 | 0 | 0 | 0 | 0 | 0 | 0 | 0 | 0 | 0 | 0 | 0
1980 | 1 | 18 | 1.3 | 1 | 0.95 | 0 | 1 | 0.95 | 0 | 0 | 0 | 0 | 0 | 0 | 0
1980 | 1 | 19 | 0 | 0 | 0 | 0 | 0 | 0 | 0 | 0 | 0 | 0 | 0 | 0 | 0
1980 | 1 | 20 | 0 | 0 | 0 | 0 | 0 | 0 | 0 | 0 | 0 | 0 | 0 | 0 | 0
1980 | 1 | 21 | 0 | 0 | 0 | 0 | 0 | 0 | 0 | 0 | 0 | 0 | 0 | 0 | 0
1980 | 1 | 22 | 0.33 | 0.33 | 0.28 | 0 | 0.33 | 0.28 | 0 | 0 | 0 | 0 | 0 | 0 | 0
1980 | 1 | 23 | 0 | 0 | 0 | 0 | 0 | 0 | 0 | 0 | 0 | 0 | 0 | 0 | 0
1980 | 1 | 24 | 0 | 0 | 0 | 0 | 0 | 0 | 0 | 0 | 0 | 0 | 0 | 0 | 0
1980 | 1 | 25 | 0 | 0 | 0 | 0 | 0 | 0 | 0 | 0 | 0 | 0 | 0 | 0 | 0
1980 | 1 | 26 | 0 | 0 | 0 | 0 | 0 | 0 | 0 | 0 | 0 | 0 | 0 | 0 | 0
1980 | 1 | 27 | 0 | 0 | 0 | 0 | 0 | 0 | 0 | 0 | 0 | 0 | 0 | 0 | 0
1980 | 1 | 28 | 0 | 0 | 0 | 0 | 0 | 0 | 0 | 0 | 0 | 0 | 0 | 0 | 0
1980 | 1 | 29 | 0 | 0 | 0 | 0 | 0 | 0 | 0 | 0 | 0 | 0 | 0 | 0 | 0
1980 | 1 | 30 | 0 | 0 | 0 | 0 | 0 | 0 | 0 | 0 | 0 | 0 | 0 | 0 | 0
1980 | 1 | 31 | 0.11 | 0.11 | 0.06 | 0 | 0.11 | 0.06 | 0 | 0 | 0 | 0 | 0 | 0 | 0
1980 | 2 | 1 | 0 | 0 | 0 | 0 | 0 | 0 | 0 | 0 | 0 | 0 | 0 | 0 | 0
1980 | 2 | 2 | 0 | 0 | 0 | 0 | 0 | 0 | 0 | 0 | 0 | 0 | 0 | 0 | 0
1980 | 2 | 3 | 0 | 0 | 0 | 0 | 0 | 0 | 0 | 0 | 0 | 0 | 0 | 0 | 0
1980 | 2 | 4 | 0 | 0 | 0 | 0 | 0 | 0 | 0 | 0 | 0 | 0 | 0 | 0 | 0
1980 | 2 | 5 | 0 | 0 | 0 | 0 | 0 | 0 | 0 | 0 | 0 | 0 | 0 | 0 | 0
1980 | 2 | 6 | 0.03 | 0.03 | 0 | 0 | 0.03 | 0 | 0 | 0 | 0 | 0 | 0 | 0 | 0
1980 | 2 | 7 | 0.01 | 0.01 | 0 | 0 | 0.01 | 0 | 0 | 0 | 0 | 0 | 0 | 0 | 0
1980 | 2 | 8 | 0 | 0 | 0 | 0 | 0 | 0 | 0 | 0 | 0 | 0 | 0 | 0 | 0
1980 | 2 | 9 | 0.14 | 0.14 | 0.09 | 0 | 0.14 | 0.09 | 0 | 0 | 0 | 0 | 0 | 0 | 0
1980 | 2 | 10 | 0.02 | 0.02 | 0 | 0 | 0.02 | 0 | 0 | 0 | 0 | 0 | 0 | 0 | 0
1980 | 2 | 11 | 0 | 0 | 0 | 0 | 0 | 0 | 0 | 0 | 0 | 0 | 0 | 0 | 0
1980 | 2 | 12 | 0 | 0 | 0 | 0 | 0 | 0 | 0 | 0 | 0 | 0 | 0 | 0 | 0
1980 | 2 | 13 | 0 | 0 | 0 | 0 | 0 | 0 | 0 | 0 | 0 | 0 | 0 | 0 | 0
1980 | 2 | 14 | 0 | 0 | 0 | 0 | 0 | 0 | 0 | 0 | 0 | 0 | 0 | 0 | 0
1980 | 2 | 15 | 0 | 0 | 0 | 0 | 0 | 0 | 0 | 0 | 0 | 0 | 0 | 0 | 0
1980 | 2 | 16 | 0.2 | 0.2 | 0.15 | 0 | 0.2 | 0.15 | 0 | 0 | 0 | 0 | 0 | 0 | 0
1980 | 2 | 17 | 0 | 0 | 0 | 0 | 0 | 0 | 0 | 0 | 0 | 0 | 0 | 0 | 0
1980 | 2 | 18 | 0 | 0 | 0 | 0 | 0 | 0 | 0 | 0 | 0 | 0 | 0 | 0 | 0
1980 | 2 | 19 | 0 | 0 | 0 | 0 | 0 | 0 | 0 | 0 | 0 | 0 | 0 | 0 | 0
1980 | 2 | 20 | 0.03 | 0.03 | 0 | 0 | 0.03 | 0 | 0 | 0 | 0 | 0 | 0 | 0 | 0
1980 | 2 | 21 | 0.01 | 0.01 | 0 | 0 | 0.01 | 0 | 0 | 0 | 0 | 0 | 0 | 0 | 0
1980 | 2 | 22 | 0.26 | 0.26 | 0.21 | 0 | 0.26 | 0.21 | 0 | 0 | 0 | 0 | 0 | 0 | 0
1980 | 2 | 23 | 0.02 | 0.02 | 0 | 0 | 0.02 | 0 | 0 | 0 | 0 | 0 | 0 | 0 | 0
1980 | 2 | 24 | 0.05 | 0.05 | 0 | 0 | 0.05 | 0 | 0 | 0 | 0 | 0 | 0 | 0 | 0
1980 | 2 | 25 | 0.24 | 0.24 | 0.19 | 0 | 0.24 | 0.19 | 0 | 0 | 0 | 0 | 0 | 0 | 0
1980 | 2 | 26 | 0 | 0 | 0 | 0 | 0 | 0 | 0 | 0 | 0 | 0 | 0 | 0 | 0
1980 | 2 | 27 | 0 | 0 | 0 | 0 | 0 | 0 | 0 | 0 | 0 | 0 | 0 | 0 | 0
1980 | 2 | 28 | 0.15 | 0.15 | 0.1 | 0 | 0.15 | 0.1 | 0 | 0 | 0 | 0 | 0 | 0 | 0
1980 | 2 | 29 | 0 | 0 | 0 | 0 | 0 | 0 | 0 | 0 | 0 | 0 | 0 | 0 | 0
1980 | 3 | 1 | 0.3 | 0.3 | 0.25 | 0 | 0.3 | 0.25 | 0 | 0 | 0 | 0 | 0 | 0 | 0
1980 | 3 | 2 | 0.08 | 0.08 | 0.03 | 0 | 0.08 | 0.03 | 0 | 0 | 0 | 0 | 0 | 0 | 0
1980 | 3 | 3 | 0 | 0 | 0 | 0 | 0 | 0 | 0 | 0 | 0 | 0 | 0 | 0 | 0
1980 | 3 | 4 | 0.01 | 0.01 | 0 | 0 | 0.01 | 0 | 0 | 0 | 0 | 0 | 0 | 0 | 0
1980 | 3 | 5 | 0.16 | 0.16 | 0.11 | 0 | 0.16 | 0.11 | 0 | 0 | 0 | 0 | 0 | 0 | 0
1980 | 3 | 6 | 0 | 0 | 0 | 0 | 0 | 0 | 0 | 0 | 0 | 0 | 0 | 0 | 0
1980 | 3 | 7 | 0 | 0 | 0 | 0 | 0 | 0 | 0 | 0 | 0 | 0 | 0 | 0 | 0
1980 | 3 | 8 | 0 | 0 | 0 | 0 | 0 | 0 | 0 | 0 | 0 | 0 | 0 | 0 | 0
1980 | 3 | 9 | 0 | 0 | 0 | 0 | 0 | 0 | 0 | 0 | 0 | 0 | 0 | 0 | 0
1980 | 3 | 10 | 0.02 | 0.02 | 0 | 0 | 0.02 | 0 | 0 | 0 | 0 | 0 | 0 | 0 | 0
1980 | 3 | 11 | 0 | 0 | 0 | 0 | 0 | 0 | 0 | 0 | 0 | 0 | 0 | 0 | 0
1980 | 3 | 12 | 0 | 0 | 0 | 0 | 0 | 0 | 0 | 0 | 0 | 0 | 0 | 0 | 0
1980 | 3 | 13 | 1.16 | 1 | 0.95 | 0 | 1 | 0.95 | 0 | 0 | 0 | 0 | 0 | 0 | 0
1980 | 3 | 14 | 0.06 | 0.06 | 0.01 | 0 | 0.06 | 0.01 | 0 | 0 | 0 | 0 | 0 | 0 | 0
1980 | 3 | 15 | 0 | 0 | 0 | 0 | 0 | 0 | 0 | 0 | 0 | 0 | 0 | 0 | 0
1980 | 3 | 16 | 0 | 0 | 0 | 0 | 0 | 0 | 0 | 0 | 0 | 0 | 0 | 0 | 0
1980 | 3 | 17 | 0.08 | 0.08 | 0.03 | 0 | 0.08 | 0.03 | 0 | 0 | 0 | 0 | 0 | 0 | 0
1980 | 3 | 18 | 0.06 | 0.06 | 0.01 | 0 | 0.06 | 0.01 | 0 | 0 | 0 | 0 | 0 | 0 | 0
1980 | 3 | 19 | 0 | 0 | 0 | 0 | 0 | 0 | 0 | 0 | 0 | 0 | 0 | 0 | 0
1980 | 3 | 20 | 0 | 0 | 0 | 0 | 0 | 0 | 0 | 0 | 0 | 0 | 0 | 0 | 0
1980 | 3 | 21 | 0.91 | 0.91 | 0.86 | 0 | 0.91 | 0.86 | 0 | 0 | 0 | 0 | 0 | 0 | 0
1980 | 3 | 22 | 0 | 0 | 0 | 0 | 0 | 0 | 0 | 0 | 0 | 0 | 0 | 0 | 0
1980 | 3 | 23 | 0 | 0 | 0 | 0 | 0 | 0 | 0 | 0 | 0 | 0 | 0 | 0 | 0
1980 | 3 | 24 | 0.21 | 0.21 | 0.16 | 0 | 0.21 | 0.16 | 0 | 0 | 0 | 0 | 0 | 0 | 0
1980 | 3 | 25 | 0 | 0 | 0 | 0 | 0 | 0 | 0 | 0 | 0 | 0 | 0 | 0 | 0
1980 | 3 | 26 | 0 | 0 | 0 | 0 | 0 | 0 | 0 | 0 | 0 | 0 | 0 | 0 | 0
1980 | 3 | 27 | 0 | 0 | 0 | 0 | 0 | 0 | 0 | 0 | 0 | 0 | 0 | 0 | 0
1980 | 3 | 28 | 0.72 | 0.72 | 0.67 | 0 | 0.72 | 0.67 | 0 | 0 | 0 | 0 | 0 | 0 | 0
1980 | 3 | 29 | 0.54 | 0.54 | 0.49 | 0 | 0.54 | 0.49 | 0 | 0 | 0 | 0 | 0 | 0 | 0
1980 | 3 | 30 | 0.18 | 0.18 | 0.13 | 0 | 0.18 | 0.13 | 0 | 0 | 0 | 0 | 0 | 0 | 0
1980 | 3 | 31 | 0.55 | 0.55 | 0.5 | 0 | 0.55 | 0.5 | 0 | 0 | 0 | 0 | 0 | 0 | 0
1980 | 4 | 1 | 0 | 0 | 0 | 0 | 0 | 0 | 0 | 0 | 0 | 0 | 0 | 0 | 0
1980 | 4 | 2 | 0 | 0 | 0 | 0 | 0 | 0 | 0 | 0 | 0 | 0 | 0 | 0 | 0
1980 | 4 | 3 | 0 | 0 | 0 | 0 | 0 | 0 | 0 | 0 | 0 | 0 | 0 | 0 | 0
1980 | 4 | 4 | 0.23 | 0.23 | 0.18 | 0 | 0.23 | 0.18 | 0 | 0 | 0 | 0 | 0 | 0 | 0
1980 | 4 | 5 | 0 | 0 | 0 | 0 | 0 | 0 | 0 | 0 | 0 | 0 | 0 | 0 | 0
1980 | 4 | 6 | 0 | 0 | 0 | 0 | 0 | 0 | 0 | 0 | 0 | 0 | 0 | 0 | 0
1980 | 4 | 7 | 0 | 0 | 0 | 0 | 0 | 0 | 0 | 0 | 0 | 0 | 0 | 0 | 0
1980 | 4 | 8 | 0.05 | 0.05 | 0 | 0 | 0.05 | 0 | 0 | 0 | 0 | 0 | 0 | 0 | 0
1980 | 4 | 9 | 0.73 | 0.73 | 0.68 | 0 | 0.73 | 0.68 | 0 | 0 | 0 | 0 | 0 | 0 | 0
1980 | 4 | 10 | 0 | 0 | 0 | 0 | 0 | 0 | 0 | 0 | 0 | 0 | 0 | 0 | 0
1980 | 4 | 11 | 0 | 0 | 0 | 0 | 0 | 0 | 0 | 0 | 0 | 0 | 0 | 0 | 0
1980 | 4 | 12 | 0 | 0 | 0 | 0 | 0 | 0 | 0 | 0 | 0 | 0 | 0 | 0 | 0
1980 | 4 | 13 | 0 | 0 | 0 | 0 | 0 | 0 | 0 | 0 | 0 | 0 | 0 | 0 | 0
1980 | 4 | 14 | 0.41 | 0.41 | 0.36 | 0 | 0.41 | 0.36 | 0 | 0 | 0 | 0 | 0 | 0 | 0
1980 | 4 | 15 | 0 | 0 | 0 | 0 | 0 | 0 | 0 | 0 | 0 | 0 | 0 | 0 | 0
1980 | 4 | 16 | 0 | 0 | 0 | 0 | 0 | 0 | 0 | 0 | 0 | 0 | 0 | 0 | 0
1980 | 4 | 17 | 0 | 0 | 0 | 0 | 0 | 0 | 0 | 0 | 0 | 0 | 0 | 0 | 0
1980 | 4 | 18 | 0 | 0 | 0 | 0 | 0 | 0 | 0 | 0 | 0 | 0 | 0 | 0 | 0
1980 | 4 | 19 | 0 | 0 | 0 | 0 | 0 | 0 | 0 | 0 | 0 | 0 | 0 | 0 | 0
1980 | 4 | 20 | 0 | 0 | 0 | 0 | 0 | 0 | 0 | 0 | 0 | 0 | 0 | 0 | 0
1980 | 4 | 21 | 0 | 0 | 0 | 0 | 0 | 0 | 0 | 0 | 0 | 0 | 0 | 0 | 0
1980 | 4 | 22 | 0 | 0 | 0 | 0 | 0 | 0 | 0 | 0 | 0 | 0 | 0 | 0 | 0
1980 | 4 | 23 | 0 | 0 | 0 | 0 | 0 | 0 | 0 | 0 | 0 | 0 | 0 | 0 | 0
1980 | 4 | 24 | 0.15 | 0.15 | 0.1 | 0 | 0.15 | 0.1 | 0 | 0 | 0 | 0 | 0 | 0 | 0
1980 | 4 | 25 | 0 | 0 | 0 | 0 | 0 | 0 | 0 | 0 | 0 | 0 | 0 | 0 | 0
1980 | 4 | 26 | 0.45 | 0.45 | 0.4 | 0 | 0.45 | 0.4 | 0 | 0 | 0 | 0 | 0 | 0 | 0
1980 | 4 | 27 | 0.79 | 0.79 | 0.74 | 0 | 0.79 | 0.74 | 0 | 0 | 0 | 0 | 0 | 0 | 0
1980 | 4 | 28 | 0.28 | 0.28 | 0.23 | 0 | 0.28 | 0.23 | 0 | 0 | 0 | 0 | 0 | 0 | 0
1980 | 4 | 29 | 0.09 | 0.09 | 0.04 | 0 | 0.09 | 0.04 | 0 | 0 | 0 | 0 | 0 | 0 | 0
1980 | 4 | 30 | 0.1 | 0.1 | 0.05 | 0 | 0.1 | 0.05 | 0 | 0 | 0 | 0 | 0 | 0 | 0
1980 | 5 | 1 | 0.19 | 0.19 | 0.14 | 0 | 0.19 | 0.14 | 0 | 0 | 0 | 0 | 0 | 0 | 0
1980 | 5 | 2 | 0.14 | 0.14 | 0.09 | 0 | 0.14 | 0.09 | 0 | 0 | 0 | 0 | 0 | 0 | 0
1980 | 5 | 3 | 0 | 0 | 0 | 0 | 0 | 0 | 0 | 0 | 0 | 0 | 0 | 0 | 0
1980 | 5 | 4 | 0 | 0 | 0 | 0 | 0 | 0 | 0 | 0 | 0 | 0 | 0 | 0 | 0
1980 | 5 | 5 | 0 | 0 | 0 | 0 | 0 | 0 | 0 | 0 | 0 | 0 | 0 | 0 | 0
1980 | 5 | 6 | 0 | 0 | 0 | 0 | 0 | 0 | 0 | 0 | 0 | 0 | 0 | 0 | 0
1980 | 5 | 7 | 0.05 | 0.05 | 0 | 0 | 0.05 | 0 | 0 | 0 | 0 | 0 | 0 | 0 | 0
1980 | 5 | 8 | 0.05 | 0.05 | 0 | 0 | 0.05 | 0 | 0 | 0 | 0 | 0 | 0 | 0 | 0
1980 | 5 | 9 | 0 | 0 | 0 | 0 | 0 | 0 | 0 | 0 | 0 | 0 | 0 | 0 | 0
1980 | 5 | 10 | 0 | 0 | 0 | 0 | 0 | 0 | 0 | 0 | 0 | 0 | 0 | 0 | 0
1980 | 5 | 11 | 0.03 | 0.03 | 0 | 0 | 0.03 | 0 | 0 | 0 | 0 | 0 | 0 | 0 | 0
1980 | 5 | 12 | 0 | 0 | 0 | 0 | 0 | 0 | 0 | 0 | 0 | 0 | 0 | 0 | 0
1980 | 5 | 13 | 0.06 | 0.06 | 0.01 | 0 | 0.06 | 0.01 | 0 | 0 | 0 | 0 | 0 | 0 | 0
1980 | 5 | 14 | 0 | 0 | 0 | 0 | 0 | 0 | 0 | 0 | 0 | 0 | 0 | 0 | 0
1980 | 5 | 15 | 0 | 0 | 0 | 0 | 0 | 0 | 0 | 0 | 0 | 0 | 0 | 0 | 0
1980 | 5 | 16 | 0 | 0 | 0 | 0 | 0 | 0 | 0 | 0 | 0 | 0 | 0 | 0 | 0
1980 | 5 | 17 | 0 | 0 | 0 | 0 | 0 | 0 | 0 | 0 | 0 | 0 | 0 | 0 | 0
1980 | 5 | 18 | 0.97 | 0.97 | 0.92 | 0 | 0.97 | 0.92 | 0 | 0 | 0 | 0 | 0 | 0 | 0
1980 | 5 | 19 | 0.25 | 0.25 | 0.2 | 0 | 0.25 | 0.2 | 0 | 0 | 0 | 0 | 0 | 0 | 0
1980 | 5 | 20 | 0.48 | 0.48 | 0.43 | 0 | 0.48 | 0.43 | 0 | 0 | 0 | 0 | 0 | 0 | 0
1980 | 5 | 21 | 0.28 | 0.28 | 0.23 | 0 | 0.28 | 0.23 | 0 | 0 | 0 | 0 | 0 | 0 | 0
1980 | 5 | 22 | 0 | 0 | 0 | 0 | 0 | 0 | 0 | 0 | 0 | 0 | 0 | 0 | 0
1980 | 5 | 23 | 0 | 0 | 0 | 0 | 0 | 0 | 0 | 0 | 0 | 0 | 0 | 0 | 0
1980 | 5 | 24 | 0.11 | 0.11 | 0.06 | 0 | 0.11 | 0.06 | 0 | 0 | 0 | 0 | 0 | 0 | 0
1980 | 5 | 25 | 0.03 | 0.03 | 0 | 0 | 0.03 | 0 | 0 | 0 | 0 | 0 | 0 | 0 | 0
1980 | 5 | 26 | 0 | 0 | 0 | 0 | 0 | 0 | 0 | 0 | 0 | 0 | 0 | 0 | 0
1980 | 5 | 27 | 0 | 0 | 0 | 0 | 0 | 0 | 0 | 0 | 0 | 0 | 0 | 0 | 0
1980 | 5 | 28 | 0 | 0 | 0 | 0 | 0 | 0 | 0 | 0 | 0 | 0 | 0 | 0 | 0
1980 | 5 | 29 | 0 | 0 | 0 | 0 | 0 | 0 | 0 | 0 | 0 | 0 | 0 | 0 | 0
1980 | 5 | 30 | 0 | 0 | 0 | 0 | 0 | 0 | 0 | 0 | 0 | 0 | 0 | 0 | 0
1980 | 5 | 31 | 0 | 0 | 0 | 0 | 0 | 0 | 0 | 0 | 0 | 0 | 0 | 0 | 0
1980 | 6 | 1 | 0.01 | 0.01 | 0 | 0 | 0.01 | 0 | 0 | 0 | 0 | 0 | 0 | 0 | 0
1980 | 6 | 2 | 0 | 0 | 0 | 0 | 0 | 0 | 0 | 0 | 0 | 0 | 0 | 0 | 0
1980 | 6 | 3 | 0.18 | 0.18 | 0.13 | 0 | 0.18 | 0.13 | 0 | 0 | 0 | 0 | 0 | 0 | 0
1980 | 6 | 4 | 0 | 0 | 0 | 0 | 0 | 0 | 0 | 0 | 0 | 0 | 0 | 0 | 0
1980 | 6 | 5 | 0 | 0 | 0 | 0 | 0 | 0 | 0 | 0 | 0 | 0 | 0 | 0 | 0
1980 | 6 | 6 | 0.55 | 0.55 | 0.5 | 0 | 0.55 | 0.5 | 0 | 0 | 0 | 0 | 0 | 0 | 0
1980 | 6 | 7 | 0.11 | 0.11 | 0.06 | 0 | 0.11 | 0.06 | 0 | 0 | 0 | 0 | 0 | 0 | 0
1980 | 6 | 8 | 0 | 0 | 0 | 0 | 0 | 0 | 0 | 0 | 0 | 0 | 0 | 0 | 0
1980 | 6 | 9 | 0.01 | 0.01 | 0 | 0 | 0.01 | 0 | 0 | 0 | 0 | 0 | 0 | 0 | 0
1980 | 6 | 10 | 0.08 | 0.08 | 0.03 | 0 | 0.08 | 0.03 | 0 | 0 | 0 | 0 | 0 | 0 | 0
1980 | 6 | 11 | 0 | 0 | 0 | 0 | 0 | 0 | 0 | 0 | 0 | 0 | 0 | 0 | 0
1980 | 6 | 12 | 0 | 0 | 0 | 0 | 0 | 0 | 0 | 0 | 0 | 0 | 0 | 0 | 0
1980 | 6 | 13 | 0 | 0 | 0 | 0 | 0 | 0 | 0 | 0 | 0 | 0 | 0 | 0 | 0
1980 | 6 | 14 | 0 | 0 | 0 | 0 | 0 | 0 | 0 | 0 | 0 | 0 | 0 | 0 | 0
1980 | 6 | 15 | 0.31 | 0.31 | 0.26 | 0 | 0.31 | 0.26 | 0 | 0 | 0 | 0 | 0 | 0 | 0
1980 | 6 | 16 | 0.12 | 0.12 | 0.07 | 0 | 0.12 | 0.07 | 0 | 0 | 0 | 0 | 0 | 0 | 0
1980 | 6 | 17 | 0 | 0 | 0 | 0 | 0 | 0 | 0 | 0 | 0 | 0 | 0 | 0 | 0
1980 | 6 | 18 | 0 | 0 | 0 | 0 | 0 | 0 | 0 | 0 | 0 | 0 | 0 | 0 | 0
1980 | 6 | 19 | 0 | 0 | 0 | 0 | 0 | 0 | 0 | 0 | 0 | 0 | 0 | 0 | 0
1980 | 6 | 20 | 0 | 0 | 0 | 0 | 0 | 0 | 0 | 0 | 0 | 0 | 0 | 0 | 0
1980 | 6 | 21 | 0 | 0 | 0 | 0 | 0 | 0 | 0 | 0 | 0 | 0 | 0 | 0 | 0
1980 | 6 | 22 | 0 | 0 | 0 | 0 | 0 | 0 | 0 | 0 | 0 | 0 | 0 | 0 | 0
1980 | 6 | 23 | 0 | 0 | 0 | 0 | 0 | 0 | 0 | 0 | 0 | 0 | 0 | 0 | 0
1980 | 6 | 24 | 0 | 0 | 0 | 0 | 0 | 0 | 0 | 0 | 0 | 0 | 0 | 0 | 0
1980 | 6 | 25 | 0 | 0 | 0 | 0 | 0 | 0 | 0 | 0 | 0 | 0 | 0 | 0 | 0
1980 | 6 | 26 | 0 | 0 | 0 | 0 | 0 | 0 | 0 | 0 | 0 | 0 | 0 | 0 | 0
1980 | 6 | 27 | 0 | 0 | 0 | 0 | 0 | 0 | 0 | 0 | 0 | 0 | 0 | 0 | 0
1980 | 6 | 28 | 0 | 0 | 0 | 0 | 0 | 0 | 0 | 0 | 0 | 0 | 0 | 0 | 0
1980 | 6 | 29 | 0.31 | 0.31 | 0.26 | 0 | 0.31 | 0.26 | 0 | 0 | 0 | 0 | 0 | 0 | 0
1980 | 6 | 30 | 0 | 0 | 0 | 0 | 0 | 0 | 0 | 0 | 0 | 0 | 0 | 0 | 0
1980 | 7 | 1 | 0 | 0 | 0 | 0 | 0 | 0 | 0 | 0 | 0 | 0 | 0 | 0 | 0
1980 | 7 | 2 | 0 | 0 | 0 | 0 | 0 | 0 | 0 | 0 | 0 | 0 | 0 | 0 | 0
1980 | 7 | 3 | 0.53 | 0.53 | 0.48 | 0 | 0.53 | 0.48 | 0 | 0 | 0 | 0 | 0 | 0 | 0
1980 | 7 | 4 | 0 | 0 | 0 | 0 | 0 | 0 | 0 | 0 | 0 | 0 | 0 | 0 | 0
1980 | 7 | 5 | 0.19 | 0.19 | 0.14 | 0 | 0.19 | 0.14 | 0 | 0 | 0 | 0 | 0 | 0 | 0
1980 | 7 | 6 | 0.01 | 0.01 | 0 | 0 | 0.01 | 0 | 0 | 0 | 0 | 0 | 0 | 0 | 0
1980 | 7 | 7 | 0 | 0 | 0 | 0 | 0 | 0 | 0 | 0 | 0 | 0 | 0 | 0 | 0
1980 | 7 | 8 | 0.53 | 0.53 | 0.48 | 0 | 0.53 | 0.48 | 0 | 0 | 0 | 0 | 0 | 0 | 0
1980 | 7 | 9 | 0.01 | 0.01 | 0 | 0 | 0.01 | 0 | 0 | 0 | 0 | 0 | 0 | 0 | 0
1980 | 7 | 10 | 0 | 0 | 0 | 0 | 0 | 0 | 0 | 0 | 0 | 0 | 0 | 0 | 0
1980 | 7 | 11 | 0 | 0 | 0 | 0 | 0 | 0 | 0 | 0 | 0 | 0 | 0 | 0 | 0
1980 | 7 | 12 | 0.01 | 0.01 | 0 | 0 | 0.01 | 0 | 0 | 0 | 0 | 0 | 0 | 0 | 0
1980 | 7 | 13 | 0 | 0 | 0 | 0 | 0 | 0 | 0 | 0 | 0 | 0 | 0 | 0 | 0
1980 | 7 | 14 | 0 | 0 | 0 | 0 | 0 | 0 | 0 | 0 | 0 | 0 | 0 | 0 | 0
1980 | 7 | 15 | 0 | 0 | 0 | 0 | 0 | 0 | 0 | 0 | 0 | 0 | 0 | 0 | 0
1980 | 7 | 16 | 0 | 0 | 0 | 0 | 0 | 0 | 0 | 0 | 0 | 0 | 0 | 0 | 0
1980 | 7 | 17 | 1.02 | 1 | 0.95 | 0 | 1 | 0.95 | 0 | 0 | 0 | 0 | 0 | 0 | 0
1980 | 7 | 18 | 0 | 0 | 0 | 0 | 0 | 0 | 0 | 0 | 0 | 0 | 0 | 0 | 0
1980 | 7 | 19 | 0 | 0 | 0 | 0 | 0 | 0 | 0 | 0 | 0 | 0 | 0 | 0 | 0
1980 | 7 | 20 | 0 | 0 | 0 | 0 | 0 | 0 | 0 | 0 | 0 | 0 | 0 | 0 | 0
1980 | 7 | 21 | 0.11 | 0.11 | 0.06 | 0 | 0.11 | 0.06 | 0 | 0 | 0 | 0 | 0 | 0 | 0
1980 | 7 | 22 | 1.34 | 1 | 0.95 | 0 | 1 | 0.95 | 0 | 0 | 0 | 0 | 0 | 0 | 0
1980 | 7 | 23 | 0.07 | 0.07 | 0.02 | 0 | 0.07 | 0.02 | 0 | 0 | 0 | 0 | 0 | 0 | 0
1980 | 7 | 24 | 0 | 0 | 0 | 0 | 0 | 0 | 0 | 0 | 0 | 0 | 0 | 0 | 0
1980 | 7 | 25 | 0 | 0 | 0 | 0 | 0 | 0 | 0 | 0 | 0 | 0 | 0 | 0 | 0
1980 | 7 | 26 | 0 | 0 | 0 | 0 | 0 | 0 | 0 | 0 | 0 | 0 | 0 | 0 | 0
1980 | 7 | 27 | 0 | 0 | 0 | 0 | 0 | 0 | 0 | 0 | 0 | 0 | 0 | 0 | 0
1980 | 7 | 28 | 0 | 0 | 0 | 0 | 0 | 0 | 0 | 0 | 0 | 0 | 0 | 0 | 0
1980 | 7 | 29 | 0.04 | 0.04 | 0 | 0 | 0.04 | 0 | 0 | 0 | 0 | 0 | 0 | 0 | 0
1980 | 7 | 30 | 0 | 0 | 0 | 0 | 0 | 0 | 0 | 0 | 0 | 0 | 0 | 0 | 0
1980 | 7 | 31 | 0 | 0 | 0 | 0 | 0 | 0 | 0 | 0 | 0 | 0 | 0 | 0 | 0
1980 | 8 | 1 | 0.01 | 0.01 | 0 | 0 | 0.01 | 0 | 0 | 0 | 0 | 0 | 0 | 0 | 0
1980 | 8 | 2 | 0 | 0 | 0 | 0 | 0 | 0 | 0 | 0 | 0 | 0 | 0 | 0 | 0
1980 | 8 | 3 | 0.24 | 0.24 | 0.19 | 0 | 0.24 | 0.19 | 0 | 0 | 0 | 0 | 0 | 0 | 0
1980 | 8 | 4 | 0 | 0 | 0 | 0 | 0 | 0 | 0 | 0 | 0 | 0 | 0 | 0 | 0
1980 | 8 | 5 | 0.1 | 0.1 | 0.05 | 0 | 0.1 | 0.05 | 0 | 0 | 0 | 0 | 0 | 0 | 0
1980 | 8 | 6 | 0 | 0 | 0 | 0 | 0 | 0 | 0 | 0 | 0 | 0 | 0 | 0 | 0
1980 | 8 | 7 | 0 | 0 | 0 | 0 | 0 | 0 | 0 | 0 | 0 | 0 | 0 | 0 | 0
1980 | 8 | 8 | 0 | 0 | 0 | 0 | 0 | 0 | 0 | 0 | 0 | 0 | 0 | 0 | 0
1980 | 8 | 9 | 0 | 0 | 0 | 0 | 0 | 0 | 0 | 0 | 0 | 0 | 0 | 0 | 0
1980 | 8 | 10 | 0.01 | 0.01 | 0 | 0 | 0.01 | 0 | 0 | 0 | 0 | 0 | 0 | 0 | 0
1980 | 8 | 11 | 0 | 0 | 0 | 0 | 0 | 0 | 0 | 0 | 0 | 0 | 0 | 0 | 0
1980 | 8 | 12 | 0 | 0 | 0 | 0 | 0 | 0 | 0 | 0 | 0 | 0 | 0 | 0 | 0
1980 | 8 | 13 | 0 | 0 | 0 | 0 | 0 | 0 | 0 | 0 | 0 | 0 | 0 | 0 | 0
1980 | 8 | 14 | 0 | 0 | 0 | 0 | 0 | 0 | 0 | 0 | 0 | 0 | 0 | 0 | 0
1980 | 8 | 15 | 0.52 | 0.52 | 0.47 | 0 | 0.52 | 0.47 | 0 | 0 | 0 | 0 | 0 | 0 | 0
1980 | 8 | 16 | 0 | 0 | 0 | 0 | 0 | 0 | 0 | 0 | 0 | 0 | 0 | 0 | 0
1980 | 8 | 17 | 0 | 0 | 0 | 0 | 0 | 0 | 0 | 0 | 0 | 0 | 0 | 0 | 0
1980 | 8 | 18 | 0.22 | 0.22 | 0.17 | 0 | 0.22 | 0.17 | 0 | 0 | 0 | 0 | 0 | 0 | 0
1980 | 8 | 19 | 0.01 | 0.01 | 0 | 0 | 0.01 | 0 | 0 | 0 | 0 | 0 | 0 | 0 | 0
1980 | 8 | 20 | 0 | 0 | 0 | 0 | 0 | 0 | 0 | 0 | 0 | 0 | 0 | 0 | 0
1980 | 8 | 21 | 0 | 0 | 0 | 0 | 0 | 0 | 0 | 0 | 0 | 0 | 0 | 0 | 0
1980 | 8 | 22 | 0 | 0 | 0 | 0 | 0 | 0 | 0 | 0 | 0 | 0 | 0 | 0 | 0
1980 | 8 | 23 | 0 | 0 | 0 | 0 | 0 | 0 | 0 | 0 | 0 | 0 | 0 | 0 | 0
1980 | 8 | 24 | 0 | 0 | 0 | 0 | 0 | 0 | 0 | 0 | 0 | 0 | 0 | 0 | 0
1980 | 8 | 25 | 0 | 0 | 0 | 0 | 0 | 0 | 0 | 0 | 0 | 0 | 0 | 0 | 0
1980 | 8 | 26 | 0 | 0 | 0 | 0 | 0 | 0 | 0 | 0 | 0 | 0 | 0 | 0 | 0
1980 | 8 | 27 | 0 | 0 | 0 | 0 | 0 | 0 | 0 | 0 | 0 | 0 | 0 | 0 | 0
1980 | 8 | 28 | 0 | 0 | 0 | 0 | 0 | 0 | 0 | 0 | 0 | 0 | 0 | 0 | 0
1980 | 8 | 29 | 0 | 0 | 0 | 0 | 0 | 0 | 0 | 0 | 0 | 0 | 0 | 0 | 0
1980 | 8 | 30 | 0 | 0 | 0 | 0 | 0 | 0 | 0 | 0 | 0 | 0 | 0 | 0 | 0
1980 | 8 | 31 | 0 | 0 | 0 | 0 | 0 | 0 | 0 | 0 | 0 | 0 | 0 | 0 | 0
1980 | 9 | 1 | 0 | 0 | 0 | 0 | 0 | 0 | 0 | 0 | 0 | 0 | 0 | 0 | 0
1980 | 9 | 2 | 0 | 0 | 0 | 0 | 0 | 0 | 0 | 0 | 0 | 0 | 0 | 0 | 0
1980 | 9 | 3 | 0 | 0 | 0 | 0 | 0 | 0 | 0 | 0 | 0 | 0 | 0 | 0 | 0
1980 | 9 | 4 | 0 | 0 | 0 | 0 | 0 | 0 | 0 | 0 | 0 | 0 | 0 | 0 | 0
1980 | 9 | 5 | 0 | 0 | 0 | 0 | 0 | 0 | 0 | 0 | 0 | 0 | 0 | 0 | 0
1980 | 9 | 6 | 0.04 | 0.04 | 0 | 0 | 0.04 | 0 | 0 | 0 | 0 | 0 | 0 | 0 | 0
1980 | 9 | 7 | 0 | 0 | 0 | 0 | 0 | 0 | 0 | 0 | 0 | 0 | 0 | 0 | 0
1980 | 9 | 8 | 0 | 0 | 0 | 0 | 0 | 0 | 0 | 0 | 0 | 0 | 0 | 0 | 0
1980 | 9 | 9 | 0 | 0 | 0 | 0 | 0 | 0 | 0 | 0 | 0 | 0 | 0 | 0 | 0
1980 | 9 | 10 | 0.32 | 0.32 | 0.27 | 0 | 0.32 | 0.27 | 0 | 0 | 0 | 0 | 0 | 0 | 0
1980 | 9 | 11 | 0 | 0 | 0 | 0 | 0 | 0 | 0 | 0 | 0 | 0 | 0 | 0 | 0
1980 | 9 | 12 | 0 | 0 | 0 | 0 | 0 | 0 | 0 | 0 | 0 | 0 | 0 | 0 | 0
1980 | 9 | 13 | 0 | 0 | 0 | 0 | 0 | 0 | 0 | 0 | 0 | 0 | 0 | 0 | 0
1980 | 9 | 14 | 0.52 | 0.52 | 0.47 | 0 | 0.52 | 0.47 | 0 | 0 | 0 | 0 | 0 | 0 | 0
1980 | 9 | 15 | 0 | 0 | 0 | 0 | 0 | 0 | 0 | 0 | 0 | 0 | 0 | 0 | 0
1980 | 9 | 16 | 0 | 0 | 0 | 0 | 0 | 0 | 0 | 0 | 0 | 0 | 0 | 0 | 0
1980 | 9 | 17 | 0.06 | 0.06 | 0.01 | 0 | 0.06 | 0.01 | 0 | 0 | 0 | 0 | 0 | 0 | 0
1980 | 9 | 18 | 0.02 | 0.02 | 0 | 0 | 0.02 | 0 | 0 | 0 | 0 | 0 | 0 | 0 | 0
1980 | 9 | 19 | 0 | 0 | 0 | 0 | 0 | 0 | 0 | 0 | 0 | 0 | 0 | 0 | 0
1980 | 9 | 20 | 0 | 0 | 0 | 0 | 0 | 0 | 0 | 0 | 0 | 0 | 0 | 0 | 0
1980 | 9 | 21 | 0 | 0 | 0 | 0 | 0 | 0 | 0 | 0 | 0 | 0 | 0 | 0 | 0
1980 | 9 | 22 | 0 | 0 | 0 | 0 | 0 | 0 | 0 | 0 | 0 | 0 | 0 | 0 | 0
1980 | 9 | 23 | 0 | 0 | 0 | 0 | 0 | 0 | 0 | 0 | 0 | 0 | 0 | 0 | 0
1980 | 9 | 24 | 0 | 0 | 0 | 0 | 0 | 0 | 0 | 0 | 0 | 0 | 0 | 0 | 0
1980 | 9 | 25 | 0.94 | 0.94 | 0.89 | 0 | 0.94 | 0.89 | 0 | 0 | 0 | 0 | 0 | 0 | 0
1980 | 9 | 26 | 0 | 0 | 0 | 0 | 0 | 0 | 0 | 0 | 0 | 0 | 0 | 0 | 0
1980 | 9 | 27 | 0 | 0 | 0 | 0 | 0 | 0 | 0 | 0 | 0 | 0 | 0 | 0 | 0
1980 | 9 | 28 | 0 | 0 | 0 | 0 | 0 | 0 | 0 | 0 | 0 | 0 | 0 | 0 | 0
1980 | 9 | 29 | 0 | 0 | 0 | 0 | 0 | 0 | 0 | 0 | 0 | 0 | 0 | 0 | 0
1980 | 9 | 30 | 0 | 0 | 0 | 0 | 0 | 0 | 0 | 0 | 0 | 0 | 0 | 0 | 0
1980 | 10 | 1 | 0 | 0 | 0 | 0 | 0 | 0 | 0 | 0 | 0 | 0 | 0 | 0 | 0
1980 | 10 | 2 | 0.28 | 0.28 | 0.23 | 0 | 0.28 | 0.23 | 0 | 0 | 0 | 0 | 0 | 0 | 0
1980 | 10 | 3 | 0.33 | 0.33 | 0.28 | 0 | 0.33 | 0.28 | 0 | 0 | 0 | 0 | 0 | 0 | 0
1980 | 10 | 4 | 0 | 0 | 0 | 0 | 0 | 0 | 0 | 0 | 0 | 0 | 0 | 0 | 0
1980 | 10 | 5 | 0 | 0 | 0 | 0 | 0 | 0 | 0 | 0 | 0 | 0 | 0 | 0 | 0
1980 | 10 | 6 | 0 | 0 | 0 | 0 | 0 | 0 | 0 | 0 | 0 | 0 | 0 | 0 | 0
1980 | 10 | 7 | 0 | 0 | 0 | 0 | 0 | 0 | 0 | 0 | 0 | 0 | 0 | 0 | 0
1980 | 10 | 8 | 0 | 0 | 0 | 0 | 0 | 0 | 0 | 0 | 0 | 0 | 0 | 0 | 0
1980 | 10 | 9 | 0 | 0 | 0 | 0 | 0 | 0 | 0 | 0 | 0 | 0 | 0 | 0 | 0
1980 | 10 | 10 | 0 | 0 | 0 | 0 | 0 | 0 | 0 | 0 | 0 | 0 | 0 | 0 | 0
1980 | 10 | 11 | 0 | 0 | 0 | 0 | 0 | 0 | 0 | 0 | 0 | 0 | 0 | 0 | 0
1980 | 10 | 12 | 0 | 0 | 0 | 0 | 0 | 0 | 0 | 0 | 0 | 0 | 0 | 0 | 0
1980 | 10 | 13 | 0 | 0 | 0 | 0 | 0 | 0 | 0 | 0 | 0 | 0 | 0 | 0 | 0
1980 | 10 | 14 | 0 | 0 | 0 | 0 | 0 | 0 | 0 | 0 | 0 | 0 | 0 | 0 | 0
1980 | 10 | 15 | 0 | 0 | 0 | 0 | 0 | 0 | 0 | 0 | 0 | 0 | 0 | 0 | 0
1980 | 10 | 16 | 0 | 0 | 0 | 0 | 0 | 0 | 0 | 0 | 0 | 0 | 0 | 0 | 0
1980 | 10 | 17 | 0 | 0 | 0 | 0 | 0 | 0 | 0 | 0 | 0 | 0 | 0 | 0 | 0
1980 | 10 | 18 | 0.33 | 0.33 | 0.28 | 0 | 0.33 | 0.28 | 0 | 0 | 0 | 0 | 0 | 0 | 0
1980 | 10 | 19 | 0.02 | 0.02 | 0 | 0 | 0.02 | 0 | 0 | 0 | 0 | 0 | 0 | 0 | 0
1980 | 10 | 20 | 0 | 0 | 0 | 0 | 0 | 0 | 0 | 0 | 0 | 0 | 0 | 0 | 0
1980 | 10 | 21 | 0 | 0 | 0 | 0 | 0 | 0 | 0 | 0 | 0 | 0 | 0 | 0 | 0
1980 | 10 | 22 | 0 | 0 | 0 | 0 | 0 | 0 | 0 | 0 | 0 | 0 | 0 | 0 | 0
1980 | 10 | 23 | 0 | 0 | 0 | 0 | 0 | 0 | 0 | 0 | 0 | 0 | 0 | 0 | 0
1980 | 10 | 24 | 0 | 0 | 0 | 0 | 0 | 0 | 0 | 0 | 0 | 0 | 0 | 0 | 0
1980 | 10 | 25 | 1.61 | 1 | 0.95 | 0 | 1 | 0.95 | 0 | 0 | 0 | 0 | 0 | 0 | 0
1980 | 10 | 26 | 0 | 0 | 0 | 0 | 0 | 0 | 0 | 0 | 0 | 0 | 0 | 0 | 0
1980 | 10 | 27 | 0 | 0 | 0 | 0 | 0 | 0 | 0 | 0 | 0 | 0 | 0 | 0 | 0
1980 | 10 | 28 | 0.02 | 0.02 | 0 | 0 | 0.02 | 0 | 0 | 0 | 0 | 0 | 0 | 0 | 0
1980 | 10 | 29 | 0 | 0 | 0 | 0 | 0 | 0 | 0 | 0 | 0 | 0 | 0 | 0 | 0
1980 | 10 | 30 | 0 | 0 | 0 | 0 | 0 | 0 | 0 | 0 | 0 | 0 | 0 | 0 | 0
1980 | 10 | 31 | 0 | 0 | 0 | 0 | 0 | 0 | 0 | 0 | 0 | 0 | 0 | 0 | 0
1980 | 11 | 1 | 0 | 0 | 0 | 0 | 0 | 0 | 0 | 0 | 0 | 0 | 0 | 0 | 0
1980 | 11 | 2 | 0 | 0 | 0 | 0 | 0 | 0 | 0 | 0 | 0 | 0 | 0 | 0 | 0
1980 | 11 | 3 | 0 | 0 | 0 | 0 | 0 | 0 | 0 | 0 | 0 | 0 | 0 | 0 | 0
1980 | 11 | 4 | 0.35 | 0.35 | 0.3 | 0 | 0.35 | 0.3 | 0 | 0 | 0 | 0 | 0 | 0 | 0
1980 | 11 | 5 | 0 | 0 | 0 | 0 | 0 | 0 | 0 | 0 | 0 | 0 | 0 | 0 | 0
1980 | 11 | 6 | 0 | 0 | 0 | 0 | 0 | 0 | 0 | 0 | 0 | 0 | 0 | 0 | 0
1980 | 11 | 7 | 0 | 0 | 0 | 0 | 0 | 0 | 0 | 0 | 0 | 0 | 0 | 0 | 0
1980 | 11 | 8 | 0 | 0 | 0 | 0 | 0 | 0 | 0 | 0 | 0 | 0 | 0 | 0 | 0
1980 | 11 | 9 | 0.15 | 0.15 | 0.1 | 0 | 0.15 | 0.1 | 0 | 0 | 0 | 0 | 0 | 0 | 0
1980 | 11 | 10 | 0 | 0 | 0 | 0 | 0 | 0 | 0 | 0 | 0 | 0 | 0 | 0 | 0
1980 | 11 | 11 | 0 | 0 | 0 | 0 | 0 | 0 | 0 | 0 | 0 | 0 | 0 | 0 | 0
1980 | 11 | 12 | 0 | 0 | 0 | 0 | 0 | 0 | 0 | 0 | 0 | 0 | 0 | 0 | 0
1980 | 11 | 13 | 0 | 0 | 0 | 0 | 0 | 0 | 0 | 0 | 0 | 0 | 0 | 0 | 0
1980 | 11 | 14 | 0 | 0 | 0 | 0 | 0 | 0 | 0 | 0 | 0 | 0 | 0 | 0 | 0
1980 | 11 | 15 | 0 | 0 | 0 | 0 | 0 | 0 | 0 | 0 | 0 | 0 | 0 | 0 | 0
1980 | 11 | 16 | 0.04 | 0.04 | 0 | 0 | 0.04 | 0 | 0 | 0 | 0 | 0 | 0 | 0 | 0
1980 | 11 | 17 | 0.88 | 0.88 | 0.83 | 0 | 0.88 | 0.83 | 0 | 0 | 0 | 0 | 0 | 0 | 0
1980 | 11 | 18 | 0.05 | 0.05 | 0 | 0 | 0.05 | 0 | 0 | 0 | 0 | 0 | 0 | 0 | 0
1980 | 11 | 19 | 0 | 0 | 0 | 0 | 0 | 0 | 0 | 0 | 0 | 0 | 0 | 0 | 0
1980 | 11 | 20 | 0 | 0 | 0 | 0 | 0 | 0 | 0 | 0 | 0 | 0 | 0 | 0 | 0
1980 | 11 | 21 | 0 | 0 | 0 | 0 | 0 | 0 | 0 | 0 | 0 | 0 | 0 | 0 | 0
1980 | 11 | 22 | 0 | 0 | 0 | 0 | 0 | 0 | 0 | 0 | 0 | 0 | 0 | 0 | 0
1980 | 11 | 23 | 0 | 0 | 0 | 0 | 0 | 0 | 0 | 0 | 0 | 0 | 0 | 0 | 0
1980 | 11 | 24 | 0.74 | 0.74 | 0.69 | 0 | 0.74 | 0.69 | 0 | 0 | 0 | 0 | 0 | 0 | 0
1980 | 11 | 25 | 0 | 0 | 0 | 0 | 0 | 0 | 0 | 0 | 0 | 0 | 0 | 0 | 0
1980 | 11 | 26 | 0 | 0 | 0 | 0 | 0 | 0 | 0 | 0 | 0 | 0 | 0 | 0 | 0
1980 | 11 | 27 | 0.33 | 0.33 | 0.28 | 0 | 0.33 | 0.28 | 0 | 0 | 0 | 0 | 0 | 0 | 0
1980 | 11 | 28 | 0.02 | 0.02 | 0 | 0 | 0.02 | 0 | 0 | 0 | 0 | 0 | 0 | 0 | 0
1980 | 11 | 29 | 0 | 0 | 0 | 0 | 0 | 0 | 0 | 0 | 0 | 0 | 0 | 0 | 0
1980 | 11 | 30 | 0 | 0 | 0 | 0 | 0 | 0 | 0 | 0 | 0 | 0 | 0 | 0 | 0
1980 | 12 | 1 | 0 | 0 | 0 | 0 | 0 | 0 | 0 | 0 | 0 | 0 | 0 | 0 | 0
1980 | 12 | 2 | 0.04 | 0.04 | 0 | 0 | 0.04 | 0 | 0 | 0 | 0 | 0 | 0 | 0 | 0
1980 | 12 | 3 | 0 | 0 | 0 | 0 | 0 | 0 | 0 | 0 | 0 | 0 | 0 | 0 | 0
1980 | 12 | 4 | 0 | 0 | 0 | 0 | 0 | 0 | 0 | 0 | 0 | 0 | 0 | 0 | 0
1980 | 12 | 5 | 0 | 0 | 0 | 0 | 0 | 0 | 0 | 0 | 0 | 0 | 0 | 0 | 0
1980 | 12 | 6 | 0 | 0 | 0 | 0 | 0 | 0 | 0 | 0 | 0 | 0 | 0 | 0 | 0
1980 | 12 | 7 | 0 | 0 | 0 | 0 | 0 | 0 | 0 | 0 | 0 | 0 | 0 | 0 | 0
1980 | 12 | 8 | 0 | 0 | 0 | 0 | 0 | 0 | 0 | 0 | 0 | 0 | 0 | 0 | 0
1980 | 12 | 9 | 0.25 | 0.25 | 0.2 | 0 | 0.25 | 0.2 | 0 | 0 | 0 | 0 | 0 | 0 | 0
1980 | 12 | 10 | 0 | 0 | 0 | 0 | 0 | 0 | 0 | 0 | 0 | 0 | 0 | 0 | 0
1980 | 12 | 11 | 0 | 0 | 0 | 0 | 0 | 0 | 0 | 0 | 0 | 0 | 0 | 0 | 0
1980 | 12 | 12 | 0 | 0 | 0 | 0 | 0 | 0 | 0 | 0 | 0 | 0 | 0 | 0 | 0
1980 | 12 | 13 | 0 | 0 | 0 | 0 | 0 | 0 | 0 | 0 | 0 | 0 | 0 | 0 | 0
1980 | 12 | 14 | 0 | 0 | 0 | 0 | 0 | 0 | 0 | 0 | 0 | 0 | 0 | 0 | 0
1980 | 12 | 15 | 0 | 0 | 0 | 0 | 0 | 0 | 0 | 0 | 0 | 0 | 0 | 0 | 0
1980 | 12 | 16 | 0.03 | 0.03 | 0 | 0 | 0.03 | 0 | 0 | 0 | 0 | 0 | 0 | 0 | 0
1980 | 12 | 17 | 0 | 0 | 0 | 0 | 0 | 0 | 0 | 0 | 0 | 0 | 0 | 0 | 0
1980 | 12 | 18 | 0 | 0 | 0 | 0 | 0 | 0 | 0 | 0 | 0 | 0 | 0 | 0 | 0
1980 | 12 | 19 | 0 | 0 | 0 | 0 | 0 | 0 | 0 | 0 | 0 | 0 | 0 | 0 | 0
1980 | 12 | 20 | 0 | 0 | 0 | 0 | 0 | 0 | 0 | 0 | 0 | 0 | 0 | 0 | 0
1980 | 12 | 21 | 0 | 0 | 0 | 0 | 0 | 0 | 0 | 0 | 0 | 0 | 0 | 0 | 0
1980 | 12 | 22 | 0 | 0 | 0 | 0 | 0 | 0 | 0 | 0 | 0 | 0 | 0 | 0 | 0
1980 | 12 | 23 | 0.15 | 0.15 | 0.1 | 0 | 0.15 | 0.1 | 0 | 0 | 0 | 0 | 0 | 0 | 0
1980 | 12 | 24 | 0.14 | 0.14 | 0.09 | 0 | 0.14 | 0.09 | 0 | 0 | 0 | 0 | 0 | 0 | 0
1980 | 12 | 25 | 0 | 0 | 0 | 0 | 0 | 0 | 0 | 0 | 0 | 0 | 0 | 0 | 0
1980 | 12 | 26 | 0 | 0 | 0 | 0 | 0 | 0 | 0 | 0 | 0 | 0 | 0 | 0 | 0
1980 | 12 | 27 | 0 | 0 | 0 | 0 | 0 | 0 | 0 | 0 | 0 | 0 | 0 | 0 | 0
1980 | 12 | 28 | 0 | 0 | 0 | 0 | 0 | 0 | 0 | 0 | 0 | 0 | 0 | 0 | 0
1980 | 12 | 29 | 0 | 0 | 0 | 0 | 0 | 0 | 0 | 0 | 0 | 0 | 0 | 0 | 0
1980 | 12 | 30 | 0 | 0 | 0 | 0 | 0 | 0 | 0 | 0 | 0 | 0 | 0 | 0 | 0
1980 | 12 | 31 | 0.04 | 0.04 | 0 | 0 | 0.04 | 0 | 0 | 0 | 0 | 0 | 0 | 0 | 0
1981 | 1 | 1 | 0.14 | 0.14 | 0.09 | 0 | 0.14 | 0.09 | 0 | 0 | 0 | 0 | 0 | 0 | 0
1981 | 1 | 2 | 0 | 0 | 0 | 0 | 0 | 0 | 0 | 0 | 0 | 0 | 0 | 0 | 0
1981 | 1 | 3 | 0 | 0 | 0 | 0 | 0 | 0 | 0 | 0 | 0 | 0 | 0 | 0 | 0
1981 | 1 | 4 | 0 | 0 | 0 | 0 | 0 | 0 | 0 | 0 | 0 | 0 | 0 | 0 | 0
1981 | 1 | 5 | 0 | 0 | 0 | 0 | 0 | 0 | 0 | 0 | 0 | 0 | 0 | 0 | 0
1981 | 1 | 6 | 0 | 0 | 0 | 0 | 0 | 0 | 0 | 0 | 0 | 0 | 0 | 0 | 0
1981 | 1 | 7 | 0.05 | 0.05 | 0 | 0 | 0.05 | 0 | 0 | 0 | 0 | 0 | 0 | 0 | 0
1981 | 1 | 8 | 0 | 0 | 0 | 0 | 0 | 0 | 0 | 0 | 0 | 0 | 0 | 0 | 0
1981 | 1 | 9 | 0 | 0 | 0 | 0 | 0 | 0 | 0 | 0 | 0 | 0 | 0 | 0 | 0
1981 | 1 | 10 | 0 | 0 | 0 | 0 | 0 | 0 | 0 | 0 | 0 | 0 | 0 | 0 | 0
1981 | 1 | 11 | 0 | 0 | 0 | 0 | 0 | 0 | 0 | 0 | 0 | 0 | 0 | 0 | 0
1981 | 1 | 12 | 0 | 0 | 0 | 0 | 0 | 0 | 0 | 0 | 0 | 0 | 0 | 0 | 0
1981 | 1 | 13 | 0 | 0 | 0 | 0 | 0 | 0 | 0 | 0 | 0 | 0 | 0 | 0 | 0
1981 | 1 | 14 | 0 | 0 | 0 | 0 | 0 | 0 | 0 | 0 | 0 | 0 | 0 | 0 | 0
1981 | 1 | 15 | 0.08 | 0.08 | 0.03 | 0 | 0.08 | 0.03 | 0 | 0 | 0 | 0 | 0 | 0 | 0
1981 | 1 | 16 | 0 | 0 | 0 | 0 | 0 | 0 | 0 | 0 | 0 | 0 | 0 | 0 | 0
1981 | 1 | 17 | 0 | 0 | 0 | 0 | 0 | 0 | 0 | 0 | 0 | 0 | 0 | 0 | 0
1981 | 1 | 18 | 0 | 0 | 0 | 0 | 0 | 0 | 0 | 0 | 0 | 0 | 0 | 0 | 0
1981 | 1 | 19 | 0 | 0 | 0 | 0 | 0 | 0 | 0 | 0 | 0 | 0 | 0 | 0 | 0
1981 | 1 | 20 | 0 | 0 | 0 | 0 | 0 | 0 | 0 | 0 | 0 | 0 | 0 | 0 | 0
1981 | 1 | 21 | 0.11 | 0.11 | 0.06 | 0 | 0.11 | 0.06 | 0 | 0 | 0 | 0 | 0 | 0 | 0
1981 | 1 | 22 | 0 | 0 | 0 | 0 | 0 | 0 | 0 | 0 | 0 | 0 | 0 | 0 | 0
1981 | 1 | 23 | 0 | 0 | 0 | 0 | 0 | 0 | 0 | 0 | 0 | 0 | 0 | 0 | 0
1981 | 1 | 24 | 0 | 0 | 0 | 0 | 0 | 0 | 0 | 0 | 0 | 0 | 0 | 0 | 0
1981 | 1 | 25 | 0 | 0 | 0 | 0 | 0 | 0 | 0 | 0 | 0 | 0 | 0 | 0 | 0
1981 | 1 | 26 | 0 | 0 | 0 | 0 | 0 | 0 | 0 | 0 | 0 | 0 | 0 | 0 | 0
1981 | 1 | 27 | 0 | 0 | 0 | 0 | 0 | 0 | 0 | 0 | 0 | 0 | 0 | 0 | 0
1981 | 1 | 28 | 0 | 0 | 0 | 0 | 0 | 0 | 0 | 0 | 0 | 0 | 0 | 0 | 0
1981 | 1 | 29 | 0 | 0 | 0 | 0 | 0 | 0 | 0 | 0 | 0 | 0 | 0 | 0 | 0
1981 | 1 | 30 | 0 | 0 | 0 | 0 | 0 | 0 | 0 | 0 | 0 | 0 | 0 | 0 | 0
1981 | 1 | 31 | 0 | 0 | 0 | 0 | 0 | 0 | 0 | 0 | 0 | 0 | 0 | 0 | 0
1981 | 2 | 1 | 0 | 0 | 0 | 0 | 0 | 0 | 0 | 0 | 0 | 0 | 0 | 0 | 0
1981 | 2 | 2 | 0.72 | 0.72 | 0.67 | 0 | 0.72 | 0.67 | 0 | 0 | 0 | 0 | 0 | 0 | 0
1981 | 2 | 3 | 0 | 0 | 0 | 0 | 0 | 0 | 0 | 0 | 0 | 0 | 0 | 0 | 0
1981 | 2 | 4 | 0 | 0 | 0 | 0 | 0 | 0 | 0 | 0 | 0 | 0 | 0 | 0 | 0
1981 | 2 | 5 | 0 | 0 | 0 | 0 | 0 | 0 | 0 | 0 | 0 | 0 | 0 | 0 | 0
1981 | 2 | 6 | 0 | 0 | 0 | 0 | 0 | 0 | 0 | 0 | 0 | 0 | 0 | 0 | 0
1981 | 2 | 7 | 0 | 0 | 0 | 0 | 0 | 0 | 0 | 0 | 0 | 0 | 0 | 0 | 0
1981 | 2 | 8 | 0.29 | 0.29 | 0.24 | 0 | 0.29 | 0.24 | 0 | 0 | 0 | 0 | 0 | 0 | 0
1981 | 2 | 9 | 0 | 0 | 0 | 0 | 0 | 0 | 0 | 0 | 0 | 0 | 0 | 0 | 0
1981 | 2 | 10 | 0.01 | 0.01 | 0 | 0 | 0.01 | 0 | 0 | 0 | 0 | 0 | 0 | 0 | 0
1981 | 2 | 11 | 0.61 | 0.61 | 0.56 | 0 | 0.61 | 0.56 | 0 | 0 | 0 | 0 | 0 | 0 | 0
1981 | 2 | 12 | 0 | 0 | 0 | 0 | 0 | 0 | 0 | 0 | 0 | 0 | 0 | 0 | 0
1981 | 2 | 13 | 0 | 0 | 0 | 0 | 0 | 0 | 0 | 0 | 0 | 0 | 0 | 0 | 0
1981 | 2 | 14 | 0 | 0 | 0 | 0 | 0 | 0 | 0 | 0 | 0 | 0 | 0 | 0 | 0
1981 | 2 | 15 | 0 | 0 | 0 | 0 | 0 | 0 | 0 | 0 | 0 | 0 | 0 | 0 | 0
1981 | 2 | 16 | 0 | 0 | 0 | 0 | 0 | 0 | 0 | 0 | 0 | 0 | 0 | 0 | 0
1981 | 2 | 17 | 0 | 0 | 0 | 0 | 0 | 0 | 0 | 0 | 0 | 0 | 0 | 0 | 0
1981 | 2 | 18 | 0 | 0 | 0 | 0 | 0 | 0 | 0 | 0 | 0 | 0 | 0 | 0 | 0
1981 | 2 | 19 | 0.2 | 0.2 | 0.15 | 0 | 0.2 | 0.15 | 0 | 0 | 0 | 0 | 0 | 0 | 0
1981 | 2 | 20 | 0.3 | 0.3 | 0.25 | 0 | 0.3 | 0.25 | 0 | 0 | 0 | 0 | 0 | 0 | 0
1981 | 2 | 21 | 0.09 | 0.09 | 0.04 | 0 | 0.09 | 0.04 | 0 | 0 | 0 | 0 | 0 | 0 | 0
1981 | 2 | 22 | 0.02 | 0.02 | 0 | 0 | 0.02 | 0 | 0 | 0 | 0 | 0 | 0 | 0 | 0
1981 | 2 | 23 | 0.58 | 0.58 | 0.53 | 0 | 0.58 | 0.53 | 0 | 0 | 0 | 0 | 0 | 0 | 0
1981 | 2 | 24 | 0 | 0 | 0 | 0 | 0 | 0 | 0 | 0 | 0 | 0 | 0 | 0 | 0
1981 | 2 | 25 | 0 | 0 | 0 | 0 | 0 | 0 | 0 | 0 | 0 | 0 | 0 | 0 | 0
1981 | 2 | 26 | 0 | 0 | 0 | 0 | 0 | 0 | 0 | 0 | 0 | 0 | 0 | 0 | 0
1981 | 2 | 27 | 0 | 0 | 0 | 0 | 0 | 0 | 0 | 0 | 0 | 0 | 0 | 0 | 0
1981 | 2 | 28 | 0 | 0 | 0 | 0 | 0 | 0 | 0 | 0 | 0 | 0 | 0 | 0 | 0
1981 | 3 | 1 | 0 | 0 | 0 | 0 | 0 | 0 | 0 | 0 | 0 | 0 | 0 | 0 | 0
1981 | 3 | 2 | 0 | 0 | 0 | 0 | 0 | 0 | 0 | 0 | 0 | 0 | 0 | 0 | 0
1981 | 3 | 3 | 0 | 0 | 0 | 0 | 0 | 0 | 0 | 0 | 0 | 0 | 0 | 0 | 0
1981 | 3 | 4 | 0.06 | 0.06 | 0.01 | 0 | 0.06 | 0.01 | 0 | 0 | 0 | 0 | 0 | 0 | 0
1981 | 3 | 5 | 0.35 | 0.35 | 0.3 | 0 | 0.35 | 0.3 | 0 | 0 | 0 | 0 | 0 | 0 | 0
1981 | 3 | 6 | 0.01 | 0.01 | 0 | 0 | 0.01 | 0 | 0 | 0 | 0 | 0 | 0 | 0 | 0
1981 | 3 | 7 | 0 | 0 | 0 | 0 | 0 | 0 | 0 | 0 | 0 | 0 | 0 | 0 | 0
1981 | 3 | 8 | 0 | 0 | 0 | 0 | 0 | 0 | 0 | 0 | 0 | 0 | 0 | 0 | 0
1981 | 3 | 9 | 0 | 0 | 0 | 0 | 0 | 0 | 0 | 0 | 0 | 0 | 0 | 0 | 0
1981 | 3 | 10 | 0 | 0 | 0 | 0 | 0 | 0 | 0 | 0 | 0 | 0 | 0 | 0 | 0
1981 | 3 | 11 | 0 | 0 | 0 | 0 | 0 | 0 | 0 | 0 | 0 | 0 | 0 | 0 | 0
1981 | 3 | 12 | 0 | 0 | 0 | 0 | 0 | 0 | 0 | 0 | 0 | 0 | 0 | 0 | 0
1981 | 3 | 13 | 0 | 0 | 0 | 0 | 0 | 0 | 0 | 0 | 0 | 0 | 0 | 0 | 0
1981 | 3 | 14 | 0 | 0 | 0 | 0 | 0 | 0 | 0 | 0 | 0 | 0 | 0 | 0 | 0
1981 | 3 | 15 | 0 | 0 | 0 | 0 | 0 | 0 | 0 | 0 | 0 | 0 | 0 | 0 | 0
1981 | 3 | 16 | 0.16 | 0.16 | 0.11 | 0 | 0.16 | 0.11 | 0 | 0 | 0 | 0 | 0 | 0 | 0
1981 | 3 | 17 | 0 | 0 | 0 | 0 | 0 | 0 | 0 | 0 | 0 | 0 | 0 | 0 | 0
1981 | 3 | 18 | 0 | 0 | 0 | 0 | 0 | 0 | 0 | 0 | 0 | 0 | 0 | 0 | 0
1981 | 3 | 19 | 0 | 0 | 0 | 0 | 0 | 0 | 0 | 0 | 0 | 0 | 0 | 0 | 0
1981 | 3 | 20 | 0 | 0 | 0 | 0 | 0 | 0 | 0 | 0 | 0 | 0 | 0 | 0 | 0
1981 | 3 | 21 | 0.01 | 0.01 | 0 | 0 | 0.01 | 0 | 0 | 0 | 0 | 0 | 0 | 0 | 0
1981 | 3 | 22 | 0 | 0 | 0 | 0 | 0 | 0 | 0 | 0 | 0 | 0 | 0 | 0 | 0
1981 | 3 | 23 | 0 | 0 | 0 | 0 | 0 | 0 | 0 | 0 | 0 | 0 | 0 | 0 | 0
1981 | 3 | 24 | 0 | 0 | 0 | 0 | 0 | 0 | 0 | 0 | 0 | 0 | 0 | 0 | 0
1981 | 3 | 25 | 0 | 0 | 0 | 0 | 0 | 0 | 0 | 0 | 0 | 0 | 0 | 0 | 0
1981 | 3 | 26 | 0 | 0 | 0 | 0 | 0 | 0 | 0 | 0 | 0 | 0 | 0 | 0 | 0
1981 | 3 | 27 | 0 | 0 | 0 | 0 | 0 | 0 | 0 | 0 | 0 | 0 | 0 | 0 | 0
1981 | 3 | 28 | 0 | 0 | 0 | 0 | 0 | 0 | 0 | 0 | 0 | 0 | 0 | 0 | 0
1981 | 3 | 29 | 0 | 0 | 0 | 0 | 0 | 0 | 0 | 0 | 0 | 0 | 0 | 0 | 0
1981 | 3 | 30 | 0.9 | 0.9 | 0.85 | 0 | 0.9 | 0.85 | 0 | 0 | 0 | 0 | 0 | 0 | 0
1981 | 3 | 31 | 0 | 0 | 0 | 0 | 0 | 0 | 0 | 0 | 0 | 0 | 0 | 0 | 0
1981 | 4 | 1 | 0.45 | 0.45 | 0.4 | 0 | 0.45 | 0.4 | 0 | 0 | 0 | 0 | 0 | 0 | 0
1981 | 4 | 2 | 0 | 0 | 0 | 0 | 0 | 0 | 0 | 0 | 0 | 0 | 0 | 0 | 0
1981 | 4 | 3 | 0 | 0 | 0 | 0 | 0 | 0 | 0 | 0 | 0 | 0 | 0 | 0 | 0
1981 | 4 | 4 | 0 | 0 | 0 | 0 | 0 | 0 | 0 | 0 | 0 | 0 | 0 | 0 | 0
1981 | 4 | 5 | 0.28 | 0.28 | 0.23 | 0 | 0.28 | 0.23 | 0 | 0 | 0 | 0 | 0 | 0 | 0
1981 | 4 | 6 | 0 | 0 | 0 | 0 | 0 | 0 | 0 | 0 | 0 | 0 | 0 | 0 | 0
1981 | 4 | 7 | 0 | 0 | 0 | 0 | 0 | 0 | 0 | 0 | 0 | 0 | 0 | 0 | 0
1981 | 4 | 8 | 0 | 0 | 0 | 0 | 0 | 0 | 0 | 0 | 0 | 0 | 0 | 0 | 0
1981 | 4 | 9 | 0.27 | 0.27 | 0.22 | 0 | 0.27 | 0.22 | 0 | 0 | 0 | 0 | 0 | 0 | 0
1981 | 4 | 10 | 0 | 0 | 0 | 0 | 0 | 0 | 0 | 0 | 0 | 0 | 0 | 0 | 0
1981 | 4 | 11 | 0.02 | 0.02 | 0 | 0 | 0.02 | 0 | 0 | 0 | 0 | 0 | 0 | 0 | 0
1981 | 4 | 12 | 0.31 | 0.31 | 0.26 | 0 | 0.31 | 0.26 | 0 | 0 | 0 | 0 | 0 | 0 | 0
1981 | 4 | 13 | 0.03 | 0.03 | 0 | 0 | 0.03 | 0 | 0 | 0 | 0 | 0 | 0 | 0 | 0
1981 | 4 | 14 | 0.14 | 0.14 | 0.09 | 0 | 0.14 | 0.09 | 0 | 0 | 0 | 0 | 0 | 0 | 0
1981 | 4 | 15 | 0 | 0 | 0 | 0 | 0 | 0 | 0 | 0 | 0 | 0 | 0 | 0 | 0
1981 | 4 | 16 | 0 | 0 | 0 | 0 | 0 | 0 | 0 | 0 | 0 | 0 | 0 | 0 | 0
1981 | 4 | 17 | 0.07 | 0.07 | 0.02 | 0 | 0.07 | 0.02 | 0 | 0 | 0 | 0 | 0 | 0 | 0
1981 | 4 | 18 | 0 | 0 | 0 | 0 | 0 | 0 | 0 | 0 | 0 | 0 | 0 | 0 | 0
1981 | 4 | 19 | 0 | 0 | 0 | 0 | 0 | 0 | 0 | 0 | 0 | 0 | 0 | 0 | 0
1981 | 4 | 20 | 0.06 | 0.06 | 0.01 | 0 | 0.06 | 0.01 | 0 | 0 | 0 | 0 | 0 | 0 | 0
1981 | 4 | 21 | 0 | 0 | 0 | 0 | 0 | 0 | 0 | 0 | 0 | 0 | 0 | 0 | 0
1981 | 4 | 22 | 0 | 0 | 0 | 0 | 0 | 0 | 0 | 0 | 0 | 0 | 0 | 0 | 0
1981 | 4 | 23 | 0.52 | 0.52 | 0.47 | 0 | 0.52 | 0.47 | 0 | 0 | 0 | 0 | 0 | 0 | 0
1981 | 4 | 24 | 0 | 0 | 0 | 0 | 0 | 0 | 0 | 0 | 0 | 0 | 0 | 0 | 0
1981 | 4 | 25 | 0 | 0 | 0 | 0 | 0 | 0 | 0 | 0 | 0 | 0 | 0 | 0 | 0
1981 | 4 | 26 | 0 | 0 | 0 | 0 | 0 | 0 | 0 | 0 | 0 | 0 | 0 | 0 | 0
1981 | 4 | 27 | 0 | 0 | 0 | 0 | 0 | 0 | 0 | 0 | 0 | 0 | 0 | 0 | 0
1981 | 4 | 28 | 0.27 | 0.27 | 0.22 | 0 | 0.27 | 0.22 | 0 | 0 | 0 | 0 | 0 | 0 | 0
1981 | 4 | 29 | 0.06 | 0.06 | 0.01 | 0 | 0.06 | 0.01 | 0 | 0 | 0 | 0 | 0 | 0 | 0
1981 | 4 | 30 | 0.15 | 0.15 | 0.1 | 0 | 0.15 | 0.1 | 0 | 0 | 0 | 0 | 0 | 0 | 0
1981 | 5 | 1 | 0.58 | 0.58 | 0.53 | 0 | 0.58 | 0.53 | 0 | 0 | 0 | 0 | 0 | 0 | 0
1981 | 5 | 2 | 0 | 0 | 0 | 0 | 0 | 0 | 0 | 0 | 0 | 0 | 0 | 0 | 0
1981 | 5 | 3 | 0 | 0 | 0 | 0 | 0 | 0 | 0 | 0 | 0 | 0 | 0 | 0 | 0
1981 | 5 | 4 | 0 | 0 | 0 | 0 | 0 | 0 | 0 | 0 | 0 | 0 | 0 | 0 | 0
1981 | 5 | 5 | 0 | 0 | 0 | 0 | 0 | 0 | 0 | 0 | 0 | 0 | 0 | 0 | 0
1981 | 5 | 6 | 0.01 | 0.01 | 0 | 0 | 0.01 | 0 | 0 | 0 | 0 | 0 | 0 | 0 | 0
1981 | 5 | 7 | 0 | 0 | 0 | 0 | 0 | 0 | 0 | 0 | 0 | 0 | 0 | 0 | 0
1981 | 5 | 8 | 0 | 0 | 0 | 0 | 0 | 0 | 0 | 0 | 0 | 0 | 0 | 0 | 0
1981 | 5 | 9 | 0 | 0 | 0 | 0 | 0 | 0 | 0 | 0 | 0 | 0 | 0 | 0 | 0
1981 | 5 | 10 | 0.23 | 0.23 | 0.18 | 0 | 0.23 | 0.18 | 0 | 0 | 0 | 0 | 0 | 0 | 0
1981 | 5 | 11 | 0.88 | 0.88 | 0.83 | 0 | 0.88 | 0.83 | 0 | 0 | 0 | 0 | 0 | 0 | 0
1981 | 5 | 12 | 0.14 | 0.14 | 0.09 | 0 | 0.14 | 0.09 | 0 | 0 | 0 | 0 | 0 | 0 | 0
1981 | 5 | 13 | 0 | 0 | 0 | 0 | 0 | 0 | 0 | 0 | 0 | 0 | 0 | 0 | 0
1981 | 5 | 14 | 0 | 0 | 0 | 0 | 0 | 0 | 0 | 0 | 0 | 0 | 0 | 0 | 0
1981 | 5 | 15 | 0.62 | 0.62 | 0.57 | 0 | 0.62 | 0.57 | 0 | 0 | 0 | 0 | 0 | 0 | 0
1981 | 5 | 16 | 0 | 0 | 0 | 0 | 0 | 0 | 0 | 0 | 0 | 0 | 0 | 0 | 0
1981 | 5 | 17 | 0 | 0 | 0 | 0 | 0 | 0 | 0 | 0 | 0 | 0 | 0 | 0 | 0
1981 | 5 | 18 | 0.18 | 0.18 | 0.13 | 0 | 0.18 | 0.13 | 0 | 0 | 0 | 0 | 0 | 0 | 0
1981 | 5 | 19 | 0.3 | 0.3 | 0.25 | 0 | 0.3 | 0.25 | 0 | 0 | 0 | 0 | 0 | 0 | 0
1981 | 5 | 20 | 0.05 | 0.05 | 0 | 0 | 0.05 | 0 | 0 | 0 | 0 | 0 | 0 | 0 | 0
1981 | 5 | 21 | 0 | 0 | 0 | 0 | 0 | 0 | 0 | 0 | 0 | 0 | 0 | 0 | 0
1981 | 5 | 22 | 0 | 0 | 0 | 0 | 0 | 0 | 0 | 0 | 0 | 0 | 0 | 0 | 0
1981 | 5 | 23 | 0 | 0 | 0 | 0 | 0 | 0 | 0 | 0 | 0 | 0 | 0 | 0 | 0
1981 | 5 | 24 | 0 | 0 | 0 | 0 | 0 | 0 | 0 | 0 | 0 | 0 | 0 | 0 | 0
1981 | 5 | 25 | 0 | 0 | 0 | 0 | 0 | 0 | 0 | 0 | 0 | 0 | 0 | 0 | 0
1981 | 5 | 26 | 0 | 0 | 0 | 0 | 0 | 0 | 0 | 0 | 0 | 0 | 0 | 0 | 0
1981 | 5 | 27 | 0.08 | 0.08 | 0.03 | 0 | 0.08 | 0.03 | 0 | 0 | 0 | 0 | 0 | 0 | 0
1981 | 5 | 28 | 0.24 | 0.24 | 0.19 | 0 | 0.24 | 0.19 | 0 | 0 | 0 | 0 | 0 | 0 | 0
1981 | 5 | 29 | 0 | 0 | 0 | 0 | 0 | 0 | 0 | 0 | 0 | 0 | 0 | 0 | 0
1981 | 5 | 30 | 0.11 | 0.11 | 0.06 | 0 | 0.11 | 0.06 | 0 | 0 | 0 | 0 | 0 | 0 | 0
1981 | 5 | 31 | 0 | 0 | 0 | 0 | 0 | 0 | 0 | 0 | 0 | 0 | 0 | 0 | 0
1981 | 6 | 1 | 0.28 | 0.28 | 0.23 | 0 | 0.28 | 0.23 | 0 | 0 | 0 | 0 | 0 | 0 | 0
1981 | 6 | 2 | 0.52 | 0.52 | 0.47 | 0 | 0.52 | 0.47 | 0 | 0 | 0 | 0 | 0 | 0 | 0
1981 | 6 | 3 | 0.01 | 0.01 | 0 | 0 | 0.01 | 0 | 0 | 0 | 0 | 0 | 0 | 0 | 0
1981 | 6 | 4 | 0.02 | 0.02 | 0 | 0 | 0.02 | 0 | 0 | 0 | 0 | 0 | 0 | 0 | 0
1981 | 6 | 5 | 0 | 0 | 0 | 0 | 0 | 0 | 0 | 0 | 0 | 0 | 0 | 0 | 0
1981 | 6 | 6 | 0.02 | 0.02 | 0 | 0 | 0.02 | 0 | 0 | 0 | 0 | 0 | 0 | 0 | 0
1981 | 6 | 7 | 0 | 0 | 0 | 0 | 0 | 0 | 0 | 0 | 0 | 0 | 0 | 0 | 0
1981 | 6 | 8 | 0 | 0 | 0 | 0 | 0 | 0 | 0 | 0 | 0 | 0 | 0 | 0 | 0
1981 | 6 | 9 | 0.03 | 0.03 | 0 | 0 | 0.03 | 0 | 0 | 0 | 0 | 0 | 0 | 0 | 0
1981 | 6 | 10 | 0.46 | 0.46 | 0.41 | 0 | 0.46 | 0.41 | 0 | 0 | 0 | 0 | 0 | 0 | 0
1981 | 6 | 11 | 0 | 0 | 0 | 0 | 0 | 0 | 0 | 0 | 0 | 0 | 0 | 0 | 0
1981 | 6 | 12 | 0 | 0 | 0 | 0 | 0 | 0 | 0 | 0 | 0 | 0 | 0 | 0 | 0
1981 | 6 | 13 | 0.4 | 0.4 | 0.35 | 0 | 0.4 | 0.35 | 0 | 0 | 0 | 0 | 0 | 0 | 0
1981 | 6 | 14 | 0.07 | 0.07 | 0.02 | 0 | 0.07 | 0.02 | 0 | 0 | 0 | 0 | 0 | 0 | 0
1981 | 6 | 15 | 0 | 0 | 0 | 0 | 0 | 0 | 0 | 0 | 0 | 0 | 0 | 0 | 0
1981 | 6 | 16 | 0 | 0 | 0 | 0 | 0 | 0 | 0 | 0 | 0 | 0 | 0 | 0 | 0
1981 | 6 | 17 | 0 | 0 | 0 | 0 | 0 | 0 | 0 | 0 | 0 | 0 | 0 | 0 | 0
1981 | 6 | 18 | 0 | 0 | 0 | 0 | 0 | 0 | 0 | 0 | 0 | 0 | 0 | 0 | 0
1981 | 6 | 19 | 0.26 | 0.26 | 0.21 | 0 | 0.26 | 0.21 | 0 | 0 | 0 | 0 | 0 | 0 | 0
1981 | 6 | 20 | 0.11 | 0.11 | 0.06 | 0 | 0.11 | 0.06 | 0 | 0 | 0 | 0 | 0 | 0 | 0
1981 | 6 | 21 | 0.03 | 0.03 | 0 | 0 | 0.03 | 0 | 0 | 0 | 0 | 0 | 0 | 0 | 0
1981 | 6 | 22 | 0.01 | 0.01 | 0 | 0 | 0.01 | 0 | 0 | 0 | 0 | 0 | 0 | 0 | 0
1981 | 6 | 23 | 0 | 0 | 0 | 0 | 0 | 0 | 0 | 0 | 0 | 0 | 0 | 0 | 0
1981 | 6 | 24 | 0 | 0 | 0 | 0 | 0 | 0 | 0 | 0 | 0 | 0 | 0 | 0 | 0
1981 | 6 | 25 | 0.33 | 0.33 | 0.28 | 0 | 0.33 | 0.28 | 0 | 0 | 0 | 0 | 0 | 0 | 0
1981 | 6 | 26 | 0 | 0 | 0 | 0 | 0 | 0 | 0 | 0 | 0 | 0 | 0 | 0 | 0
1981 | 6 | 27 | 0 | 0 | 0 | 0 | 0 | 0 | 0 | 0 | 0 | 0 | 0 | 0 | 0
1981 | 6 | 28 | 0 | 0 | 0 | 0 | 0 | 0 | 0 | 0 | 0 | 0 | 0 | 0 | 0
1981 | 6 | 29 | 0 | 0 | 0 | 0 | 0 | 0 | 0 | 0 | 0 | 0 | 0 | 0 | 0
1981 | 6 | 30 | 0 | 0 | 0 | 0 | 0 | 0 | 0 | 0 | 0 | 0 | 0 | 0 | 0
1981 | 7 | 1 | 0.54 | 0.54 | 0.49 | 0 | 0.54 | 0.49 | 0 | 0 | 0 | 0 | 0 | 0 | 0
1981 | 7 | 2 | 0.02 | 0.02 | 0 | 0 | 0.02 | 0 | 0 | 0 | 0 | 0 | 0 | 0 | 0
1981 | 7 | 3 | 0.14 | 0.14 | 0.09 | 0 | 0.14 | 0.09 | 0 | 0 | 0 | 0 | 0 | 0 | 0
1981 | 7 | 4 | 1.59 | 1 | 0.95 | 0 | 1 | 0.95 | 0 | 0 | 0 | 0 | 0 | 0 | 0
1981 | 7 | 5 | 0.01 | 0.01 | 0 | 0 | 0.01 | 0 | 0 | 0 | 0 | 0 | 0 | 0 | 0
1981 | 7 | 6 | 0 | 0 | 0 | 0 | 0 | 0 | 0 | 0 | 0 | 0 | 0 | 0 | 0
1981 | 7 | 7 | 0 | 0 | 0 | 0 | 0 | 0 | 0 | 0 | 0 | 0 | 0 | 0 | 0
1981 | 7 | 8 | 0 | 0 | 0 | 0 | 0 | 0 | 0 | 0 | 0 | 0 | 0 | 0 | 0
1981 | 7 | 9 | 0 | 0 | 0 | 0 | 0 | 0 | 0 | 0 | 0 | 0 | 0 | 0 | 0
1981 | 7 | 10 | 0 | 0 | 0 | 0 | 0 | 0 | 0 | 0 | 0 | 0 | 0 | 0 | 0
1981 | 7 | 11 | 0 | 0 | 0 | 0 | 0 | 0 | 0 | 0 | 0 | 0 | 0 | 0 | 0
1981 | 7 | 12 | 0 | 0 | 0 | 0 | 0 | 0 | 0 | 0 | 0 | 0 | 0 | 0 | 0
1981 | 7 | 13 | 0.57 | 0.57 | 0.52 | 0 | 0.57 | 0.52 | 0 | 0 | 0 | 0 | 0 | 0 | 0
1981 | 7 | 14 | 0 | 0 | 0 | 0 | 0 | 0 | 0 | 0 | 0 | 0 | 0 | 0 | 0
1981 | 7 | 15 | 0 | 0 | 0 | 0 | 0 | 0 | 0 | 0 | 0 | 0 | 0 | 0 | 0
1981 | 7 | 16 | 0 | 0 | 0 | 0 | 0 | 0 | 0 | 0 | 0 | 0 | 0 | 0 | 0
1981 | 7 | 17 | 0 | 0 | 0 | 0 | 0 | 0 | 0 | 0 | 0 | 0 | 0 | 0 | 0
1981 | 7 | 18 | 0 | 0 | 0 | 0 | 0 | 0 | 0 | 0 | 0 | 0 | 0 | 0 | 0
1981 | 7 | 19 | 0 | 0 | 0 | 0 | 0 | 0 | 0 | 0 | 0 | 0 | 0 | 0 | 0
1981 | 7 | 20 | 0.76 | 0.76 | 0.71 | 0 | 0.76 | 0.71 | 0 | 0 | 0 | 0 | 0 | 0 | 0
1981 | 7 | 21 | 0.2 | 0.2 | 0.15 | 0 | 0.2 | 0.15 | 0 | 0 | 0 | 0 | 0 | 0 | 0
1981 | 7 | 22 | 0 | 0 | 0 | 0 | 0 | 0 | 0 | 0 | 0 | 0 | 0 | 0 | 0
1981 | 7 | 23 | 0 | 0 | 0 | 0 | 0 | 0 | 0 | 0 | 0 | 0 | 0 | 0 | 0
1981 | 7 | 24 | 0.02 | 0.02 | 0 | 0 | 0.02 | 0 | 0 | 0 | 0 | 0 | 0 | 0 | 0
1981 | 7 | 25 | 1.03 | 1 | 0.95 | 0 | 1 | 0.95 | 0 | 0 | 0 | 0 | 0 | 0 | 0
1981 | 7 | 26 | 0.09 | 0.09 | 0.04 | 0 | 0.09 | 0.04 | 0 | 0 | 0 | 0 | 0 | 0 | 0
1981 | 7 | 27 | 0 | 0 | 0 | 0 | 0 | 0 | 0 | 0 | 0 | 0 | 0 | 0 | 0
1981 | 7 | 28 | 0.72 | 0.72 | 0.67 | 0 | 0.72 | 0.67 | 0 | 0 | 0 | 0 | 0 | 0 | 0
1981 | 7 | 29 | 0 | 0 | 0 | 0 | 0 | 0 | 0 | 0 | 0 | 0 | 0 | 0 | 0
1981 | 7 | 30 | 0 | 0 | 0 | 0 | 0 | 0 | 0 | 0 | 0 | 0 | 0 | 0 | 0
1981 | 7 | 31 | 0 | 0 | 0 | 0 | 0 | 0 | 0 | 0 | 0 | 0 | 0 | 0 | 0
1981 | 8 | 1 | 0 | 0 | 0 | 0 | 0 | 0 | 0 | 0 | 0 | 0 | 0 | 0 | 0
1981 | 8 | 2 | 0 | 0 | 0 | 0 | 0 | 0 | 0 | 0 | 0 | 0 | 0 | 0 | 0
1981 | 8 | 3 | 0.08 | 0.08 | 0.03 | 0 | 0.08 | 0.03 | 0 | 0 | 0 | 0 | 0 | 0 | 0
1981 | 8 | 4 | 0 | 0 | 0 | 0 | 0 | 0 | 0 | 0 | 0 | 0 | 0 | 0 | 0
1981 | 8 | 5 | 0 | 0 | 0 | 0 | 0 | 0 | 0 | 0 | 0 | 0 | 0 | 0 | 0
1981 | 8 | 6 | 0.15 | 0.15 | 0.1 | 0 | 0.15 | 0.1 | 0 | 0 | 0 | 0 | 0 | 0 | 0
1981 | 8 | 7 | 0 | 0 | 0 | 0 | 0 | 0 | 0 | 0 | 0 | 0 | 0 | 0 | 0
1981 | 8 | 8 | 0.05 | 0.05 | 0 | 0 | 0.05 | 0 | 0 | 0 | 0 | 0 | 0 | 0 | 0
1981 | 8 | 9 | 0 | 0 | 0 | 0 | 0 | 0 | 0 | 0 | 0 | 0 | 0 | 0 | 0
1981 | 8 | 10 | 0 | 0 | 0 | 0 | 0 | 0 | 0 | 0 | 0 | 0 | 0 | 0 | 0
1981 | 8 | 11 | 0.64 | 0.64 | 0.59 | 0 | 0.64 | 0.59 | 0 | 0 | 0 | 0 | 0 | 0 | 0
1981 | 8 | 12 | 0.72 | 0.72 | 0.67 | 0 | 0.72 | 0.67 | 0 | 0 | 0 | 0 | 0 | 0 | 0
1981 | 8 | 13 | 0 | 0 | 0 | 0 | 0 | 0 | 0 | 0 | 0 | 0 | 0 | 0 | 0
1981 | 8 | 14 | 0 | 0 | 0 | 0 | 0 | 0 | 0 | 0 | 0 | 0 | 0 | 0 | 0
1981 | 8 | 15 | 0.38 | 0.38 | 0.33 | 0 | 0.38 | 0.33 | 0 | 0 | 0 | 0 | 0 | 0 | 0
1981 | 8 | 16 | 0 | 0 | 0 | 0 | 0 | 0 | 0 | 0 | 0 | 0 | 0 | 0 | 0
1981 | 8 | 17 | 0 | 0 | 0 | 0 | 0 | 0 | 0 | 0 | 0 | 0 | 0 | 0 | 0
1981 | 8 | 18 | 0 | 0 | 0 | 0 | 0 | 0 | 0 | 0 | 0 | 0 | 0 | 0 | 0
1981 | 8 | 19 | 0 | 0 | 0 | 0 | 0 | 0 | 0 | 0 | 0 | 0 | 0 | 0 | 0
1981 | 8 | 20 | 0 | 0 | 0 | 0 | 0 | 0 | 0 | 0 | 0 | 0 | 0 | 0 | 0
1981 | 8 | 21 | 0 | 0 | 0 | 0 | 0 | 0 | 0 | 0 | 0 | 0 | 0 | 0 | 0
1981 | 8 | 22 | 0 | 0 | 0 | 0 | 0 | 0 | 0 | 0 | 0 | 0 | 0 | 0 | 0
1981 | 8 | 23 | 0 | 0 | 0 | 0 | 0 | 0 | 0 | 0 | 0 | 0 | 0 | 0 | 0
1981 | 8 | 24 | 0 | 0 | 0 | 0 | 0 | 0 | 0 | 0 | 0 | 0 | 0 | 0 | 0
1981 | 8 | 25 | 0 | 0 | 0 | 0 | 0 | 0 | 0 | 0 | 0 | 0 | 0 | 0 | 0
1981 | 8 | 26 | 0 | 0 | 0 | 0 | 0 | 0 | 0 | 0 | 0 | 0 | 0 | 0 | 0
1981 | 8 | 27 | 0 | 0 | 0 | 0 | 0 | 0 | 0 | 0 | 0 | 0 | 0 | 0 | 0
1981 | 8 | 28 | 0 | 0 | 0 | 0 | 0 | 0 | 0 | 0 | 0 | 0 | 0 | 0 | 0
1981 | 8 | 29 | 0 | 0 | 0 | 0 | 0 | 0 | 0 | 0 | 0 | 0 | 0 | 0 | 0
1981 | 8 | 30 | 0.69 | 0.69 | 0.64 | 0 | 0.69 | 0.64 | 0 | 0 | 0 | 0 | 0 | 0 | 0
1981 | 8 | 31 | 0.31 | 0.31 | 0.26 | 0 | 0.31 | 0.26 | 0 | 0 | 0 | 0 | 0 | 0 | 0
1981 | 9 | 1 | 0 | 0 | 0 | 0 | 0 | 0 | 0 | 0 | 0 | 0 | 0 | 0 | 0
1981 | 9 | 2 | 0 | 0 | 0 | 0 | 0 | 0 | 0 | 0 | 0 | 0 | 0 | 0 | 0
1981 | 9 | 3 | 0 | 0 | 0 | 0 | 0 | 0 | 0 | 0 | 0 | 0 | 0 | 0 | 0
1981 | 9 | 4 | 0 | 0 | 0 | 0 | 0 | 0 | 0 | 0 | 0 | 0 | 0 | 0 | 0
1981 | 9 | 5 | 0 | 0 | 0 | 0 | 0 | 0 | 0 | 0 | 0 | 0 | 0 | 0 | 0
1981 | 9 | 6 | 0 | 0 | 0 | 0 | 0 | 0 | 0 | 0 | 0 | 0 | 0 | 0 | 0
1981 | 9 | 7 | 0 | 0 | 0 | 0 | 0 | 0 | 0 | 0 | 0 | 0 | 0 | 0 | 0
1981 | 9 | 8 | 0.08 | 0.08 | 0.03 | 0 | 0.08 | 0.03 | 0 | 0 | 0 | 0 | 0 | 0 | 0
1981 | 9 | 9 | 0 | 0 | 0 | 0 | 0 | 0 | 0 | 0 | 0 | 0 | 0 | 0 | 0
1981 | 9 | 10 | 0 | 0 | 0 | 0 | 0 | 0 | 0 | 0 | 0 | 0 | 0 | 0 | 0
1981 | 9 | 11 | 0 | 0 | 0 | 0 | 0 | 0 | 0 | 0 | 0 | 0 | 0 | 0 | 0
1981 | 9 | 12 | 0 | 0 | 0 | 0 | 0 | 0 | 0 | 0 | 0 | 0 | 0 | 0 | 0
1981 | 9 | 13 | 0 | 0 | 0 | 0 | 0 | 0 | 0 | 0 | 0 | 0 | 0 | 0 | 0
1981 | 9 | 14 | 0 | 0 | 0 | 0 | 0 | 0 | 0 | 0 | 0 | 0 | 0 | 0 | 0
1981 | 9 | 15 | 1.21 | 1 | 0.95 | 0 | 1 | 0.95 | 0 | 0 | 0 | 0 | 0 | 0 | 0
1981 | 9 | 16 | 0.34 | 0.34 | 0.29 | 0 | 0.34 | 0.29 | 0 | 0 | 0 | 0 | 0 | 0 | 0
1981 | 9 | 17 | 0.06 | 0.06 | 0.01 | 0 | 0.06 | 0.01 | 0 | 0 | 0 | 0 | 0 | 0 | 0
1981 | 9 | 18 | 0.04 | 0.04 | 0 | 0 | 0.04 | 0 | 0 | 0 | 0 | 0 | 0 | 0 | 0
1981 | 9 | 19 | 0 | 0 | 0 | 0 | 0 | 0 | 0 | 0 | 0 | 0 | 0 | 0 | 0
1981 | 9 | 20 | 0 | 0 | 0 | 0 | 0 | 0 | 0 | 0 | 0 | 0 | 0 | 0 | 0
1981 | 9 | 21 | 0 | 0 | 0 | 0 | 0 | 0 | 0 | 0 | 0 | 0 | 0 | 0 | 0
1981 | 9 | 22 | 0.18 | 0.18 | 0.13 | 0 | 0.18 | 0.13 | 0 | 0 | 0 | 0 | 0 | 0 | 0
1981 | 9 | 23 | 0 | 0 | 0 | 0 | 0 | 0 | 0 | 0 | 0 | 0 | 0 | 0 | 0
1981 | 9 | 24 | 0 | 0 | 0 | 0 | 0 | 0 | 0 | 0 | 0 | 0 | 0 | 0 | 0
1981 | 9 | 25 | 0 | 0 | 0 | 0 | 0 | 0 | 0 | 0 | 0 | 0 | 0 | 0 | 0
1981 | 9 | 26 | 0 | 0 | 0 | 0 | 0 | 0 | 0 | 0 | 0 | 0 | 0 | 0 | 0
1981 | 9 | 27 | 0.03 | 0.03 | 0 | 0 | 0.03 | 0 | 0 | 0 | 0 | 0 | 0 | 0 | 0
1981 | 9 | 28 | 0 | 0 | 0 | 0 | 0 | 0 | 0 | 0 | 0 | 0 | 0 | 0 | 0
1981 | 9 | 29 | 0 | 0 | 0 | 0 | 0 | 0 | 0 | 0 | 0 | 0 | 0 | 0 | 0
1981 | 9 | 30 | 0 | 0 | 0 | 0 | 0 | 0 | 0 | 0 | 0 | 0 | 0 | 0 | 0
1981 | 10 | 1 | 0.2 | 0.2 | 0.15 | 0 | 0.2 | 0.15 | 0 | 0 | 0 | 0 | 0 | 0 | 0
1981 | 10 | 2 | 0.02 | 0.02 | 0 | 0 | 0.02 | 0 | 0 | 0 | 0 | 0 | 0 | 0 | 0
1981 | 10 | 3 | 0 | 0 | 0 | 0 | 0 | 0 | 0 | 0 | 0 | 0 | 0 | 0 | 0
1981 | 10 | 4 | 0 | 0 | 0 | 0 | 0 | 0 | 0 | 0 | 0 | 0 | 0 | 0 | 0
1981 | 10 | 5 | 0 | 0 | 0 | 0 | 0 | 0 | 0 | 0 | 0 | 0 | 0 | 0 | 0
1981 | 10 | 6 | 0.59 | 0.59 | 0.54 | 0 | 0.59 | 0.54 | 0 | 0 | 0 | 0 | 0 | 0 | 0
1981 | 10 | 7 | 0 | 0 | 0 | 0 | 0 | 0 | 0 | 0 | 0 | 0 | 0 | 0 | 0
1981 | 10 | 8 | 0 | 0 | 0 | 0 | 0 | 0 | 0 | 0 | 0 | 0 | 0 | 0 | 0
1981 | 10 | 9 | 0 | 0 | 0 | 0 | 0 | 0 | 0 | 0 | 0 | 0 | 0 | 0 | 0
1981 | 10 | 10 | 0 | 0 | 0 | 0 | 0 | 0 | 0 | 0 | 0 | 0 | 0 | 0 | 0
1981 | 10 | 11 | 0 | 0 | 0 | 0 | 0 | 0 | 0 | 0 | 0 | 0 | 0 | 0 | 0
1981 | 10 | 12 | 0 | 0 | 0 | 0 | 0 | 0 | 0 | 0 | 0 | 0 | 0 | 0 | 0
1981 | 10 | 13 | 0 | 0 | 0 | 0 | 0 | 0 | 0 | 0 | 0 | 0 | 0 | 0 | 0
1981 | 10 | 14 | 0 | 0 | 0 | 0 | 0 | 0 | 0 | 0 | 0 | 0 | 0 | 0 | 0
1981 | 10 | 15 | 0 | 0 | 0 | 0 | 0 | 0 | 0 | 0 | 0 | 0 | 0 | 0 | 0
1981 | 10 | 16 | 0 | 0 | 0 | 0 | 0 | 0 | 0 | 0 | 0 | 0 | 0 | 0 | 0
1981 | 10 | 17 | 0 | 0 | 0 | 0 | 0 | 0 | 0 | 0 | 0 | 0 | 0 | 0 | 0
1981 | 10 | 18 | 0.45 | 0.45 | 0.4 | 0 | 0.45 | 0.4 | 0 | 0 | 0 | 0 | 0 | 0 | 0
1981 | 10 | 19 | 0 | 0 | 0 | 0 | 0 | 0 | 0 | 0 | 0 | 0 | 0 | 0 | 0
1981 | 10 | 20 | 0 | 0 | 0 | 0 | 0 | 0 | 0 | 0 | 0 | 0 | 0 | 0 | 0
1981 | 10 | 21 | 0 | 0 | 0 | 0 | 0 | 0 | 0 | 0 | 0 | 0 | 0 | 0 | 0
1981 | 10 | 22 | 0 | 0 | 0 | 0 | 0 | 0 | 0 | 0 | 0 | 0 | 0 | 0 | 0
1981 | 10 | 23 | 0.57 | 0.57 | 0.52 | 0 | 0.57 | 0.52 | 0 | 0 | 0 | 0 | 0 | 0 | 0
1981 | 10 | 24 | 0 | 0 | 0 | 0 | 0 | 0 | 0 | 0 | 0 | 0 | 0 | 0 | 0
1981 | 10 | 25 | 0.33 | 0.33 | 0.28 | 0 | 0.33 | 0.28 | 0 | 0 | 0 | 0 | 0 | 0 | 0
1981 | 10 | 26 | 0.84 | 0.84 | 0.79 | 0 | 0.84 | 0.79 | 0 | 0 | 0 | 0 | 0 | 0 | 0
1981 | 10 | 27 | 0.64 | 0.64 | 0.59 | 0 | 0.64 | 0.59 | 0 | 0 | 0 | 0 | 0 | 0 | 0
1981 | 10 | 28 | 0 | 0 | 0 | 0 | 0 | 0 | 0 | 0 | 0 | 0 | 0 | 0 | 0
1981 | 10 | 29 | 0 | 0 | 0 | 0 | 0 | 0 | 0 | 0 | 0 | 0 | 0 | 0 | 0
1981 | 10 | 30 | 0 | 0 | 0 | 0 | 0 | 0 | 0 | 0 | 0 | 0 | 0 | 0 | 0
1981 | 10 | 31 | 0 | 0 | 0 | 0 | 0 | 0 | 0 | 0 | 0 | 0 | 0 | 0 | 0
1981 | 11 | 1 | 0 | 0 | 0 | 0 | 0 | 0 | 0 | 0 | 0 | 0 | 0 | 0 | 0
1981 | 11 | 2 | 0 | 0 | 0 | 0 | 0 | 0 | 0 | 0 | 0 | 0 | 0 | 0 | 0
1981 | 11 | 3 | 0 | 0 | 0 | 0 | 0 | 0 | 0 | 0 | 0 | 0 | 0 | 0 | 0
1981 | 11 | 4 | 0 | 0 | 0 | 0 | 0 | 0 | 0 | 0 | 0 | 0 | 0 | 0 | 0
1981 | 11 | 5 | 0.08 | 0.08 | 0.03 | 0 | 0.08 | 0.03 | 0 | 0 | 0 | 0 | 0 | 0 | 0
1981 | 11 | 6 | 0.19 | 0.19 | 0.14 | 0 | 0.19 | 0.14 | 0 | 0 | 0 | 0 | 0 | 0 | 0
1981 | 11 | 7 | 0 | 0 | 0 | 0 | 0 | 0 | 0 | 0 | 0 | 0 | 0 | 0 | 0
1981 | 11 | 8 | 0 | 0 | 0 | 0 | 0 | 0 | 0 | 0 | 0 | 0 | 0 | 0 | 0
1981 | 11 | 9 | 0 | 0 | 0 | 0 | 0 | 0 | 0 | 0 | 0 | 0 | 0 | 0 | 0
1981 | 11 | 10 | 0 | 0 | 0 | 0 | 0 | 0 | 0 | 0 | 0 | 0 | 0 | 0 | 0
1981 | 11 | 11 | 0 | 0 | 0 | 0 | 0 | 0 | 0 | 0 | 0 | 0 | 0 | 0 | 0
1981 | 11 | 12 | 0 | 0 | 0 | 0 | 0 | 0 | 0 | 0 | 0 | 0 | 0 | 0 | 0
1981 | 11 | 13 | 0 | 0 | 0 | 0 | 0 | 0 | 0 | 0 | 0 | 0 | 0 | 0 | 0
1981 | 11 | 14 | 0 | 0 | 0 | 0 | 0 | 0 | 0 | 0 | 0 | 0 | 0 | 0 | 0
1981 | 11 | 15 | 0 | 0 | 0 | 0 | 0 | 0 | 0 | 0 | 0 | 0 | 0 | 0 | 0
1981 | 11 | 16 | 0 | 0 | 0 | 0 | 0 | 0 | 0 | 0 | 0 | 0 | 0 | 0 | 0
1981 | 11 | 17 | 0.01 | 0.01 | 0 | 0 | 0.01 | 0 | 0 | 0 | 0 | 0 | 0 | 0 | 0
1981 | 11 | 18 | 0 | 0 | 0 | 0 | 0 | 0 | 0 | 0 | 0 | 0 | 0 | 0 | 0
1981 | 11 | 19 | 0 | 0 | 0 | 0 | 0 | 0 | 0 | 0 | 0 | 0 | 0 | 0 | 0
1981 | 11 | 20 | 0 | 0 | 0 | 0 | 0 | 0 | 0 | 0 | 0 | 0 | 0 | 0 | 0
1981 | 11 | 21 | 0 | 0 | 0 | 0 | 0 | 0 | 0 | 0 | 0 | 0 | 0 | 0 | 0
1981 | 11 | 22 | 0 | 0 | 0 | 0 | 0 | 0 | 0 | 0 | 0 | 0 | 0 | 0 | 0
1981 | 11 | 23 | 0 | 0 | 0 | 0 | 0 | 0 | 0 | 0 | 0 | 0 | 0 | 0 | 0
1981 | 11 | 24 | 0.01 | 0.01 | 0 | 0 | 0.01 | 0 | 0 | 0 | 0 | 0 | 0 | 0 | 0
1981 | 11 | 25 | 0 | 0 | 0 | 0 | 0 | 0 | 0 | 0 | 0 | 0 | 0 | 0 | 0
1981 | 11 | 26 | 0 | 0 | 0 | 0 | 0 | 0 | 0 | 0 | 0 | 0 | 0 | 0 | 0
1981 | 11 | 27 | 0 | 0 | 0 | 0 | 0 | 0 | 0 | 0 | 0 | 0 | 0 | 0 | 0
1981 | 11 | 28 | 0 | 0 | 0 | 0 | 0 | 0 | 0 | 0 | 0 | 0 | 0 | 0 | 0
1981 | 11 | 29 | 0 | 0 | 0 | 0 | 0 | 0 | 0 | 0 | 0 | 0 | 0 | 0 | 0
1981 | 11 | 30 | 0 | 0 | 0 | 0 | 0 | 0 | 0 | 0 | 0 | 0 | 0 | 0 | 0
1981 | 12 | 1 | 0.46 | 0.46 | 0.41 | 0 | 0.46 | 0.41 | 0 | 0 | 0 | 0 | 0 | 0 | 0
1981 | 12 | 2 | 0.04 | 0.04 | 0 | 0 | 0.04 | 0 | 0 | 0 | 0 | 0 | 0 | 0 | 0
1981 | 12 | 3 | 0 | 0 | 0 | 0 | 0 | 0 | 0 | 0 | 0 | 0 | 0 | 0 | 0
1981 | 12 | 4 | 0.04 | 0.04 | 0 | 0 | 0.04 | 0 | 0 | 0 | 0 | 0 | 0 | 0 | 0
1981 | 12 | 5 | 0.02 | 0.02 | 0 | 0 | 0.02 | 0 | 0 | 0 | 0 | 0 | 0 | 0 | 0
1981 | 12 | 6 | 0 | 0 | 0 | 0 | 0 | 0 | 0 | 0 | 0 | 0 | 0 | 0 | 0
1981 | 12 | 7 | 0 | 0 | 0 | 0 | 0 | 0 | 0 | 0 | 0 | 0 | 0 | 0 | 0
1981 | 12 | 8 | 0 | 0 | 0 | 0 | 0 | 0 | 0 | 0 | 0 | 0 | 0 | 0 | 0
1981 | 12 | 9 | 0 | 0 | 0 | 0 | 0 | 0 | 0 | 0 | 0 | 0 | 0 | 0 | 0
1981 | 12 | 10 | 0 | 0 | 0 | 0 | 0 | 0 | 0 | 0 | 0 | 0 | 0 | 0 | 0
1981 | 12 | 11 | 0 | 0 | 0 | 0 | 0 | 0 | 0 | 0 | 0 | 0 | 0 | 0 | 0
1981 | 12 | 12 | 0 | 0 | 0 | 0 | 0 | 0 | 0 | 0 | 0 | 0 | 0 | 0 | 0
1981 | 12 | 13 | 0 | 0 | 0 | 0 | 0 | 0 | 0 | 0 | 0 | 0 | 0 | 0 | 0
1981 | 12 | 14 | 0.84 | 0.84 | 0.79 | 0 | 0.84 | 0.79 | 0 | 0 | 0 | 0 | 0 | 0 | 0
1981 | 12 | 15 | 0.79 | 0.79 | 0.74 | 0 | 0.79 | 0.74 | 0 | 0 | 0 | 0 | 0 | 0 | 0
1981 | 12 | 16 | 0.09 | 0.09 | 0.04 | 0 | 0.09 | 0.04 | 0 | 0 | 0 | 0 | 0 | 0 | 0
1981 | 12 | 17 | 0 | 0 | 0 | 0 | 0 | 0 | 0 | 0 | 0 | 0 | 0 | 0 | 0
1981 | 12 | 18 | 0 | 0 | 0 | 0 | 0 | 0 | 0 | 0 | 0 | 0 | 0 | 0 | 0
1981 | 12 | 19 | 0 | 0 | 0 | 0 | 0 | 0 | 0 | 0 | 0 | 0 | 0 | 0 | 0
1981 | 12 | 20 | 0 | 0 | 0 | 0 | 0 | 0 | 0 | 0 | 0 | 0 | 0 | 0 | 0
1981 | 12 | 21 | 0 | 0 | 0 | 0 | 0 | 0 | 0 | 0 | 0 | 0 | 0 | 0 | 0
1981 | 12 | 22 | 0.08 | 0.08 | 0.03 | 0 | 0.08 | 0.03 | 0 | 0 | 0 | 0 | 0 | 0 | 0
1981 | 12 | 23 | 0 | 0 | 0 | 0 | 0 | 0 | 0 | 0 | 0 | 0 | 0 | 0 | 0
1981 | 12 | 24 | 0 | 0 | 0 | 0 | 0 | 0 | 0 | 0 | 0 | 0 | 0 | 0 | 0
1981 | 12 | 25 | 0 | 0 | 0 | 0 | 0 | 0 | 0 | 0 | 0 | 0 | 0 | 0 | 0
1981 | 12 | 26 | 0.01 | 0.01 | 0 | 0 | 0.01 | 0 | 0 | 0 | 0 | 0 | 0 | 0 | 0
1981 | 12 | 27 | 0.05 | 0.05 | 0 | 0 | 0.05 | 0 | 0 | 0 | 0 | 0 | 0 | 0 | 0
1981 | 12 | 28 | 0 | 0 | 0 | 0 | 0 | 0 | 0 | 0 | 0 | 0 | 0 | 0 | 0
1981 | 12 | 29 | 0 | 0 | 0 | 0 | 0 | 0 | 0 | 0 | 0 | 0 | 0 | 0 | 0
1981 | 12 | 30 | 0 | 0 | 0 | 0 | 0 | 0 | 0 | 0 | 0 | 0 | 0 | 0 | 0
1981 | 12 | 31 | 0.38 | 0.38 | 0.33 | 0 | 0.38 | 0.33 | 0 | 0 | 0 | 0 | 0 | 0 | 0
1982 | 1 | 1 | 0.1 | 0.1 | 0.05 | 0 | 0.1 | 0.05 | 0 | 0 | 0 | 0 | 0 | 0 | 0
1982 | 1 | 2 | 0 | 0 | 0 | 0 | 0 | 0 | 0 | 0 | 0 | 0 | 0 | 0 | 0
1982 | 1 | 3 | 0.21 | 0.21 | 0.16 | 0 | 0.21 | 0.16 | 0 | 0 | 0 | 0 | 0 | 0 | 0
1982 | 1 | 4 | 0.61 | 0.61 | 0.56 | 0 | 0.61 | 0.56 | 0 | 0 | 0 | 0 | 0 | 0 | 0
1982 | 1 | 5 | 0 | 0 | 0 | 0 | 0 | 0 | 0 | 0 | 0 | 0 | 0 | 0 | 0
1982 | 1 | 6 | 0 | 0 | 0 | 0 | 0 | 0 | 0 | 0 | 0 | 0 | 0 | 0 | 0
1982 | 1 | 7 | 0 | 0 | 0 | 0 | 0 | 0 | 0 | 0 | 0 | 0 | 0 | 0 | 0
1982 | 1 | 8 | 0 | 0 | 0 | 0 | 0 | 0 | 0 | 0 | 0 | 0 | 0 | 0 | 0
1982 | 1 | 9 | 0 | 0 | 0 | 0 | 0 | 0 | 0 | 0 | 0 | 0 | 0 | 0 | 0
1982 | 1 | 10 | 0 | 0 | 0 | 0 | 0 | 0 | 0 | 0 | 0 | 0 | 0 | 0 | 0
1982 | 1 | 11 | 0 | 0 | 0 | 0 | 0 | 0 | 0 | 0 | 0 | 0 | 0 | 0 | 0
1982 | 1 | 12 | 0 | 0 | 0 | 0 | 0 | 0 | 0 | 0 | 0 | 0 | 0 | 0 | 0
1982 | 1 | 13 | 0.42 | 0.42 | 0.37 | 0 | 0.42 | 0.37 | 0 | 0 | 0 | 0 | 0 | 0 | 0
1982 | 1 | 14 | 0.11 | 0.11 | 0.06 | 0 | 0.11 | 0.06 | 0 | 0 | 0 | 0 | 0 | 0 | 0
1982 | 1 | 15 | 0 | 0 | 0 | 0 | 0 | 0 | 0 | 0 | 0 | 0 | 0 | 0 | 0
1982 | 1 | 16 | 0.02 | 0.02 | 0 | 0 | 0.02 | 0 | 0 | 0 | 0 | 0 | 0 | 0 | 0
1982 | 1 | 17 | 0 | 0 | 0 | 0 | 0 | 0 | 0 | 0 | 0 | 0 | 0 | 0 | 0
1982 | 1 | 18 | 0 | 0 | 0 | 0 | 0 | 0 | 0 | 0 | 0 | 0 | 0 | 0 | 0
1982 | 1 | 19 | 0 | 0 | 0 | 0 | 0 | 0 | 0 | 0 | 0 | 0 | 0 | 0 | 0
1982 | 1 | 20 | 0 | 0 | 0 | 0 | 0 | 0 | 0 | 0 | 0 | 0 | 0 | 0 | 0
1982 | 1 | 21 | 0.25 | 0.25 | 0.2 | 0 | 0.25 | 0.2 | 0 | 0 | 0 | 0 | 0 | 0 | 0
1982 | 1 | 22 | 0.04 | 0.04 | 0 | 0 | 0.04 | 0 | 0 | 0 | 0 | 0 | 0 | 0 | 0
1982 | 1 | 23 | 0.44 | 0.44 | 0.39 | 0 | 0.44 | 0.39 | 0 | 0 | 0 | 0 | 0 | 0 | 0
1982 | 1 | 24 | 0 | 0 | 0 | 0 | 0 | 0 | 0 | 0 | 0 | 0 | 0 | 0 | 0
1982 | 1 | 25 | 0 | 0 | 0 | 0 | 0 | 0 | 0 | 0 | 0 | 0 | 0 | 0 | 0
1982 | 1 | 26 | 0.01 | 0.01 | 0 | 0 | 0.01 | 0 | 0 | 0 | 0 | 0 | 0 | 0 | 0
1982 | 1 | 27 | 0 | 0 | 0 | 0 | 0 | 0 | 0 | 0 | 0 | 0 | 0 | 0 | 0
1982 | 1 | 28 | 0 | 0 | 0 | 0 | 0 | 0 | 0 | 0 | 0 | 0 | 0 | 0 | 0
1982 | 1 | 29 | 0 | 0 | 0 | 0 | 0 | 0 | 0 | 0 | 0 | 0 | 0 | 0 | 0
1982 | 1 | 30 | 0 | 0 | 0 | 0 | 0 | 0 | 0 | 0 | 0 | 0 | 0 | 0 | 0
1982 | 1 | 31 | 0.06 | 0.06 | 0.01 | 0 | 0.06 | 0.01 | 0 | 0 | 0 | 0 | 0 | 0 | 0
1982 | 2 | 1 | 0 | 0 | 0 | 0 | 0 | 0 | 0 | 0 | 0 | 0 | 0 | 0 | 0
1982 | 2 | 2 | 0.61 | 0.61 | 0.56 | 0 | 0.61 | 0.56 | 0 | 0 | 0 | 0 | 0 | 0 | 0
1982 | 2 | 3 | 0.57 | 0.57 | 0.52 | 0 | 0.57 | 0.52 | 0 | 0 | 0 | 0 | 0 | 0 | 0
1982 | 2 | 4 | 0 | 0 | 0 | 0 | 0 | 0 | 0 | 0 | 0 | 0 | 0 | 0 | 0
1982 | 2 | 5 | 0 | 0 | 0 | 0 | 0 | 0 | 0 | 0 | 0 | 0 | 0 | 0 | 0
1982 | 2 | 6 | 0 | 0 | 0 | 0 | 0 | 0 | 0 | 0 | 0 | 0 | 0 | 0 | 0
1982 | 2 | 7 | 0 | 0 | 0 | 0 | 0 | 0 | 0 | 0 | 0 | 0 | 0 | 0 | 0
1982 | 2 | 8 | 0 | 0 | 0 | 0 | 0 | 0 | 0 | 0 | 0 | 0 | 0 | 0 | 0
1982 | 2 | 9 | 0.56 | 0.56 | 0.51 | 0 | 0.56 | 0.51 | 0 | 0 | 0 | 0 | 0 | 0 | 0
1982 | 2 | 10 | 0 | 0 | 0 | 0 | 0 | 0 | 0 | 0 | 0 | 0 | 0 | 0 | 0
1982 | 2 | 11 | 0 | 0 | 0 | 0 | 0 | 0 | 0 | 0 | 0 | 0 | 0 | 0 | 0
1982 | 2 | 12 | 0 | 0 | 0 | 0 | 0 | 0 | 0 | 0 | 0 | 0 | 0 | 0 | 0
1982 | 2 | 13 | 0.07 | 0.07 | 0.02 | 0 | 0.07 | 0.02 | 0 | 0 | 0 | 0 | 0 | 0 | 0
1982 | 2 | 14 | 0 | 0 | 0 | 0 | 0 | 0 | 0 | 0 | 0 | 0 | 0 | 0 | 0
1982 | 2 | 15 | 0 | 0 | 0 | 0 | 0 | 0 | 0 | 0 | 0 | 0 | 0 | 0 | 0
1982 | 2 | 16 | 0.15 | 0.15 | 0.1 | 0 | 0.15 | 0.1 | 0 | 0 | 0 | 0 | 0 | 0 | 0
1982 | 2 | 17 | 0.91 | 0.91 | 0.86 | 0 | 0.91 | 0.86 | 0 | 0 | 0 | 0 | 0 | 0 | 0
1982 | 2 | 18 | 0.04 | 0.04 | 0 | 0 | 0.04 | 0 | 0 | 0 | 0 | 0 | 0 | 0 | 0
1982 | 2 | 19 | 0.35 | 0.35 | 0.3 | 0 | 0.35 | 0.3 | 0 | 0 | 0 | 0 | 0 | 0 | 0
1982 | 2 | 20 | 0 | 0 | 0 | 0 | 0 | 0 | 0 | 0 | 0 | 0 | 0 | 0 | 0
1982 | 2 | 21 | 0 | 0 | 0 | 0 | 0 | 0 | 0 | 0 | 0 | 0 | 0 | 0 | 0
1982 | 2 | 22 | 0 | 0 | 0 | 0 | 0 | 0 | 0 | 0 | 0 | 0 | 0 | 0 | 0
1982 | 2 | 23 | 0 | 0 | 0 | 0 | 0 | 0 | 0 | 0 | 0 | 0 | 0 | 0 | 0
1982 | 2 | 24 | 0 | 0 | 0 | 0 | 0 | 0 | 0 | 0 | 0 | 0 | 0 | 0 | 0
1982 | 2 | 25 | 0 | 0 | 0 | 0 | 0 | 0 | 0 | 0 | 0 | 0 | 0 | 0 | 0
1982 | 2 | 26 | 0 | 0 | 0 | 0 | 0 | 0 | 0 | 0 | 0 | 0 | 0 | 0 | 0
1982 | 2 | 27 | 0.07 | 0.07 | 0.02 | 0 | 0.07 | 0.02 | 0 | 0 | 0 | 0 | 0 | 0 | 0
1982 | 2 | 28 | 0 | 0 | 0 | 0 | 0 | 0 | 0 | 0 | 0 | 0 | 0 | 0 | 0
1982 | 3 | 1 | 0 | 0 | 0 | 0 | 0 | 0 | 0 | 0 | 0 | 0 | 0 | 0 | 0
1982 | 3 | 2 | 0 | 0 | 0 | 0 | 0 | 0 | 0 | 0 | 0 | 0 | 0 | 0 | 0
1982 | 3 | 3 | 0 | 0 | 0 | 0 | 0 | 0 | 0 | 0 | 0 | 0 | 0 | 0 | 0
1982 | 3 | 4 | 0.01 | 0.01 | 0 | 0 | 0.01 | 0 | 0 | 0 | 0 | 0 | 0 | 0 | 0
1982 | 3 | 5 | 0 | 0 | 0 | 0 | 0 | 0 | 0 | 0 | 0 | 0 | 0 | 0 | 0
1982 | 3 | 6 | 0.04 | 0.04 | 0 | 0 | 0.04 | 0 | 0 | 0 | 0 | 0 | 0 | 0 | 0
1982 | 3 | 7 | 0.71 | 0.71 | 0.66 | 0 | 0.71 | 0.66 | 0 | 0 | 0 | 0 | 0 | 0 | 0
1982 | 3 | 8 | 0 | 0 | 0 | 0 | 0 | 0 | 0 | 0 | 0 | 0 | 0 | 0 | 0
1982 | 3 | 9 | 0 | 0 | 0 | 0 | 0 | 0 | 0 | 0 | 0 | 0 | 0 | 0 | 0
1982 | 3 | 10 | 0 | 0 | 0 | 0 | 0 | 0 | 0 | 0 | 0 | 0 | 0 | 0 | 0
1982 | 3 | 11 | 0.08 | 0.08 | 0.03 | 0 | 0.08 | 0.03 | 0 | 0 | 0 | 0 | 0 | 0 | 0
1982 | 3 | 12 | 0.24 | 0.24 | 0.19 | 0 | 0.24 | 0.19 | 0 | 0 | 0 | 0 | 0 | 0 | 0
1982 | 3 | 13 | 0.07 | 0.07 | 0.02 | 0 | 0.07 | 0.02 | 0 | 0 | 0 | 0 | 0 | 0 | 0
1982 | 3 | 14 | 0 | 0 | 0 | 0 | 0 | 0 | 0 | 0 | 0 | 0 | 0 | 0 | 0
1982 | 3 | 15 | 0.15 | 0.15 | 0.1 | 0 | 0.15 | 0.1 | 0 | 0 | 0 | 0 | 0 | 0 | 0
1982 | 3 | 16 | 0.5 | 0.5 | 0.45 | 0 | 0.5 | 0.45 | 0 | 0 | 0 | 0 | 0 | 0 | 0
1982 | 3 | 17 | 0 | 0 | 0 | 0 | 0 | 0 | 0 | 0 | 0 | 0 | 0 | 0 | 0
1982 | 3 | 18 | 0 | 0 | 0 | 0 | 0 | 0 | 0 | 0 | 0 | 0 | 0 | 0 | 0
1982 | 3 | 19 | 0.01 | 0.01 | 0 | 0 | 0.01 | 0 | 0 | 0 | 0 | 0 | 0 | 0 | 0
1982 | 3 | 20 | 0.19 | 0.19 | 0.14 | 0 | 0.19 | 0.14 | 0 | 0 | 0 | 0 | 0 | 0 | 0
1982 | 3 | 21 | 0.1 | 0.1 | 0.05 | 0 | 0.1 | 0.05 | 0 | 0 | 0 | 0 | 0 | 0 | 0
1982 | 3 | 22 | 0 | 0 | 0 | 0 | 0 | 0 | 0 | 0 | 0 | 0 | 0 | 0 | 0
1982 | 3 | 23 | 0 | 0 | 0 | 0 | 0 | 0 | 0 | 0 | 0 | 0 | 0 | 0 | 0
1982 | 3 | 24 | 0 | 0 | 0 | 0 | 0 | 0 | 0 | 0 | 0 | 0 | 0 | 0 | 0
1982 | 3 | 25 | 0.06 | 0.06 | 0.01 | 0 | 0.06 | 0.01 | 0 | 0 | 0 | 0 | 0 | 0 | 0
1982 | 3 | 26 | 0.11 | 0.11 | 0.06 | 0 | 0.11 | 0.06 | 0 | 0 | 0 | 0 | 0 | 0 | 0
1982 | 3 | 27 | 0 | 0 | 0 | 0 | 0 | 0 | 0 | 0 | 0 | 0 | 0 | 0 | 0
1982 | 3 | 28 | 0 | 0 | 0 | 0 | 0 | 0 | 0 | 0 | 0 | 0 | 0 | 0 | 0
1982 | 3 | 29 | 0 | 0 | 0 | 0 | 0 | 0 | 0 | 0 | 0 | 0 | 0 | 0 | 0
1982 | 3 | 30 | 0 | 0 | 0 | 0 | 0 | 0 | 0 | 0 | 0 | 0 | 0 | 0 | 0
1982 | 3 | 31 | 0.37 | 0.37 | 0.32 | 0 | 0.37 | 0.32 | 0 | 0 | 0 | 0 | 0 | 0 | 0
1982 | 4 | 1 | 0 | 0 | 0 | 0 | 0 | 0 | 0 | 0 | 0 | 0 | 0 | 0 | 0
1982 | 4 | 2 | 0 | 0 | 0 | 0 | 0 | 0 | 0 | 0 | 0 | 0 | 0 | 0 | 0
1982 | 4 | 3 | 0.43 | 0.43 | 0.38 | 0 | 0.43 | 0.38 | 0 | 0 | 0 | 0 | 0 | 0 | 0
1982 | 4 | 4 | 0 | 0 | 0 | 0 | 0 | 0 | 0 | 0 | 0 | 0 | 0 | 0 | 0
1982 | 4 | 5 | 0.09 | 0.09 | 0.04 | 0 | 0.09 | 0.04 | 0 | 0 | 0 | 0 | 0 | 0 | 0
1982 | 4 | 6 | 0.23 | 0.23 | 0.18 | 0 | 0.23 | 0.18 | 0 | 0 | 0 | 0 | 0 | 0 | 0
1982 | 4 | 7 | 0 | 0 | 0 | 0 | 0 | 0 | 0 | 0 | 0 | 0 | 0 | 0 | 0
1982 | 4 | 8 | 0 | 0 | 0 | 0 | 0 | 0 | 0 | 0 | 0 | 0 | 0 | 0 | 0
1982 | 4 | 9 | 0.21 | 0.21 | 0.16 | 0 | 0.21 | 0.16 | 0 | 0 | 0 | 0 | 0 | 0 | 0
1982 | 4 | 10 | 0 | 0 | 0 | 0 | 0 | 0 | 0 | 0 | 0 | 0 | 0 | 0 | 0
1982 | 4 | 11 | 0 | 0 | 0 | 0 | 0 | 0 | 0 | 0 | 0 | 0 | 0 | 0 | 0
1982 | 4 | 12 | 0 | 0 | 0 | 0 | 0 | 0 | 0 | 0 | 0 | 0 | 0 | 0 | 0
1982 | 4 | 13 | 0 | 0 | 0 | 0 | 0 | 0 | 0 | 0 | 0 | 0 | 0 | 0 | 0
1982 | 4 | 14 | 0 | 0 | 0 | 0 | 0 | 0 | 0 | 0 | 0 | 0 | 0 | 0 | 0
1982 | 4 | 15 | 0 | 0 | 0 | 0 | 0 | 0 | 0 | 0 | 0 | 0 | 0 | 0 | 0
1982 | 4 | 16 | 0 | 0 | 0 | 0 | 0 | 0 | 0 | 0 | 0 | 0 | 0 | 0 | 0
1982 | 4 | 17 | 0.54 | 0.54 | 0.49 | 0 | 0.54 | 0.49 | 0 | 0 | 0 | 0 | 0 | 0 | 0
1982 | 4 | 18 | 0 | 0 | 0 | 0 | 0 | 0 | 0 | 0 | 0 | 0 | 0 | 0 | 0
1982 | 4 | 19 | 0 | 0 | 0 | 0 | 0 | 0 | 0 | 0 | 0 | 0 | 0 | 0 | 0
1982 | 4 | 20 | 0 | 0 | 0 | 0 | 0 | 0 | 0 | 0 | 0 | 0 | 0 | 0 | 0
1982 | 4 | 21 | 0 | 0 | 0 | 0 | 0 | 0 | 0 | 0 | 0 | 0 | 0 | 0 | 0
1982 | 4 | 22 | 0 | 0 | 0 | 0 | 0 | 0 | 0 | 0 | 0 | 0 | 0 | 0 | 0
1982 | 4 | 23 | 0 | 0 | 0 | 0 | 0 | 0 | 0 | 0 | 0 | 0 | 0 | 0 | 0
1982 | 4 | 24 | 0 | 0 | 0 | 0 | 0 | 0 | 0 | 0 | 0 | 0 | 0 | 0 | 0
1982 | 4 | 25 | 0 | 0 | 0 | 0 | 0 | 0 | 0 | 0 | 0 | 0 | 0 | 0 | 0
1982 | 4 | 26 | 1.02 | 1 | 0.95 | 0 | 1 | 0.95 | 0 | 0 | 0 | 0 | 0 | 0 | 0
1982 | 4 | 27 | 0.67 | 0.67 | 0.62 | 0 | 0.67 | 0.62 | 0 | 0 | 0 | 0 | 0 | 0 | 0
1982 | 4 | 28 | 0 | 0 | 0 | 0 | 0 | 0 | 0 | 0 | 0 | 0 | 0 | 0 | 0
1982 | 4 | 29 | 0 | 0 | 0 | 0 | 0 | 0 | 0 | 0 | 0 | 0 | 0 | 0 | 0
1982 | 4 | 30 | 0 | 0 | 0 | 0 | 0 | 0 | 0 | 0 | 0 | 0 | 0 | 0 | 0
1982 | 5 | 1 | 0 | 0 | 0 | 0 | 0 | 0 | 0 | 0 | 0 | 0 | 0 | 0 | 0
1982 | 5 | 2 | 0 | 0 | 0 | 0 | 0 | 0 | 0 | 0 | 0 | 0 | 0 | 0 | 0
1982 | 5 | 3 | 0 | 0 | 0 | 0 | 0 | 0 | 0 | 0 | 0 | 0 | 0 | 0 | 0
1982 | 5 | 4 | 0 | 0 | 0 | 0 | 0 | 0 | 0 | 0 | 0 | 0 | 0 | 0 | 0
1982 | 5 | 5 | 0 | 0 | 0 | 0 | 0 | 0 | 0 | 0 | 0 | 0 | 0 | 0 | 0
1982 | 5 | 6 | 0 | 0 | 0 | 0 | 0 | 0 | 0 | 0 | 0 | 0 | 0 | 0 | 0
1982 | 5 | 7 | 0 | 0 | 0 | 0 | 0 | 0 | 0 | 0 | 0 | 0 | 0 | 0 | 0
1982 | 5 | 8 | 0.3 | 0.3 | 0.25 | 0 | 0.3 | 0.25 | 0 | 0 | 0 | 0 | 0 | 0 | 0
1982 | 5 | 9 | 0 | 0 | 0 | 0 | 0 | 0 | 0 | 0 | 0 | 0 | 0 | 0 | 0
1982 | 5 | 10 | 0 | 0 | 0 | 0 | 0 | 0 | 0 | 0 | 0 | 0 | 0 | 0 | 0
1982 | 5 | 11 | 0 | 0 | 0 | 0 | 0 | 0 | 0 | 0 | 0 | 0 | 0 | 0 | 0
1982 | 5 | 12 | 0 | 0 | 0 | 0 | 0 | 0 | 0 | 0 | 0 | 0 | 0 | 0 | 0
1982 | 5 | 13 | 0 | 0 | 0 | 0 | 0 | 0 | 0 | 0 | 0 | 0 | 0 | 0 | 0
1982 | 5 | 14 | 0 | 0 | 0 | 0 | 0 | 0 | 0 | 0 | 0 | 0 | 0 | 0 | 0
1982 | 5 | 15 | 0 | 0 | 0 | 0 | 0 | 0 | 0 | 0 | 0 | 0 | 0 | 0 | 0
1982 | 5 | 16 | 0 | 0 | 0 | 0 | 0 | 0 | 0 | 0 | 0 | 0 | 0 | 0 | 0
1982 | 5 | 17 | 0 | 0 | 0 | 0 | 0 | 0 | 0 | 0 | 0 | 0 | 0 | 0 | 0
1982 | 5 | 18 | 0 | 0 | 0 | 0 | 0 | 0 | 0 | 0 | 0 | 0 | 0 | 0 | 0
1982 | 5 | 19 | 0.92 | 0.92 | 0.87 | 0 | 0.92 | 0.87 | 0 | 0 | 0 | 0 | 0 | 0 | 0
1982 | 5 | 20 | 0 | 0 | 0 | 0 | 0 | 0 | 0 | 0 | 0 | 0 | 0 | 0 | 0
1982 | 5 | 21 | 0 | 0 | 0 | 0 | 0 | 0 | 0 | 0 | 0 | 0 | 0 | 0 | 0
1982 | 5 | 22 | 1.13 | 1 | 0.95 | 0 | 1 | 0.95 | 0 | 0 | 0 | 0 | 0 | 0 | 0
1982 | 5 | 23 | 0 | 0 | 0 | 0 | 0 | 0 | 0 | 0 | 0 | 0 | 0 | 0 | 0
1982 | 5 | 24 | 0.01 | 0.01 | 0 | 0 | 0.01 | 0 | 0 | 0 | 0 | 0 | 0 | 0 | 0
1982 | 5 | 25 | 0 | 0 | 0 | 0 | 0 | 0 | 0 | 0 | 0 | 0 | 0 | 0 | 0
1982 | 5 | 26 | 0 | 0 | 0 | 0 | 0 | 0 | 0 | 0 | 0 | 0 | 0 | 0 | 0
1982 | 5 | 27 | 0 | 0 | 0 | 0 | 0 | 0 | 0 | 0 | 0 | 0 | 0 | 0 | 0
1982 | 5 | 28 | 1.56 | 1 | 0.95 | 0 | 1 | 0.95 | 0 | 0 | 0 | 0 | 0 | 0 | 0
1982 | 5 | 29 | 0.07 | 0.07 | 0.02 | 0 | 0.07 | 0.02 | 0 | 0 | 0 | 0 | 0 | 0 | 0
1982 | 5 | 30 | 1.12 | 1 | 0.95 | 0 | 1 | 0.95 | 0 | 0 | 0 | 0 | 0 | 0 | 0
1982 | 5 | 31 | 0 | 0 | 0 | 0 | 0 | 0 | 0 | 0 | 0 | 0 | 0 | 0 | 0
1982 | 6 | 1 | 1.13 | 1 | 0.95 | 0 | 1 | 0.95 | 0 | 0 | 0 | 0 | 0 | 0 | 0
1982 | 6 | 2 | 0 | 0 | 0 | 0 | 0 | 0 | 0 | 0 | 0 | 0 | 0 | 0 | 0
1982 | 6 | 3 | 0.5 | 0.5 | 0.45 | 0 | 0.5 | 0.45 | 0 | 0 | 0 | 0 | 0 | 0 | 0
1982 | 6 | 4 | 0.11 | 0.11 | 0.06 | 0 | 0.11 | 0.06 | 0 | 0 | 0 | 0 | 0 | 0 | 0
1982 | 6 | 5 | 0.81 | 0.81 | 0.76 | 0 | 0.81 | 0.76 | 0 | 0 | 0 | 0 | 0 | 0 | 0
1982 | 6 | 6 | 0.09 | 0.09 | 0.04 | 0 | 0.09 | 0.04 | 0 | 0 | 0 | 0 | 0 | 0 | 0
1982 | 6 | 7 | 0.05 | 0.05 | 0 | 0 | 0.05 | 0 | 0 | 0 | 0 | 0 | 0 | 0 | 0
1982 | 6 | 8 | 0 | 0 | 0 | 0 | 0 | 0 | 0 | 0 | 0 | 0 | 0 | 0 | 0
1982 | 6 | 9 | 0 | 0 | 0 | 0 | 0 | 0 | 0 | 0 | 0 | 0 | 0 | 0 | 0
1982 | 6 | 10 | 0.27 | 0.27 | 0.22 | 0 | 0.27 | 0.22 | 0 | 0 | 0 | 0 | 0 | 0 | 0
1982 | 6 | 11 | 0.02 | 0.02 | 0 | 0 | 0.02 | 0 | 0 | 0 | 0 | 0 | 0 | 0 | 0
1982 | 6 | 12 | 0.12 | 0.12 | 0.07 | 0 | 0.12 | 0.07 | 0 | 0 | 0 | 0 | 0 | 0 | 0
1982 | 6 | 13 | 1.75 | 1 | 0.95 | 0 | 1 | 0.95 | 0 | 0 | 0 | 0 | 0 | 0 | 0
1982 | 6 | 14 | 0 | 0 | 0 | 0 | 0 | 0 | 0 | 0 | 0 | 0 | 0 | 0 | 0
1982 | 6 | 15 | 0 | 0 | 0 | 0 | 0 | 0 | 0 | 0 | 0 | 0 | 0 | 0 | 0
1982 | 6 | 16 | 0 | 0 | 0 | 0 | 0 | 0 | 0 | 0 | 0 | 0 | 0 | 0 | 0
1982 | 6 | 17 | 0.1 | 0.1 | 0.05 | 0 | 0.1 | 0.05 | 0 | 0 | 0 | 0 | 0 | 0 | 0
1982 | 6 | 18 | 0 | 0 | 0 | 0 | 0 | 0 | 0 | 0 | 0 | 0 | 0 | 0 | 0
1982 | 6 | 19 | 0 | 0 | 0 | 0 | 0 | 0 | 0 | 0 | 0 | 0 | 0 | 0 | 0
1982 | 6 | 20 | 0 | 0 | 0 | 0 | 0 | 0 | 0 | 0 | 0 | 0 | 0 | 0 | 0
1982 | 6 | 21 | 0 | 0 | 0 | 0 | 0 | 0 | 0 | 0 | 0 | 0 | 0 | 0 | 0
1982 | 6 | 22 | 0.07 | 0.07 | 0.02 | 0 | 0.07 | 0.02 | 0 | 0 | 0 | 0 | 0 | 0 | 0
1982 | 6 | 23 | 0 | 0 | 0 | 0 | 0 | 0 | 0 | 0 | 0 | 0 | 0 | 0 | 0
1982 | 6 | 24 | 0 | 0 | 0 | 0 | 0 | 0 | 0 | 0 | 0 | 0 | 0 | 0 | 0
1982 | 6 | 25 | 0 | 0 | 0 | 0 | 0 | 0 | 0 | 0 | 0 | 0 | 0 | 0 | 0
1982 | 6 | 26 | 0 | 0 | 0 | 0 | 0 | 0 | 0 | 0 | 0 | 0 | 0 | 0 | 0
1982 | 6 | 27 | 0 | 0 | 0 | 0 | 0 | 0 | 0 | 0 | 0 | 0 | 0 | 0 | 0
1982 | 6 | 28 | 0 | 0 | 0 | 0 | 0 | 0 | 0 | 0 | 0 | 0 | 0 | 0 | 0
1982 | 6 | 29 | 0.39 | 0.39 | 0.34 | 0 | 0.39 | 0.34 | 0 | 0 | 0 | 0 | 0 | 0 | 0
1982 | 6 | 30 | 0 | 0 | 0 | 0 | 0 | 0 | 0 | 0 | 0 | 0 | 0 | 0 | 0
1982 | 7 | 1 | 0 | 0 | 0 | 0 | 0 | 0 | 0 | 0 | 0 | 0 | 0 | 0 | 0
1982 | 7 | 2 | 0 | 0 | 0 | 0 | 0 | 0 | 0 | 0 | 0 | 0 | 0 | 0 | 0
1982 | 7 | 3 | 0.31 | 0.31 | 0.26 | 0 | 0.31 | 0.26 | 0 | 0 | 0 | 0 | 0 | 0 | 0
1982 | 7 | 4 | 0 | 0 | 0 | 0 | 0 | 0 | 0 | 0 | 0 | 0 | 0 | 0 | 0
1982 | 7 | 5 | 0 | 0 | 0 | 0 | 0 | 0 | 0 | 0 | 0 | 0 | 0 | 0 | 0
1982 | 7 | 6 | 0 | 0 | 0 | 0 | 0 | 0 | 0 | 0 | 0 | 0 | 0 | 0 | 0
1982 | 7 | 7 | 0 | 0 | 0 | 0 | 0 | 0 | 0 | 0 | 0 | 0 | 0 | 0 | 0
1982 | 7 | 8 | 0 | 0 | 0 | 0 | 0 | 0 | 0 | 0 | 0 | 0 | 0 | 0 | 0
1982 | 7 | 9 | 0.01 | 0.01 | 0 | 0 | 0.01 | 0 | 0 | 0 | 0 | 0 | 0 | 0 | 0
1982 | 7 | 10 | 0 | 0 | 0 | 0 | 0 | 0 | 0 | 0 | 0 | 0 | 0 | 0 | 0
1982 | 7 | 11 | 0.07 | 0.07 | 0.02 | 0 | 0.07 | 0.02 | 0 | 0 | 0 | 0 | 0 | 0 | 0
1982 | 7 | 12 | 0 | 0 | 0 | 0 | 0 | 0 | 0 | 0 | 0 | 0 | 0 | 0 | 0
1982 | 7 | 13 | 0 | 0 | 0 | 0 | 0 | 0 | 0 | 0 | 0 | 0 | 0 | 0 | 0
1982 | 7 | 14 | 0.05 | 0.05 | 0 | 0 | 0.05 | 0 | 0 | 0 | 0 | 0 | 0 | 0 | 0
1982 | 7 | 15 | 0 | 0 | 0 | 0 | 0 | 0 | 0 | 0 | 0 | 0 | 0 | 0 | 0
1982 | 7 | 16 | 0 | 0 | 0 | 0 | 0 | 0 | 0 | 0 | 0 | 0 | 0 | 0 | 0
1982 | 7 | 17 | 0 | 0 | 0 | 0 | 0 | 0 | 0 | 0 | 0 | 0 | 0 | 0 | 0
1982 | 7 | 18 | 0 | 0 | 0 | 0 | 0 | 0 | 0 | 0 | 0 | 0 | 0 | 0 | 0
1982 | 7 | 19 | 0.73 | 0.73 | 0.68 | 0 | 0.73 | 0.68 | 0 | 0 | 0 | 0 | 0 | 0 | 0
1982 | 7 | 20 | 0 | 0 | 0 | 0 | 0 | 0 | 0 | 0 | 0 | 0 | 0 | 0 | 0
1982 | 7 | 21 | 0 | 0 | 0 | 0 | 0 | 0 | 0 | 0 | 0 | 0 | 0 | 0 | 0
1982 | 7 | 22 | 0 | 0 | 0 | 0 | 0 | 0 | 0 | 0 | 0 | 0 | 0 | 0 | 0
1982 | 7 | 23 | 0.06 | 0.06 | 0.01 | 0 | 0.06 | 0.01 | 0 | 0 | 0 | 0 | 0 | 0 | 0
1982 | 7 | 24 | 0 | 0 | 0 | 0 | 0 | 0 | 0 | 0 | 0 | 0 | 0 | 0 | 0
1982 | 7 | 25 | 0 | 0 | 0 | 0 | 0 | 0 | 0 | 0 | 0 | 0 | 0 | 0 | 0
1982 | 7 | 26 | 0 | 0 | 0 | 0 | 0 | 0 | 0 | 0 | 0 | 0 | 0 | 0 | 0
1982 | 7 | 27 | 0.1 | 0.1 | 0.05 | 0 | 0.1 | 0.05 | 0 | 0 | 0 | 0 | 0 | 0 | 0
1982 | 7 | 28 | 0 | 0 | 0 | 0 | 0 | 0 | 0 | 0 | 0 | 0 | 0 | 0 | 0
1982 | 7 | 29 | 0 | 0 | 0 | 0 | 0 | 0 | 0 | 0 | 0 | 0 | 0 | 0 | 0
1982 | 7 | 30 | 1.51 | 1 | 0.95 | 0 | 1 | 0.95 | 0 | 0 | 0 | 0 | 0 | 0 | 0
1982 | 7 | 31 | 0.14 | 0.14 | 0.09 | 0 | 0.14 | 0.09 | 0 | 0 | 0 | 0 | 0 | 0 | 0
1982 | 8 | 1 | 0 | 0 | 0 | 0 | 0 | 0 | 0 | 0 | 0 | 0 | 0 | 0 | 0
1982 | 8 | 2 | 0.1 | 0.1 | 0.05 | 0 | 0.1 | 0.05 | 0 | 0 | 0 | 0 | 0 | 0 | 0
1982 | 8 | 3 | 0 | 0 | 0 | 0 | 0 | 0 | 0 | 0 | 0 | 0 | 0 | 0 | 0
1982 | 8 | 4 | 0 | 0 | 0 | 0 | 0 | 0 | 0 | 0 | 0 | 0 | 0 | 0 | 0
1982 | 8 | 5 | 0.36 | 0.36 | 0.31 | 0 | 0.36 | 0.31 | 0 | 0 | 0 | 0 | 0 | 0 | 0
1982 | 8 | 6 | 0.25 | 0.25 | 0.2 | 0 | 0.25 | 0.2 | 0 | 0 | 0 | 0 | 0 | 0 | 0
1982 | 8 | 7 | 0 | 0 | 0 | 0 | 0 | 0 | 0 | 0 | 0 | 0 | 0 | 0 | 0
1982 | 8 | 8 | 0 | 0 | 0 | 0 | 0 | 0 | 0 | 0 | 0 | 0 | 0 | 0 | 0
1982 | 8 | 9 | 0.84 | 0.84 | 0.79 | 0 | 0.84 | 0.79 | 0 | 0 | 0 | 0 | 0 | 0 | 0
1982 | 8 | 10 | 0 | 0 | 0 | 0 | 0 | 0 | 0 | 0 | 0 | 0 | 0 | 0 | 0
1982 | 8 | 11 | 0.02 | 0.02 | 0 | 0 | 0.02 | 0 | 0 | 0 | 0 | 0 | 0 | 0 | 0
1982 | 8 | 12 | 0.01 | 0.01 | 0 | 0 | 0.01 | 0 | 0 | 0 | 0 | 0 | 0 | 0 | 0
1982 | 8 | 13 | 0 | 0 | 0 | 0 | 0 | 0 | 0 | 0 | 0 | 0 | 0 | 0 | 0
1982 | 8 | 14 | 0 | 0 | 0 | 0 | 0 | 0 | 0 | 0 | 0 | 0 | 0 | 0 | 0
1982 | 8 | 15 | 0 | 0 | 0 | 0 | 0 | 0 | 0 | 0 | 0 | 0 | 0 | 0 | 0
1982 | 8 | 16 | 0 | 0 | 0 | 0 | 0 | 0 | 0 | 0 | 0 | 0 | 0 | 0 | 0
1982 | 8 | 17 | 0.66 | 0.66 | 0.61 | 0 | 0.66 | 0.61 | 0 | 0 | 0 | 0 | 0 | 0 | 0
1982 | 8 | 18 | 0 | 0 | 0 | 0 | 0 | 0 | 0 | 0 | 0 | 0 | 0 | 0 | 0
1982 | 8 | 19 | 0 | 0 | 0 | 0 | 0 | 0 | 0 | 0 | 0 | 0 | 0 | 0 | 0
1982 | 8 | 20 | 0 | 0 | 0 | 0 | 0 | 0 | 0 | 0 | 0 | 0 | 0 | 0 | 0
1982 | 8 | 21 | 0.44 | 0.44 | 0.39 | 0 | 0.44 | 0.39 | 0 | 0 | 0 | 0 | 0 | 0 | 0
1982 | 8 | 22 | 0 | 0 | 0 | 0 | 0 | 0 | 0 | 0 | 0 | 0 | 0 | 0 | 0
1982 | 8 | 23 | 0 | 0 | 0 | 0 | 0 | 0 | 0 | 0 | 0 | 0 | 0 | 0 | 0
1982 | 8 | 24 | 0 | 0 | 0 | 0 | 0 | 0 | 0 | 0 | 0 | 0 | 0 | 0 | 0
1982 | 8 | 25 | 0 | 0 | 0 | 0 | 0 | 0 | 0 | 0 | 0 | 0 | 0 | 0 | 0
1982 | 8 | 26 | 0 | 0 | 0 | 0 | 0 | 0 | 0 | 0 | 0 | 0 | 0 | 0 | 0
1982 | 8 | 27 | 0 | 0 | 0 | 0 | 0 | 0 | 0 | 0 | 0 | 0 | 0 | 0 | 0
1982 | 8 | 28 | 0 | 0 | 0 | 0 | 0 | 0 | 0 | 0 | 0 | 0 | 0 | 0 | 0
1982 | 8 | 29 | 0 | 0 | 0 | 0 | 0 | 0 | 0 | 0 | 0 | 0 | 0 | 0 | 0
1982 | 8 | 30 | 0 | 0 | 0 | 0 | 0 | 0 | 0 | 0 | 0 | 0 | 0 | 0 | 0
1982 | 8 | 31 | 0 | 0 | 0 | 0 | 0 | 0 | 0 | 0 | 0 | 0 | 0 | 0 | 0
1982 | 9 | 1 | 0 | 0 | 0 | 0 | 0 | 0 | 0 | 0 | 0 | 0 | 0 | 0 | 0
1982 | 9 | 2 | 0.06 | 0.06 | 0.01 | 0 | 0.06 | 0.01 | 0 | 0 | 0 | 0 | 0 | 0 | 0
1982 | 9 | 3 | 0 | 0 | 0 | 0 | 0 | 0 | 0 | 0 | 0 | 0 | 0 | 0 | 0
1982 | 9 | 4 | 0 | 0 | 0 | 0 | 0 | 0 | 0 | 0 | 0 | 0 | 0 | 0 | 0
1982 | 9 | 5 | 0 | 0 | 0 | 0 | 0 | 0 | 0 | 0 | 0 | 0 | 0 | 0 | 0
1982 | 9 | 6 | 0 | 0 | 0 | 0 | 0 | 0 | 0 | 0 | 0 | 0 | 0 | 0 | 0
1982 | 9 | 7 | 0 | 0 | 0 | 0 | 0 | 0 | 0 | 0 | 0 | 0 | 0 | 0 | 0
1982 | 9 | 8 | 0 | 0 | 0 | 0 | 0 | 0 | 0 | 0 | 0 | 0 | 0 | 0 | 0
1982 | 9 | 9 | 0 | 0 | 0 | 0 | 0 | 0 | 0 | 0 | 0 | 0 | 0 | 0 | 0
1982 | 9 | 10 | 0 | 0 | 0 | 0 | 0 | 0 | 0 | 0 | 0 | 0 | 0 | 0 | 0
1982 | 9 | 11 | 0 | 0 | 0 | 0 | 0 | 0 | 0 | 0 | 0 | 0 | 0 | 0 | 0
1982 | 9 | 12 | 0 | 0 | 0 | 0 | 0 | 0 | 0 | 0 | 0 | 0 | 0 | 0 | 0
1982 | 9 | 13 | 0 | 0 | 0 | 0 | 0 | 0 | 0 | 0 | 0 | 0 | 0 | 0 | 0
1982 | 9 | 14 | 0 | 0 | 0 | 0 | 0 | 0 | 0 | 0 | 0 | 0 | 0 | 0 | 0
1982 | 9 | 15 | 0 | 0 | 0 | 0 | 0 | 0 | 0 | 0 | 0 | 0 | 0 | 0 | 0
1982 | 9 | 16 | 0 | 0 | 0 | 0 | 0 | 0 | 0 | 0 | 0 | 0 | 0 | 0 | 0
1982 | 9 | 17 | 0 | 0 | 0 | 0 | 0 | 0 | 0 | 0 | 0 | 0 | 0 | 0 | 0
1982 | 9 | 18 | 0 | 0 | 0 | 0 | 0 | 0 | 0 | 0 | 0 | 0 | 0 | 0 | 0
1982 | 9 | 19 | 0 | 0 | 0 | 0 | 0 | 0 | 0 | 0 | 0 | 0 | 0 | 0 | 0
1982 | 9 | 20 | 0.21 | 0.21 | 0.16 | 0 | 0.21 | 0.16 | 0 | 0 | 0 | 0 | 0 | 0 | 0
1982 | 9 | 21 | 0 | 0 | 0 | 0 | 0 | 0 | 0 | 0 | 0 | 0 | 0 | 0 | 0
1982 | 9 | 22 | 0.95 | 0.95 | 0.9 | 0 | 0.95 | 0.9 | 0 | 0 | 0 | 0 | 0 | 0 | 0
1982 | 9 | 23 | 0 | 0 | 0 | 0 | 0 | 0 | 0 | 0 | 0 | 0 | 0 | 0 | 0
1982 | 9 | 24 | 0 | 0 | 0 | 0 | 0 | 0 | 0 | 0 | 0 | 0 | 0 | 0 | 0
1982 | 9 | 25 | 0 | 0 | 0 | 0 | 0 | 0 | 0 | 0 | 0 | 0 | 0 | 0 | 0
1982 | 9 | 26 | 0.39 | 0.39 | 0.34 | 0 | 0.39 | 0.34 | 0 | 0 | 0 | 0 | 0 | 0 | 0
1982 | 9 | 27 | 0.1 | 0.1 | 0.05 | 0 | 0.1 | 0.05 | 0 | 0 | 0 | 0 | 0 | 0 | 0
1982 | 9 | 28 | 0 | 0 | 0 | 0 | 0 | 0 | 0 | 0 | 0 | 0 | 0 | 0 | 0
1982 | 9 | 29 | 0 | 0 | 0 | 0 | 0 | 0 | 0 | 0 | 0 | 0 | 0 | 0 | 0
1982 | 9 | 30 | 0 | 0 | 0 | 0 | 0 | 0 | 0 | 0 | 0 | 0 | 0 | 0 | 0
1982 | 10 | 1 | 0 | 0 | 0 | 0 | 0 | 0 | 0 | 0 | 0 | 0 | 0 | 0 | 0
1982 | 10 | 2 | 0 | 0 | 0 | 0 | 0 | 0 | 0 | 0 | 0 | 0 | 0 | 0 | 0
1982 | 10 | 3 | 0 | 0 | 0 | 0 | 0 | 0 | 0 | 0 | 0 | 0 | 0 | 0 | 0
1982 | 10 | 4 | 0 | 0 | 0 | 0 | 0 | 0 | 0 | 0 | 0 | 0 | 0 | 0 | 0
1982 | 10 | 5 | 0 | 0 | 0 | 0 | 0 | 0 | 0 | 0 | 0 | 0 | 0 | 0 | 0
1982 | 10 | 6 | 0 | 0 | 0 | 0 | 0 | 0 | 0 | 0 | 0 | 0 | 0 | 0 | 0
1982 | 10 | 7 | 0 | 0 | 0 | 0 | 0 | 0 | 0 | 0 | 0 | 0 | 0 | 0 | 0
1982 | 10 | 8 | 0 | 0 | 0 | 0 | 0 | 0 | 0 | 0 | 0 | 0 | 0 | 0 | 0
1982 | 10 | 9 | 0 | 0 | 0 | 0 | 0 | 0 | 0 | 0 | 0 | 0 | 0 | 0 | 0
1982 | 10 | 10 | 0 | 0 | 0 | 0 | 0 | 0 | 0 | 0 | 0 | 0 | 0 | 0 | 0
1982 | 10 | 11 | 0 | 0 | 0 | 0 | 0 | 0 | 0 | 0 | 0 | 0 | 0 | 0 | 0
1982 | 10 | 12 | 0 | 0 | 0 | 0 | 0 | 0 | 0 | 0 | 0 | 0 | 0 | 0 | 0
1982 | 10 | 13 | 0.35 | 0.35 | 0.3 | 0 | 0.35 | 0.3 | 0 | 0 | 0 | 0 | 0 | 0 | 0
1982 | 10 | 14 | 0 | 0 | 0 | 0 | 0 | 0 | 0 | 0 | 0 | 0 | 0 | 0 | 0
1982 | 10 | 15 | 0.08 | 0.08 | 0.03 | 0 | 0.08 | 0.03 | 0 | 0 | 0 | 0 | 0 | 0 | 0
1982 | 10 | 16 | 0.02 | 0.02 | 0 | 0 | 0.02 | 0 | 0 | 0 | 0 | 0 | 0 | 0 | 0
1982 | 10 | 17 | 0 | 0 | 0 | 0 | 0 | 0 | 0 | 0 | 0 | 0 | 0 | 0 | 0
1982 | 10 | 18 | 0 | 0 | 0 | 0 | 0 | 0 | 0 | 0 | 0 | 0 | 0 | 0 | 0
1982 | 10 | 19 | 0 | 0 | 0 | 0 | 0 | 0 | 0 | 0 | 0 | 0 | 0 | 0 | 0
1982 | 10 | 20 | 0.01 | 0.01 | 0 | 0 | 0.01 | 0 | 0 | 0 | 0 | 0 | 0 | 0 | 0
1982 | 10 | 21 | 0.1 | 0.1 | 0.05 | 0 | 0.1 | 0.05 | 0 | 0 | 0 | 0 | 0 | 0 | 0
1982 | 10 | 22 | 0 | 0 | 0 | 0 | 0 | 0 | 0 | 0 | 0 | 0 | 0 | 0 | 0
1982 | 10 | 23 | 0 | 0 | 0 | 0 | 0 | 0 | 0 | 0 | 0 | 0 | 0 | 0 | 0
1982 | 10 | 24 | 0 | 0 | 0 | 0 | 0 | 0 | 0 | 0 | 0 | 0 | 0 | 0 | 0
1982 | 10 | 25 | 1.18 | 1 | 0.95 | 0 | 1 | 0.95 | 0 | 0 | 0 | 0 | 0 | 0 | 0
1982 | 10 | 26 | 0.01 | 0.01 | 0 | 0 | 0.01 | 0 | 0 | 0 | 0 | 0 | 0 | 0 | 0
1982 | 10 | 27 | 0 | 0 | 0 | 0 | 0 | 0 | 0 | 0 | 0 | 0 | 0 | 0 | 0
1982 | 10 | 28 | 0 | 0 | 0 | 0 | 0 | 0 | 0 | 0 | 0 | 0 | 0 | 0 | 0
1982 | 10 | 29 | 0 | 0 | 0 | 0 | 0 | 0 | 0 | 0 | 0 | 0 | 0 | 0 | 0
1982 | 10 | 30 | 0 | 0 | 0 | 0 | 0 | 0 | 0 | 0 | 0 | 0 | 0 | 0 | 0
1982 | 10 | 31 | 0 | 0 | 0 | 0 | 0 | 0 | 0 | 0 | 0 | 0 | 0 | 0 | 0
1982 | 11 | 1 | 0 | 0 | 0 | 0 | 0 | 0 | 0 | 0 | 0 | 0 | 0 | 0 | 0
1982 | 11 | 2 | 0 | 0 | 0 | 0 | 0 | 0 | 0 | 0 | 0 | 0 | 0 | 0 | 0
1982 | 11 | 3 | 0 | 0 | 0 | 0 | 0 | 0 | 0 | 0 | 0 | 0 | 0 | 0 | 0
1982 | 11 | 4 | 0.37 | 0.37 | 0.32 | 0 | 0.37 | 0.32 | 0 | 0 | 0 | 0 | 0 | 0 | 0
1982 | 11 | 5 | 0 | 0 | 0 | 0 | 0 | 0 | 0 | 0 | 0 | 0 | 0 | 0 | 0
1982 | 11 | 6 | 0 | 0 | 0 | 0 | 0 | 0 | 0 | 0 | 0 | 0 | 0 | 0 | 0
1982 | 11 | 7 | 0 | 0 | 0 | 0 | 0 | 0 | 0 | 0 | 0 | 0 | 0 | 0 | 0
1982 | 11 | 8 | 0 | 0 | 0 | 0 | 0 | 0 | 0 | 0 | 0 | 0 | 0 | 0 | 0
1982 | 11 | 9 | 0 | 0 | 0 | 0 | 0 | 0 | 0 | 0 | 0 | 0 | 0 | 0 | 0
1982 | 11 | 10 | 0 | 0 | 0 | 0 | 0 | 0 | 0 | 0 | 0 | 0 | 0 | 0 | 0
1982 | 11 | 11 | 0 | 0 | 0 | 0 | 0 | 0 | 0 | 0 | 0 | 0 | 0 | 0 | 0
1982 | 11 | 12 | 0.29 | 0.29 | 0.24 | 0 | 0.29 | 0.24 | 0 | 0 | 0 | 0 | 0 | 0 | 0
1982 | 11 | 13 | 0.53 | 0.53 | 0.48 | 0 | 0.53 | 0.48 | 0 | 0 | 0 | 0 | 0 | 0 | 0
1982 | 11 | 14 | 0 | 0 | 0 | 0 | 0 | 0 | 0 | 0 | 0 | 0 | 0 | 0 | 0
1982 | 11 | 15 | 0 | 0 | 0 | 0 | 0 | 0 | 0 | 0 | 0 | 0 | 0 | 0 | 0
1982 | 11 | 16 | 0 | 0 | 0 | 0 | 0 | 0 | 0 | 0 | 0 | 0 | 0 | 0 | 0
1982 | 11 | 17 | 0 | 0 | 0 | 0 | 0 | 0 | 0 | 0 | 0 | 0 | 0 | 0 | 0
1982 | 11 | 18 | 0 | 0 | 0 | 0 | 0 | 0 | 0 | 0 | 0 | 0 | 0 | 0 | 0
1982 | 11 | 19 | 0 | 0 | 0 | 0 | 0 | 0 | 0 | 0 | 0 | 0 | 0 | 0 | 0
1982 | 11 | 20 | 0.01 | 0.01 | 0 | 0 | 0.01 | 0 | 0 | 0 | 0 | 0 | 0 | 0 | 0
1982 | 11 | 21 | 0 | 0 | 0 | 0 | 0 | 0 | 0 | 0 | 0 | 0 | 0 | 0 | 0
1982 | 11 | 22 | 0 | 0 | 0 | 0 | 0 | 0 | 0 | 0 | 0 | 0 | 0 | 0 | 0
1982 | 11 | 23 | 0 | 0 | 0 | 0 | 0 | 0 | 0 | 0 | 0 | 0 | 0 | 0 | 0
1982 | 11 | 24 | 0.01 | 0.01 | 0 | 0 | 0.01 | 0 | 0 | 0 | 0 | 0 | 0 | 0 | 0
1982 | 11 | 25 | 0 | 0 | 0 | 0 | 0 | 0 | 0 | 0 | 0 | 0 | 0 | 0 | 0
1982 | 11 | 26 | 0 | 0 | 0 | 0 | 0 | 0 | 0 | 0 | 0 | 0 | 0 | 0 | 0
1982 | 11 | 27 | 0 | 0 | 0 | 0 | 0 | 0 | 0 | 0 | 0 | 0 | 0 | 0 | 0
1982 | 11 | 28 | 0.79 | 0.79 | 0.74 | 0 | 0.79 | 0.74 | 0 | 0 | 0 | 0 | 0 | 0 | 0
1982 | 11 | 29 | 0.96 | 0.96 | 0.91 | 0 | 0.96 | 0.91 | 0 | 0 | 0 | 0 | 0 | 0 | 0
1982 | 11 | 30 | 0 | 0 | 0 | 0 | 0 | 0 | 0 | 0 | 0 | 0 | 0 | 0 | 0
1982 | 12 | 1 | 0.46 | 0.46 | 0.41 | 0 | 0.46 | 0.41 | 0 | 0 | 0 | 0 | 0 | 0 | 0
1982 | 12 | 2 | 0 | 0 | 0 | 0 | 0 | 0 | 0 | 0 | 0 | 0 | 0 | 0 | 0
1982 | 12 | 3 | 0 | 0 | 0 | 0 | 0 | 0 | 0 | 0 | 0 | 0 | 0 | 0 | 0
1982 | 12 | 4 | 0 | 0 | 0 | 0 | 0 | 0 | 0 | 0 | 0 | 0 | 0 | 0 | 0
1982 | 12 | 5 | 0 | 0 | 0 | 0 | 0 | 0 | 0 | 0 | 0 | 0 | 0 | 0 | 0
1982 | 12 | 6 | 0 | 0 | 0 | 0 | 0 | 0 | 0 | 0 | 0 | 0 | 0 | 0 | 0
1982 | 12 | 7 | 0 | 0 | 0 | 0 | 0 | 0 | 0 | 0 | 0 | 0 | 0 | 0 | 0
1982 | 12 | 8 | 0 | 0 | 0 | 0 | 0 | 0 | 0 | 0 | 0 | 0 | 0 | 0 | 0
1982 | 12 | 9 | 0 | 0 | 0 | 0 | 0 | 0 | 0 | 0 | 0 | 0 | 0 | 0 | 0
1982 | 12 | 10 | 0.02 | 0.02 | 0 | 0 | 0.02 | 0 | 0 | 0 | 0 | 0 | 0 | 0 | 0
1982 | 12 | 11 | 0.06 | 0.06 | 0.01 | 0 | 0.06 | 0.01 | 0 | 0 | 0 | 0 | 0 | 0 | 0
1982 | 12 | 12 | 0.33 | 0.33 | 0.28 | 0 | 0.33 | 0.28 | 0 | 0 | 0 | 0 | 0 | 0 | 0
1982 | 12 | 13 | 0 | 0 | 0 | 0 | 0 | 0 | 0 | 0 | 0 | 0 | 0 | 0 | 0
1982 | 12 | 14 | 0 | 0 | 0 | 0 | 0 | 0 | 0 | 0 | 0 | 0 | 0 | 0 | 0
1982 | 12 | 15 | 0 | 0 | 0 | 0 | 0 | 0 | 0 | 0 | 0 | 0 | 0 | 0 | 0
1982 | 12 | 16 | 0.69 | 0.69 | 0.64 | 0 | 0.69 | 0.64 | 0 | 0 | 0 | 0 | 0 | 0 | 0
1982 | 12 | 17 | 0 | 0 | 0 | 0 | 0 | 0 | 0 | 0 | 0 | 0 | 0 | 0 | 0
1982 | 12 | 18 | 0 | 0 | 0 | 0 | 0 | 0 | 0 | 0 | 0 | 0 | 0 | 0 | 0
1982 | 12 | 19 | 0.1 | 0.1 | 0.05 | 0 | 0.1 | 0.05 | 0 | 0 | 0 | 0 | 0 | 0 | 0
1982 | 12 | 20 | 0 | 0 | 0 | 0 | 0 | 0 | 0 | 0 | 0 | 0 | 0 | 0 | 0
1982 | 12 | 21 | 0 | 0 | 0 | 0 | 0 | 0 | 0 | 0 | 0 | 0 | 0 | 0 | 0
1982 | 12 | 22 | 0 | 0 | 0 | 0 | 0 | 0 | 0 | 0 | 0 | 0 | 0 | 0 | 0
1982 | 12 | 23 | 0 | 0 | 0 | 0 | 0 | 0 | 0 | 0 | 0 | 0 | 0 | 0 | 0
1982 | 12 | 24 | 0 | 0 | 0 | 0 | 0 | 0 | 0 | 0 | 0 | 0 | 0 | 0 | 0
1982 | 12 | 25 | 0 | 0 | 0 | 0 | 0 | 0 | 0 | 0 | 0 | 0 | 0 | 0 | 0
1982 | 12 | 26 | 0.02 | 0.02 | 0 | 0 | 0.02 | 0 | 0 | 0 | 0 | 0 | 0 | 0 | 0
1982 | 12 | 27 | 0.01 | 0.01 | 0 | 0 | 0.01 | 0 | 0 | 0 | 0 | 0 | 0 | 0 | 0
1982 | 12 | 28 | 0 | 0 | 0 | 0 | 0 | 0 | 0 | 0 | 0 | 0 | 0 | 0 | 0
1982 | 12 | 29 | 0.05 | 0.05 | 0 | 0 | 0.05 | 0 | 0 | 0 | 0 | 0 | 0 | 0 | 0
1982 | 12 | 30 | 0 | 0 | 0 | 0 | 0 | 0 | 0 | 0 | 0 | 0 | 0 | 0 | 0
1982 | 12 | 31 | 0 | 0 | 0 | 0 | 0 | 0 | 0 | 0 | 0 | 0 | 0 | 0 | 0
1983 | 1 | 1 | 0 | 0 | 0 | 0 | 0 | 0 | 0 | 0 | 0 | 0 | 0 | 0 | 0
1983 | 1 | 2 | 0 | 0 | 0 | 0 | 0 | 0 | 0 | 0 | 0 | 0 | 0 | 0 | 0
1983 | 1 | 3 | 0 | 0 | 0 | 0 | 0 | 0 | 0 | 0 | 0 | 0 | 0 | 0 | 0
1983 | 1 | 4 | 0 | 0 | 0 | 0 | 0 | 0 | 0 | 0 | 0 | 0 | 0 | 0 | 0
1983 | 1 | 5 | 0.18 | 0.18 | 0.13 | 0 | 0.18 | 0.13 | 0 | 0 | 0 | 0 | 0 | 0 | 0
1983 | 1 | 6 | 0 | 0 | 0 | 0 | 0 | 0 | 0 | 0 | 0 | 0 | 0 | 0 | 0
1983 | 1 | 7 | 0 | 0 | 0 | 0 | 0 | 0 | 0 | 0 | 0 | 0 | 0 | 0 | 0
1983 | 1 | 8 | 0 | 0 | 0 | 0 | 0 | 0 | 0 | 0 | 0 | 0 | 0 | 0 | 0
1983 | 1 | 9 | 0.03 | 0.03 | 0 | 0 | 0.03 | 0 | 0 | 0 | 0 | 0 | 0 | 0 | 0
1983 | 1 | 10 | 0.7 | 0.7 | 0.65 | 0 | 0.7 | 0.65 | 0 | 0 | 0 | 0 | 0 | 0 | 0
1983 | 1 | 11 | 0.05 | 0.05 | 0 | 0 | 0.05 | 0 | 0 | 0 | 0 | 0 | 0 | 0 | 0
1983 | 1 | 12 | 0 | 0 | 0 | 0 | 0 | 0 | 0 | 0 | 0 | 0 | 0 | 0 | 0
1983 | 1 | 13 | 0 | 0 | 0 | 0 | 0 | 0 | 0 | 0 | 0 | 0 | 0 | 0 | 0
1983 | 1 | 14 | 0 | 0 | 0 | 0 | 0 | 0 | 0 | 0 | 0 | 0 | 0 | 0 | 0
1983 | 1 | 15 | 0 | 0 | 0 | 0 | 0 | 0 | 0 | 0 | 0 | 0 | 0 | 0 | 0
1983 | 1 | 16 | 0 | 0 | 0 | 0 | 0 | 0 | 0 | 0 | 0 | 0 | 0 | 0 | 0
1983 | 1 | 17 | 0 | 0 | 0 | 0 | 0 | 0 | 0 | 0 | 0 | 0 | 0 | 0 | 0
1983 | 1 | 18 | 0 | 0 | 0 | 0 | 0 | 0 | 0 | 0 | 0 | 0 | 0 | 0 | 0
1983 | 1 | 19 | 0 | 0 | 0 | 0 | 0 | 0 | 0 | 0 | 0 | 0 | 0 | 0 | 0
1983 | 1 | 20 | 0 | 0 | 0 | 0 | 0 | 0 | 0 | 0 | 0 | 0 | 0 | 0 | 0
1983 | 1 | 21 | 0 | 0 | 0 | 0 | 0 | 0 | 0 | 0 | 0 | 0 | 0 | 0 | 0
1983 | 1 | 22 | 0.22 | 0.22 | 0.17 | 0 | 0.22 | 0.17 | 0 | 0 | 0 | 0 | 0 | 0 | 0
1983 | 1 | 23 | 0.49 | 0.49 | 0.44 | 0 | 0.49 | 0.44 | 0 | 0 | 0 | 0 | 0 | 0 | 0
1983 | 1 | 24 | 0 | 0 | 0 | 0 | 0 | 0 | 0 | 0 | 0 | 0 | 0 | 0 | 0
1983 | 1 | 25 | 0 | 0 | 0 | 0 | 0 | 0 | 0 | 0 | 0 | 0 | 0 | 0 | 0
1983 | 1 | 26 | 0 | 0 | 0 | 0 | 0 | 0 | 0 | 0 | 0 | 0 | 0 | 0 | 0
1983 | 1 | 27 | 0 | 0 | 0 | 0 | 0 | 0 | 0 | 0 | 0 | 0 | 0 | 0 | 0
1983 | 1 | 28 | 0 | 0 | 0 | 0 | 0 | 0 | 0 | 0 | 0 | 0 | 0 | 0 | 0
1983 | 1 | 29 | 0 | 0 | 0 | 0 | 0 | 0 | 0 | 0 | 0 | 0 | 0 | 0 | 0
1983 | 1 | 30 | 0.02 | 0.02 | 0 | 0 | 0.02 | 0 | 0 | 0 | 0 | 0 | 0 | 0 | 0
1983 | 1 | 31 | 0 | 0 | 0 | 0 | 0 | 0 | 0 | 0 | 0 | 0 | 0 | 0 | 0
1983 | 2 | 1 | 0 | 0 | 0 | 0 | 0 | 0 | 0 | 0 | 0 | 0 | 0 | 0 | 0
1983 | 2 | 2 | 0.53 | 0.53 | 0.48 | 0 | 0.53 | 0.48 | 0 | 0 | 0 | 0 | 0 | 0 | 0
1983 | 2 | 3 | 0 | 0 | 0 | 0 | 0 | 0 | 0 | 0 | 0 | 0 | 0 | 0 | 0
1983 | 2 | 4 | 0 | 0 | 0 | 0 | 0 | 0 | 0 | 0 | 0 | 0 | 0 | 0 | 0
1983 | 2 | 5 | 0 | 0 | 0 | 0 | 0 | 0 | 0 | 0 | 0 | 0 | 0 | 0 | 0
1983 | 2 | 6 | 0.41 | 0.41 | 0.36 | 0 | 0.41 | 0.36 | 0 | 0 | 0 | 0 | 0 | 0 | 0
1983 | 2 | 7 | 0.01 | 0.01 | 0 | 0 | 0.01 | 0 | 0 | 0 | 0 | 0 | 0 | 0 | 0
1983 | 2 | 8 | 0 | 0 | 0 | 0 | 0 | 0 | 0 | 0 | 0 | 0 | 0 | 0 | 0
1983 | 2 | 9 | 0 | 0 | 0 | 0 | 0 | 0 | 0 | 0 | 0 | 0 | 0 | 0 | 0
1983 | 2 | 10 | 0.03 | 0.03 | 0 | 0 | 0.03 | 0 | 0 | 0 | 0 | 0 | 0 | 0 | 0
1983 | 2 | 11 | 1.91 | 1 | 0.95 | 0 | 1 | 0.95 | 0 | 0 | 0 | 0 | 0 | 0 | 0
1983 | 2 | 12 | 0 | 0 | 0 | 0 | 0 | 0 | 0 | 0 | 0 | 0 | 0 | 0 | 0
1983 | 2 | 13 | 0 | 0 | 0 | 0 | 0 | 0 | 0 | 0 | 0 | 0 | 0 | 0 | 0
1983 | 2 | 14 | 0 | 0 | 0 | 0 | 0 | 0 | 0 | 0 | 0 | 0 | 0 | 0 | 0
1983 | 2 | 15 | 0 | 0 | 0 | 0 | 0 | 0 | 0 | 0 | 0 | 0 | 0 | 0 | 0
1983 | 2 | 16 | 0 | 0 | 0 | 0 | 0 | 0 | 0 | 0 | 0 | 0 | 0 | 0 | 0
1983 | 2 | 17 | 0 | 0 | 0 | 0 | 0 | 0 | 0 | 0 | 0 | 0 | 0 | 0 | 0
1983 | 2 | 18 | 0 | 0 | 0 | 0 | 0 | 0 | 0 | 0 | 0 | 0 | 0 | 0 | 0
1983 | 2 | 19 | 0 | 0 | 0 | 0 | 0 | 0 | 0 | 0 | 0 | 0 | 0 | 0 | 0
1983 | 2 | 20 | 0 | 0 | 0 | 0 | 0 | 0 | 0 | 0 | 0 | 0 | 0 | 0 | 0
1983 | 2 | 21 | 0 | 0 | 0 | 0 | 0 | 0 | 0 | 0 | 0 | 0 | 0 | 0 | 0
1983 | 2 | 22 | 0 | 0 | 0 | 0 | 0 | 0 | 0 | 0 | 0 | 0 | 0 | 0 | 0
1983 | 2 | 23 | 0.18 | 0.18 | 0.13 | 0 | 0.18 | 0.13 | 0 | 0 | 0 | 0 | 0 | 0 | 0
1983 | 2 | 24 | 0 | 0 | 0 | 0 | 0 | 0 | 0 | 0 | 0 | 0 | 0 | 0 | 0
1983 | 2 | 25 | 0.02 | 0.02 | 0 | 0 | 0.02 | 0 | 0 | 0 | 0 | 0 | 0 | 0 | 0
1983 | 2 | 26 | 0 | 0 | 0 | 0 | 0 | 0 | 0 | 0 | 0 | 0 | 0 | 0 | 0
1983 | 2 | 27 | 0 | 0 | 0 | 0 | 0 | 0 | 0 | 0 | 0 | 0 | 0 | 0 | 0
1983 | 2 | 28 | 0 | 0 | 0 | 0 | 0 | 0 | 0 | 0 | 0 | 0 | 0 | 0 | 0
1983 | 3 | 1 | 0.62 | 0.62 | 0.57 | 0 | 0.62 | 0.57 | 0 | 0 | 0 | 0 | 0 | 0 | 0
1983 | 3 | 2 | 0 | 0 | 0 | 0 | 0 | 0 | 0 | 0 | 0 | 0 | 0 | 0 | 0
1983 | 3 | 3 | 0 | 0 | 0 | 0 | 0 | 0 | 0 | 0 | 0 | 0 | 0 | 0 | 0
1983 | 3 | 4 | 0 | 0 | 0 | 0 | 0 | 0 | 0 | 0 | 0 | 0 | 0 | 0 | 0
1983 | 3 | 5 | 0 | 0 | 0 | 0 | 0 | 0 | 0 | 0 | 0 | 0 | 0 | 0 | 0
1983 | 3 | 6 | 0.27 | 0.27 | 0.22 | 0 | 0.27 | 0.22 | 0 | 0 | 0 | 0 | 0 | 0 | 0
1983 | 3 | 7 | 0.3 | 0.3 | 0.25 | 0 | 0.3 | 0.25 | 0 | 0 | 0 | 0 | 0 | 0 | 0
1983 | 3 | 8 | 0.54 | 0.54 | 0.49 | 0 | 0.54 | 0.49 | 0 | 0 | 0 | 0 | 0 | 0 | 0
1983 | 3 | 9 | 0.12 | 0.12 | 0.07 | 0 | 0.12 | 0.07 | 0 | 0 | 0 | 0 | 0 | 0 | 0
1983 | 3 | 10 | 0.03 | 0.03 | 0 | 0 | 0.03 | 0 | 0 | 0 | 0 | 0 | 0 | 0 | 0
1983 | 3 | 11 | 0 | 0 | 0 | 0 | 0 | 0 | 0 | 0 | 0 | 0 | 0 | 0 | 0
1983 | 3 | 12 | 0 | 0 | 0 | 0 | 0 | 0 | 0 | 0 | 0 | 0 | 0 | 0 | 0
1983 | 3 | 13 | 0 | 0 | 0 | 0 | 0 | 0 | 0 | 0 | 0 | 0 | 0 | 0 | 0
1983 | 3 | 14 | 0 | 0 | 0 | 0 | 0 | 0 | 0 | 0 | 0 | 0 | 0 | 0 | 0
1983 | 3 | 15 | 0 | 0 | 0 | 0 | 0 | 0 | 0 | 0 | 0 | 0 | 0 | 0 | 0
1983 | 3 | 16 | 0 | 0 | 0 | 0 | 0 | 0 | 0 | 0 | 0 | 0 | 0 | 0 | 0
1983 | 3 | 17 | 0 | 0 | 0 | 0 | 0 | 0 | 0 | 0 | 0 | 0 | 0 | 0 | 0
1983 | 3 | 18 | 1 | 1 | 0.95 | 0 | 1 | 0.95 | 0 | 0 | 0 | 0 | 0 | 0 | 0
1983 | 3 | 19 | 0.02 | 0.02 | 0 | 0 | 0.02 | 0 | 0 | 0 | 0 | 0 | 0 | 0 | 0
1983 | 3 | 20 | 0 | 0 | 0 | 0 | 0 | 0 | 0 | 0 | 0 | 0 | 0 | 0 | 0
1983 | 3 | 21 | 0.96 | 0.96 | 0.91 | 0 | 0.96 | 0.91 | 0 | 0 | 0 | 0 | 0 | 0 | 0
1983 | 3 | 22 | 0 | 0 | 0 | 0 | 0 | 0 | 0 | 0 | 0 | 0 | 0 | 0 | 0
1983 | 3 | 23 | 0 | 0 | 0 | 0 | 0 | 0 | 0 | 0 | 0 | 0 | 0 | 0 | 0
1983 | 3 | 24 | 0 | 0 | 0 | 0 | 0 | 0 | 0 | 0 | 0 | 0 | 0 | 0 | 0
1983 | 3 | 25 | 0 | 0 | 0 | 0 | 0 | 0 | 0 | 0 | 0 | 0 | 0 | 0 | 0
1983 | 3 | 26 | 0 | 0 | 0 | 0 | 0 | 0 | 0 | 0 | 0 | 0 | 0 | 0 | 0
1983 | 3 | 27 | 0.93 | 0.93 | 0.88 | 0 | 0.93 | 0.88 | 0 | 0 | 0 | 0 | 0 | 0 | 0
1983 | 3 | 28 | 0.05 | 0.05 | 0 | 0 | 0.05 | 0 | 0 | 0 | 0 | 0 | 0 | 0 | 0
1983 | 3 | 29 | 0 | 0 | 0 | 0 | 0 | 0 | 0 | 0 | 0 | 0 | 0 | 0 | 0
1983 | 3 | 30 | 0 | 0 | 0 | 0 | 0 | 0 | 0 | 0 | 0 | 0 | 0 | 0 | 0
1983 | 3 | 31 | 0 | 0 | 0 | 0 | 0 | 0 | 0 | 0 | 0 | 0 | 0 | 0 | 0
1983 | 4 | 1 | 0 | 0 | 0 | 0 | 0 | 0 | 0 | 0 | 0 | 0 | 0 | 0 | 0
1983 | 4 | 2 | 0.58 | 0.58 | 0.53 | 0 | 0.58 | 0.53 | 0 | 0 | 0 | 0 | 0 | 0 | 0
1983 | 4 | 3 | 0.06 | 0.06 | 0.01 | 0 | 0.06 | 0.01 | 0 | 0 | 0 | 0 | 0 | 0 | 0
1983 | 4 | 4 | 0 | 0 | 0 | 0 | 0 | 0 | 0 | 0 | 0 | 0 | 0 | 0 | 0
1983 | 4 | 5 | 0 | 0 | 0 | 0 | 0 | 0 | 0 | 0 | 0 | 0 | 0 | 0 | 0
1983 | 4 | 6 | 0.12 | 0.12 | 0.07 | 0 | 0.12 | 0.07 | 0 | 0 | 0 | 0 | 0 | 0 | 0
1983 | 4 | 7 | 0.21 | 0.21 | 0.16 | 0 | 0.21 | 0.16 | 0 | 0 | 0 | 0 | 0 | 0 | 0
1983 | 4 | 8 | 0.22 | 0.22 | 0.17 | 0 | 0.22 | 0.17 | 0 | 0 | 0 | 0 | 0 | 0 | 0
1983 | 4 | 9 | 1.13 | 1 | 0.95 | 0 | 1 | 0.95 | 0 | 0 | 0 | 0 | 0 | 0 | 0
1983 | 4 | 10 | 0.75 | 0.75 | 0.7 | 0 | 0.75 | 0.7 | 0 | 0 | 0 | 0 | 0 | 0 | 0
1983 | 4 | 11 | 0.51 | 0.51 | 0.46 | 0 | 0.51 | 0.46 | 0 | 0 | 0 | 0 | 0 | 0 | 0
1983 | 4 | 12 | 0 | 0 | 0 | 0 | 0 | 0 | 0 | 0 | 0 | 0 | 0 | 0 | 0
1983 | 4 | 13 | 0 | 0 | 0 | 0 | 0 | 0 | 0 | 0 | 0 | 0 | 0 | 0 | 0
1983 | 4 | 14 | 0.05 | 0.05 | 0 | 0 | 0.05 | 0 | 0 | 0 | 0 | 0 | 0 | 0 | 0
1983 | 4 | 15 | 1.94 | 1 | 0.95 | 0 | 1 | 0.95 | 0 | 0 | 0 | 0 | 0 | 0 | 0
1983 | 4 | 16 | 0 | 0 | 0 | 0 | 0 | 0 | 0 | 0 | 0 | 0 | 0 | 0 | 0
1983 | 4 | 17 | 0.04 | 0.04 | 0 | 0 | 0.04 | 0 | 0 | 0 | 0 | 0 | 0 | 0 | 0
1983 | 4 | 18 | 0 | 0 | 0 | 0 | 0 | 0 | 0 | 0 | 0 | 0 | 0 | 0 | 0
1983 | 4 | 19 | 0 | 0 | 0 | 0 | 0 | 0 | 0 | 0 | 0 | 0 | 0 | 0 | 0
1983 | 4 | 20 | 0 | 0 | 0 | 0 | 0 | 0 | 0 | 0 | 0 | 0 | 0 | 0 | 0
1983 | 4 | 21 | 0 | 0 | 0 | 0 | 0 | 0 | 0 | 0 | 0 | 0 | 0 | 0 | 0
1983 | 4 | 22 | 0 | 0 | 0 | 0 | 0 | 0 | 0 | 0 | 0 | 0 | 0 | 0 | 0
1983 | 4 | 23 | 0.36 | 0.36 | 0.31 | 0 | 0.36 | 0.31 | 0 | 0 | 0 | 0 | 0 | 0 | 0
1983 | 4 | 24 | 0.82 | 0.82 | 0.77 | 0 | 0.82 | 0.77 | 0 | 0 | 0 | 0 | 0 | 0 | 0
1983 | 4 | 25 | 0.09 | 0.09 | 0.04 | 0 | 0.09 | 0.04 | 0 | 0 | 0 | 0 | 0 | 0 | 0
1983 | 4 | 26 | 0 | 0 | 0 | 0 | 0 | 0 | 0 | 0 | 0 | 0 | 0 | 0 | 0
1983 | 4 | 27 | 0 | 0 | 0 | 0 | 0 | 0 | 0 | 0 | 0 | 0 | 0 | 0 | 0
1983 | 4 | 28 | 0 | 0 | 0 | 0 | 0 | 0 | 0 | 0 | 0 | 0 | 0 | 0 | 0
1983 | 4 | 29 | 0 | 0 | 0 | 0 | 0 | 0 | 0 | 0 | 0 | 0 | 0 | 0 | 0
1983 | 4 | 30 | 0 | 0 | 0 | 0 | 0 | 0 | 0 | 0 | 0 | 0 | 0 | 0 | 0
1983 | 5 | 1 | 0 | 0 | 0 | 0 | 0 | 0 | 0 | 0 | 0 | 0 | 0 | 0 | 0
1983 | 5 | 2 | 0 | 0 | 0 | 0 | 0 | 0 | 0 | 0 | 0 | 0 | 0 | 0 | 0
1983 | 5 | 3 | 0.02 | 0.02 | 0 | 0 | 0.02 | 0 | 0 | 0 | 0 | 0 | 0 | 0 | 0
1983 | 5 | 4 | 0.01 | 0.01 | 0 | 0 | 0.01 | 0 | 0 | 0 | 0 | 0 | 0 | 0 | 0
1983 | 5 | 5 | 0 | 0 | 0 | 0 | 0 | 0 | 0 | 0 | 0 | 0 | 0 | 0 | 0
1983 | 5 | 6 | 0 | 0 | 0 | 0 | 0 | 0 | 0 | 0 | 0 | 0 | 0 | 0 | 0
1983 | 5 | 7 | 0 | 0 | 0 | 0 | 0 | 0 | 0 | 0 | 0 | 0 | 0 | 0 | 0
1983 | 5 | 8 | 0.15 | 0.15 | 0.1 | 0 | 0.15 | 0.1 | 0 | 0 | 0 | 0 | 0 | 0 | 0
1983 | 5 | 9 | 0 | 0 | 0 | 0 | 0 | 0 | 0 | 0 | 0 | 0 | 0 | 0 | 0
1983 | 5 | 10 | 0 | 0 | 0 | 0 | 0 | 0 | 0 | 0 | 0 | 0 | 0 | 0 | 0
1983 | 5 | 11 | 0 | 0 | 0 | 0 | 0 | 0 | 0 | 0 | 0 | 0 | 0 | 0 | 0
1983 | 5 | 12 | 0 | 0 | 0 | 0 | 0 | 0 | 0 | 0 | 0 | 0 | 0 | 0 | 0
1983 | 5 | 13 | 0 | 0 | 0 | 0 | 0 | 0 | 0 | 0 | 0 | 0 | 0 | 0 | 0
1983 | 5 | 14 | 0 | 0 | 0 | 0 | 0 | 0 | 0 | 0 | 0 | 0 | 0 | 0 | 0
1983 | 5 | 15 | 0.24 | 0.24 | 0.19 | 0 | 0.24 | 0.19 | 0 | 0 | 0 | 0 | 0 | 0 | 0
1983 | 5 | 16 | 1.91 | 1 | 0.95 | 0 | 1 | 0.95 | 0 | 0 | 0 | 0 | 0 | 0 | 0
1983 | 5 | 17 | 0 | 0 | 0 | 0 | 0 | 0 | 0 | 0 | 0 | 0 | 0 | 0 | 0
1983 | 5 | 18 | 0 | 0 | 0 | 0 | 0 | 0 | 0 | 0 | 0 | 0 | 0 | 0 | 0
1983 | 5 | 19 | 0.23 | 0.23 | 0.18 | 0 | 0.23 | 0.18 | 0 | 0 | 0 | 0 | 0 | 0 | 0
1983 | 5 | 20 | 0 | 0 | 0 | 0 | 0 | 0 | 0 | 0 | 0 | 0 | 0 | 0 | 0
1983 | 5 | 21 | 0.83 | 0.83 | 0.78 | 0 | 0.83 | 0.78 | 0 | 0 | 0 | 0 | 0 | 0 | 0
1983 | 5 | 22 | 0.25 | 0.25 | 0.2 | 0 | 0.25 | 0.2 | 0 | 0 | 0 | 0 | 0 | 0 | 0
1983 | 5 | 23 | 0 | 0 | 0 | 0 | 0 | 0 | 0 | 0 | 0 | 0 | 0 | 0 | 0
1983 | 5 | 24 | 0 | 0 | 0 | 0 | 0 | 0 | 0 | 0 | 0 | 0 | 0 | 0 | 0
1983 | 5 | 25 | 0 | 0 | 0 | 0 | 0 | 0 | 0 | 0 | 0 | 0 | 0 | 0 | 0
1983 | 5 | 26 | 0.21 | 0.21 | 0.16 | 0 | 0.21 | 0.16 | 0 | 0 | 0 | 0 | 0 | 0 | 0
1983 | 5 | 27 | 0 | 0 | 0 | 0 | 0 | 0 | 0 | 0 | 0 | 0 | 0 | 0 | 0
1983 | 5 | 28 | 0 | 0 | 0 | 0 | 0 | 0 | 0 | 0 | 0 | 0 | 0 | 0 | 0
1983 | 5 | 29 | 0.73 | 0.73 | 0.68 | 0 | 0.73 | 0.68 | 0 | 0 | 0 | 0 | 0 | 0 | 0
1983 | 5 | 30 | 0.04 | 0.04 | 0 | 0 | 0.04 | 0 | 0 | 0 | 0 | 0 | 0 | 0 | 0
1983 | 5 | 31 | 0 | 0 | 0 | 0 | 0 | 0 | 0 | 0 | 0 | 0 | 0 | 0 | 0
1983 | 6 | 1 | 0.03 | 0.03 | 0 | 0 | 0.03 | 0 | 0 | 0 | 0 | 0 | 0 | 0 | 0
1983 | 6 | 2 | 0 | 0 | 0 | 0 | 0 | 0 | 0 | 0 | 0 | 0 | 0 | 0 | 0
1983 | 6 | 3 | 0.42 | 0.42 | 0.37 | 0 | 0.42 | 0.37 | 0 | 0 | 0 | 0 | 0 | 0 | 0
1983 | 6 | 4 | 0.13 | 0.13 | 0.08 | 0 | 0.13 | 0.08 | 0 | 0 | 0 | 0 | 0 | 0 | 0
1983 | 6 | 5 | 0 | 0 | 0 | 0 | 0 | 0 | 0 | 0 | 0 | 0 | 0 | 0 | 0
1983 | 6 | 6 | 0.96 | 0.96 | 0.91 | 0 | 0.96 | 0.91 | 0 | 0 | 0 | 0 | 0 | 0 | 0
1983 | 6 | 7 | 0.02 | 0.02 | 0 | 0 | 0.02 | 0 | 0 | 0 | 0 | 0 | 0 | 0 | 0
1983 | 6 | 8 | 0 | 0 | 0 | 0 | 0 | 0 | 0 | 0 | 0 | 0 | 0 | 0 | 0
1983 | 6 | 9 | 0 | 0 | 0 | 0 | 0 | 0 | 0 | 0 | 0 | 0 | 0 | 0 | 0
1983 | 6 | 10 | 0 | 0 | 0 | 0 | 0 | 0 | 0 | 0 | 0 | 0 | 0 | 0 | 0
1983 | 6 | 11 | 0 | 0 | 0 | 0 | 0 | 0 | 0 | 0 | 0 | 0 | 0 | 0 | 0
1983 | 6 | 12 | 0.02 | 0.02 | 0 | 0 | 0.02 | 0 | 0 | 0 | 0 | 0 | 0 | 0 | 0
1983 | 6 | 13 | 0.03 | 0.03 | 0 | 0 | 0.03 | 0 | 0 | 0 | 0 | 0 | 0 | 0 | 0
1983 | 6 | 14 | 0 | 0 | 0 | 0 | 0 | 0 | 0 | 0 | 0 | 0 | 0 | 0 | 0
1983 | 6 | 15 | 0 | 0 | 0 | 0 | 0 | 0 | 0 | 0 | 0 | 0 | 0 | 0 | 0
1983 | 6 | 16 | 0 | 0 | 0 | 0 | 0 | 0 | 0 | 0 | 0 | 0 | 0 | 0 | 0
1983 | 6 | 17 | 0 | 0 | 0 | 0 | 0 | 0 | 0 | 0 | 0 | 0 | 0 | 0 | 0
1983 | 6 | 18 | 1.22 | 1 | 0.95 | 0 | 1 | 0.95 | 0 | 0 | 0 | 0 | 0 | 0 | 0
1983 | 6 | 19 | 0.32 | 0.32 | 0.27 | 0 | 0.32 | 0.27 | 0 | 0 | 0 | 0 | 0 | 0 | 0
1983 | 6 | 20 | 1.35 | 1 | 0.95 | 0 | 1 | 0.95 | 0 | 0 | 0 | 0 | 0 | 0 | 0
1983 | 6 | 21 | 0.15 | 0.15 | 0.1 | 0 | 0.15 | 0.1 | 0 | 0 | 0 | 0 | 0 | 0 | 0
1983 | 6 | 22 | 0 | 0 | 0 | 0 | 0 | 0 | 0 | 0 | 0 | 0 | 0 | 0 | 0
1983 | 6 | 23 | 0 | 0 | 0 | 0 | 0 | 0 | 0 | 0 | 0 | 0 | 0 | 0 | 0
1983 | 6 | 24 | 0 | 0 | 0 | 0 | 0 | 0 | 0 | 0 | 0 | 0 | 0 | 0 | 0
1983 | 6 | 25 | 0 | 0 | 0 | 0 | 0 | 0 | 0 | 0 | 0 | 0 | 0 | 0 | 0
1983 | 6 | 26 | 0 | 0 | 0 | 0 | 0 | 0 | 0 | 0 | 0 | 0 | 0 | 0 | 0
1983 | 6 | 27 | 0 | 0 | 0 | 0 | 0 | 0 | 0 | 0 | 0 | 0 | 0 | 0 | 0
1983 | 6 | 28 | 2.31 | 1 | 0.95 | 0 | 1 | 0.95 | 0 | 0 | 0 | 0 | 0 | 0 | 0
1983 | 6 | 29 | 0.13 | 0.13 | 0.08 | 0 | 0.13 | 0.08 | 0 | 0 | 0 | 0 | 0 | 0 | 0
1983 | 6 | 30 | 0 | 0 | 0 | 0 | 0 | 0 | 0 | 0 | 0 | 0 | 0 | 0 | 0
1983 | 7 | 1 | 0 | 0 | 0 | 0 | 0 | 0 | 0 | 0 | 0 | 0 | 0 | 0 | 0
1983 | 7 | 2 | 0 | 0 | 0 | 0 | 0 | 0 | 0 | 0 | 0 | 0 | 0 | 0 | 0
1983 | 7 | 3 | 0 | 0 | 0 | 0 | 0 | 0 | 0 | 0 | 0 | 0 | 0 | 0 | 0
1983 | 7 | 4 | 0.55 | 0.55 | 0.5 | 0 | 0.55 | 0.5 | 0 | 0 | 0 | 0 | 0 | 0 | 0
1983 | 7 | 5 | 0.03 | 0.03 | 0 | 0 | 0.03 | 0 | 0 | 0 | 0 | 0 | 0 | 0 | 0
1983 | 7 | 6 | 0 | 0 | 0 | 0 | 0 | 0 | 0 | 0 | 0 | 0 | 0 | 0 | 0
1983 | 7 | 7 | 0 | 0 | 0 | 0 | 0 | 0 | 0 | 0 | 0 | 0 | 0 | 0 | 0
1983 | 7 | 8 | 0 | 0 | 0 | 0 | 0 | 0 | 0 | 0 | 0 | 0 | 0 | 0 | 0
1983 | 7 | 9 | 0 | 0 | 0 | 0 | 0 | 0 | 0 | 0 | 0 | 0 | 0 | 0 | 0
1983 | 7 | 10 | 0 | 0 | 0 | 0 | 0 | 0 | 0 | 0 | 0 | 0 | 0 | 0 | 0
1983 | 7 | 11 | 0 | 0 | 0 | 0 | 0 | 0 | 0 | 0 | 0 | 0 | 0 | 0 | 0
1983 | 7 | 12 | 0 | 0 | 0 | 0 | 0 | 0 | 0 | 0 | 0 | 0 | 0 | 0 | 0
1983 | 7 | 13 | 0 | 0 | 0 | 0 | 0 | 0 | 0 | 0 | 0 | 0 | 0 | 0 | 0
1983 | 7 | 14 | 0 | 0 | 0 | 0 | 0 | 0 | 0 | 0 | 0 | 0 | 0 | 0 | 0
1983 | 7 | 15 | 0 | 0 | 0 | 0 | 0 | 0 | 0 | 0 | 0 | 0 | 0 | 0 | 0
1983 | 7 | 16 | 0 | 0 | 0 | 0 | 0 | 0 | 0 | 0 | 0 | 0 | 0 | 0 | 0
1983 | 7 | 17 | 0 | 0 | 0 | 0 | 0 | 0 | 0 | 0 | 0 | 0 | 0 | 0 | 0
1983 | 7 | 18 | 0 | 0 | 0 | 0 | 0 | 0 | 0 | 0 | 0 | 0 | 0 | 0 | 0
1983 | 7 | 19 | 0.06 | 0.06 | 0.01 | 0 | 0.06 | 0.01 | 0 | 0 | 0 | 0 | 0 | 0 | 0
1983 | 7 | 20 | 1.02 | 1 | 0.95 | 0 | 1 | 0.95 | 0 | 0 | 0 | 0 | 0 | 0 | 0
1983 | 7 | 21 | 0 | 0 | 0 | 0 | 0 | 0 | 0 | 0 | 0 | 0 | 0 | 0 | 0
1983 | 7 | 22 | 0 | 0 | 0 | 0 | 0 | 0 | 0 | 0 | 0 | 0 | 0 | 0 | 0
1983 | 7 | 23 | 0.12 | 0.12 | 0.07 | 0 | 0.12 | 0.07 | 0 | 0 | 0 | 0 | 0 | 0 | 0
1983 | 7 | 24 | 0 | 0 | 0 | 0 | 0 | 0 | 0 | 0 | 0 | 0 | 0 | 0 | 0
1983 | 7 | 25 | 0 | 0 | 0 | 0 | 0 | 0 | 0 | 0 | 0 | 0 | 0 | 0 | 0
1983 | 7 | 26 | 0 | 0 | 0 | 0 | 0 | 0 | 0 | 0 | 0 | 0 | 0 | 0 | 0
1983 | 7 | 27 | 0 | 0 | 0 | 0 | 0 | 0 | 0 | 0 | 0 | 0 | 0 | 0 | 0
1983 | 7 | 28 | 0 | 0 | 0 | 0 | 0 | 0 | 0 | 0 | 0 | 0 | 0 | 0 | 0
1983 | 7 | 29 | 0 | 0 | 0 | 0 | 0 | 0 | 0 | 0 | 0 | 0 | 0 | 0 | 0
1983 | 7 | 30 | 0 | 0 | 0 | 0 | 0 | 0 | 0 | 0 | 0 | 0 | 0 | 0 | 0
1983 | 7 | 31 | 0 | 0 | 0 | 0 | 0 | 0 | 0 | 0 | 0 | 0 | 0 | 0 | 0
1983 | 8 | 1 | 0.21 | 0.21 | 0.16 | 0 | 0.21 | 0.16 | 0 | 0 | 0 | 0 | 0 | 0 | 0
1983 | 8 | 2 | 0 | 0 | 0 | 0 | 0 | 0 | 0 | 0 | 0 | 0 | 0 | 0 | 0
1983 | 8 | 3 | 0 | 0 | 0 | 0 | 0 | 0 | 0 | 0 | 0 | 0 | 0 | 0 | 0
1983 | 8 | 4 | 0.04 | 0.04 | 0 | 0 | 0.04 | 0 | 0 | 0 | 0 | 0 | 0 | 0 | 0
1983 | 8 | 5 | 0.41 | 0.41 | 0.36 | 0 | 0.41 | 0.36 | 0 | 0 | 0 | 0 | 0 | 0 | 0
1983 | 8 | 6 | 0.17 | 0.17 | 0.12 | 0 | 0.17 | 0.12 | 0 | 0 | 0 | 0 | 0 | 0 | 0
1983 | 8 | 7 | 0.08 | 0.08 | 0.03 | 0 | 0.08 | 0.03 | 0 | 0 | 0 | 0 | 0 | 0 | 0
1983 | 8 | 8 | 0 | 0 | 0 | 0 | 0 | 0 | 0 | 0 | 0 | 0 | 0 | 0 | 0
1983 | 8 | 9 | 0 | 0 | 0 | 0 | 0 | 0 | 0 | 0 | 0 | 0 | 0 | 0 | 0
1983 | 8 | 10 | 0 | 0 | 0 | 0 | 0 | 0 | 0 | 0 | 0 | 0 | 0 | 0 | 0
1983 | 8 | 11 | 0.83 | 0.83 | 0.78 | 0 | 0.83 | 0.78 | 0 | 0 | 0 | 0 | 0 | 0 | 0
1983 | 8 | 12 | 0 | 0 | 0 | 0 | 0 | 0 | 0 | 0 | 0 | 0 | 0 | 0 | 0
1983 | 8 | 13 | 0 | 0 | 0 | 0 | 0 | 0 | 0 | 0 | 0 | 0 | 0 | 0 | 0
1983 | 8 | 14 | 0 | 0 | 0 | 0 | 0 | 0 | 0 | 0 | 0 | 0 | 0 | 0 | 0
1983 | 8 | 15 | 0 | 0 | 0 | 0 | 0 | 0 | 0 | 0 | 0 | 0 | 0 | 0 | 0
1983 | 8 | 16 | 0 | 0 | 0 | 0 | 0 | 0 | 0 | 0 | 0 | 0 | 0 | 0 | 0
1983 | 8 | 17 | 0 | 0 | 0 | 0 | 0 | 0 | 0 | 0 | 0 | 0 | 0 | 0 | 0
1983 | 8 | 18 | 0.11 | 0.11 | 0.06 | 0 | 0.11 | 0.06 | 0 | 0 | 0 | 0 | 0 | 0 | 0
1983 | 8 | 19 | 0 | 0 | 0 | 0 | 0 | 0 | 0 | 0 | 0 | 0 | 0 | 0 | 0
1983 | 8 | 20 | 0 | 0 | 0 | 0 | 0 | 0 | 0 | 0 | 0 | 0 | 0 | 0 | 0
1983 | 8 | 21 | 0 | 0 | 0 | 0 | 0 | 0 | 0 | 0 | 0 | 0 | 0 | 0 | 0
1983 | 8 | 22 | 0 | 0 | 0 | 0 | 0 | 0 | 0 | 0 | 0 | 0 | 0 | 0 | 0
1983 | 8 | 23 | 0.33 | 0.33 | 0.28 | 0 | 0.33 | 0.28 | 0 | 0 | 0 | 0 | 0 | 0 | 0
1983 | 8 | 24 | 0 | 0 | 0 | 0 | 0 | 0 | 0 | 0 | 0 | 0 | 0 | 0 | 0
1983 | 8 | 25 | 0 | 0 | 0 | 0 | 0 | 0 | 0 | 0 | 0 | 0 | 0 | 0 | 0
1983 | 8 | 26 | 0 | 0 | 0 | 0 | 0 | 0 | 0 | 0 | 0 | 0 | 0 | 0 | 0
1983 | 8 | 27 | 0 | 0 | 0 | 0 | 0 | 0 | 0 | 0 | 0 | 0 | 0 | 0 | 0
1983 | 8 | 28 | 0.93 | 0.93 | 0.88 | 0 | 0.93 | 0.88 | 0 | 0 | 0 | 0 | 0 | 0 | 0
1983 | 8 | 29 | 0 | 0 | 0 | 0 | 0 | 0 | 0 | 0 | 0 | 0 | 0 | 0 | 0
1983 | 8 | 30 | 0 | 0 | 0 | 0 | 0 | 0 | 0 | 0 | 0 | 0 | 0 | 0 | 0
1983 | 8 | 31 | 0 | 0 | 0 | 0 | 0 | 0 | 0 | 0 | 0 | 0 | 0 | 0 | 0
1983 | 9 | 1 | 0 | 0 | 0 | 0 | 0 | 0 | 0 | 0 | 0 | 0 | 0 | 0 | 0
1983 | 9 | 2 | 0 | 0 | 0 | 0 | 0 | 0 | 0 | 0 | 0 | 0 | 0 | 0 | 0
1983 | 9 | 3 | 0 | 0 | 0 | 0 | 0 | 0 | 0 | 0 | 0 | 0 | 0 | 0 | 0
1983 | 9 | 4 | 0 | 0 | 0 | 0 | 0 | 0 | 0 | 0 | 0 | 0 | 0 | 0 | 0
1983 | 9 | 5 | 0 | 0 | 0 | 0 | 0 | 0 | 0 | 0 | 0 | 0 | 0 | 0 | 0
1983 | 9 | 6 | 0 | 0 | 0 | 0 | 0 | 0 | 0 | 0 | 0 | 0 | 0 | 0 | 0
1983 | 9 | 7 | 0 | 0 | 0 | 0 | 0 | 0 | 0 | 0 | 0 | 0 | 0 | 0 | 0
1983 | 9 | 8 | 0 | 0 | 0 | 0 | 0 | 0 | 0 | 0 | 0 | 0 | 0 | 0 | 0
1983 | 9 | 9 | 0 | 0 | 0 | 0 | 0 | 0 | 0 | 0 | 0 | 0 | 0 | 0 | 0
1983 | 9 | 10 | 0 | 0 | 0 | 0 | 0 | 0 | 0 | 0 | 0 | 0 | 0 | 0 | 0
1983 | 9 | 11 | 0 | 0 | 0 | 0 | 0 | 0 | 0 | 0 | 0 | 0 | 0 | 0 | 0
1983 | 9 | 12 | 0.05 | 0.05 | 0 | 0 | 0.05 | 0 | 0 | 0 | 0 | 0 | 0 | 0 | 0
1983 | 9 | 13 | 1.27 | 1 | 0.95 | 0 | 1 | 0.95 | 0 | 0 | 0 | 0 | 0 | 0 | 0
1983 | 9 | 14 | 0 | 0 | 0 | 0 | 0 | 0 | 0 | 0 | 0 | 0 | 0 | 0 | 0
1983 | 9 | 15 | 0 | 0 | 0 | 0 | 0 | 0 | 0 | 0 | 0 | 0 | 0 | 0 | 0
1983 | 9 | 16 | 0 | 0 | 0 | 0 | 0 | 0 | 0 | 0 | 0 | 0 | 0 | 0 | 0
1983 | 9 | 17 | 0 | 0 | 0 | 0 | 0 | 0 | 0 | 0 | 0 | 0 | 0 | 0 | 0
1983 | 9 | 18 | 0 | 0 | 0 | 0 | 0 | 0 | 0 | 0 | 0 | 0 | 0 | 0 | 0
1983 | 9 | 19 | 0 | 0 | 0 | 0 | 0 | 0 | 0 | 0 | 0 | 0 | 0 | 0 | 0
1983 | 9 | 20 | 0 | 0 | 0 | 0 | 0 | 0 | 0 | 0 | 0 | 0 | 0 | 0 | 0
1983 | 9 | 21 | 1.02 | 1 | 0.95 | 0 | 1 | 0.95 | 0 | 0 | 0 | 0 | 0 | 0 | 0
1983 | 9 | 22 | 0 | 0 | 0 | 0 | 0 | 0 | 0 | 0 | 0 | 0 | 0 | 0 | 0
1983 | 9 | 23 | 0 | 0 | 0 | 0 | 0 | 0 | 0 | 0 | 0 | 0 | 0 | 0 | 0
1983 | 9 | 24 | 0 | 0 | 0 | 0 | 0 | 0 | 0 | 0 | 0 | 0 | 0 | 0 | 0
1983 | 9 | 25 | 0 | 0 | 0 | 0 | 0 | 0 | 0 | 0 | 0 | 0 | 0 | 0 | 0
1983 | 9 | 26 | 0 | 0 | 0 | 0 | 0 | 0 | 0 | 0 | 0 | 0 | 0 | 0 | 0
1983 | 9 | 27 | 0 | 0 | 0 | 0 | 0 | 0 | 0 | 0 | 0 | 0 | 0 | 0 | 0
1983 | 9 | 28 | 0 | 0 | 0 | 0 | 0 | 0 | 0 | 0 | 0 | 0 | 0 | 0 | 0
1983 | 9 | 29 | 0 | 0 | 0 | 0 | 0 | 0 | 0 | 0 | 0 | 0 | 0 | 0 | 0
1983 | 9 | 30 | 0.56 | 0.56 | 0.51 | 0 | 0.56 | 0.51 | 0 | 0 | 0 | 0 | 0 | 0 | 0
1983 | 10 | 1 | 0 | 0 | 0 | 0 | 0 | 0 | 0 | 0 | 0 | 0 | 0 | 0 | 0
1983 | 10 | 2 | 0 | 0 | 0 | 0 | 0 | 0 | 0 | 0 | 0 | 0 | 0 | 0 | 0
1983 | 10 | 3 | 0 | 0 | 0 | 0 | 0 | 0 | 0 | 0 | 0 | 0 | 0 | 0 | 0
1983 | 10 | 4 | 0 | 0 | 0 | 0 | 0 | 0 | 0 | 0 | 0 | 0 | 0 | 0 | 0
1983 | 10 | 5 | 0 | 0 | 0 | 0 | 0 | 0 | 0 | 0 | 0 | 0 | 0 | 0 | 0
1983 | 10 | 6 | 0 | 0 | 0 | 0 | 0 | 0 | 0 | 0 | 0 | 0 | 0 | 0 | 0
1983 | 10 | 7 | 0 | 0 | 0 | 0 | 0 | 0 | 0 | 0 | 0 | 0 | 0 | 0 | 0
1983 | 10 | 8 | 0 | 0 | 0 | 0 | 0 | 0 | 0 | 0 | 0 | 0 | 0 | 0 | 0
1983 | 10 | 9 | 0 | 0 | 0 | 0 | 0 | 0 | 0 | 0 | 0 | 0 | 0 | 0 | 0
1983 | 10 | 10 | 0 | 0 | 0 | 0 | 0 | 0 | 0 | 0 | 0 | 0 | 0 | 0 | 0
1983 | 10 | 11 | 0.3 | 0.3 | 0.25 | 0 | 0.3 | 0.25 | 0 | 0 | 0 | 0 | 0 | 0 | 0
1983 | 10 | 12 | 0.87 | 0.87 | 0.82 | 0 | 0.87 | 0.82 | 0 | 0 | 0 | 0 | 0 | 0 | 0
1983 | 10 | 13 | 0.63 | 0.63 | 0.58 | 0 | 0.63 | 0.58 | 0 | 0 | 0 | 0 | 0 | 0 | 0
1983 | 10 | 14 | 0 | 0 | 0 | 0 | 0 | 0 | 0 | 0 | 0 | 0 | 0 | 0 | 0
1983 | 10 | 15 | 0 | 0 | 0 | 0 | 0 | 0 | 0 | 0 | 0 | 0 | 0 | 0 | 0
1983 | 10 | 16 | 0 | 0 | 0 | 0 | 0 | 0 | 0 | 0 | 0 | 0 | 0 | 0 | 0
1983 | 10 | 17 | 0 | 0 | 0 | 0 | 0 | 0 | 0 | 0 | 0 | 0 | 0 | 0 | 0
1983 | 10 | 18 | 0 | 0 | 0 | 0 | 0 | 0 | 0 | 0 | 0 | 0 | 0 | 0 | 0
1983 | 10 | 19 | 0.15 | 0.15 | 0.1 | 0 | 0.15 | 0.1 | 0 | 0 | 0 | 0 | 0 | 0 | 0
1983 | 10 | 20 | 0.25 | 0.25 | 0.2 | 0 | 0.25 | 0.2 | 0 | 0 | 0 | 0 | 0 | 0 | 0
1983 | 10 | 21 | 0.16 | 0.16 | 0.11 | 0 | 0.16 | 0.11 | 0 | 0 | 0 | 0 | 0 | 0 | 0
1983 | 10 | 22 | 0.27 | 0.27 | 0.22 | 0 | 0.27 | 0.22 | 0 | 0 | 0 | 0 | 0 | 0 | 0
1983 | 10 | 23 | 1.81 | 1 | 0.95 | 0 | 1 | 0.95 | 0 | 0 | 0 | 0 | 0 | 0 | 0
1983 | 10 | 24 | 0.09 | 0.09 | 0.04 | 0 | 0.09 | 0.04 | 0 | 0 | 0 | 0 | 0 | 0 | 0
1983 | 10 | 25 | 0.34 | 0.34 | 0.29 | 0 | 0.34 | 0.29 | 0 | 0 | 0 | 0 | 0 | 0 | 0
1983 | 10 | 26 | 0 | 0 | 0 | 0 | 0 | 0 | 0 | 0 | 0 | 0 | 0 | 0 | 0
1983 | 10 | 27 | 0 | 0 | 0 | 0 | 0 | 0 | 0 | 0 | 0 | 0 | 0 | 0 | 0
1983 | 10 | 28 | 0 | 0 | 0 | 0 | 0 | 0 | 0 | 0 | 0 | 0 | 0 | 0 | 0
1983 | 10 | 29 | 0 | 0 | 0 | 0 | 0 | 0 | 0 | 0 | 0 | 0 | 0 | 0 | 0
1983 | 10 | 30 | 0 | 0 | 0 | 0 | 0 | 0 | 0 | 0 | 0 | 0 | 0 | 0 | 0
1983 | 10 | 31 | 0 | 0 | 0 | 0 | 0 | 0 | 0 | 0 | 0 | 0 | 0 | 0 | 0
1983 | 11 | 1 | 0 | 0 | 0 | 0 | 0 | 0 | 0 | 0 | 0 | 0 | 0 | 0 | 0
1983 | 11 | 2 | 0 | 0 | 0 | 0 | 0 | 0 | 0 | 0 | 0 | 0 | 0 | 0 | 0
1983 | 11 | 3 | 0.18 | 0.18 | 0.13 | 0 | 0.18 | 0.13 | 0 | 0 | 0 | 0 | 0 | 0 | 0
1983 | 11 | 4 | 0.04 | 0.04 | 0 | 0 | 0.04 | 0 | 0 | 0 | 0 | 0 | 0 | 0 | 0
1983 | 11 | 5 | 0.01 | 0.01 | 0 | 0 | 0.01 | 0 | 0 | 0 | 0 | 0 | 0 | 0 | 0
1983 | 11 | 6 | 0 | 0 | 0 | 0 | 0 | 0 | 0 | 0 | 0 | 0 | 0 | 0 | 0
1983 | 11 | 7 | 0 | 0 | 0 | 0 | 0 | 0 | 0 | 0 | 0 | 0 | 0 | 0 | 0
1983 | 11 | 8 | 0 | 0 | 0 | 0 | 0 | 0 | 0 | 0 | 0 | 0 | 0 | 0 | 0
1983 | 11 | 9 | 0 | 0 | 0 | 0 | 0 | 0 | 0 | 0 | 0 | 0 | 0 | 0 | 0
1983 | 11 | 10 | 1 | 1 | 0.95 | 0 | 1 | 0.95 | 0 | 0 | 0 | 0 | 0 | 0 | 0
1983 | 11 | 11 | 0.24 | 0.24 | 0.19 | 0 | 0.24 | 0.19 | 0 | 0 | 0 | 0 | 0 | 0 | 0
1983 | 11 | 12 | 0 | 0 | 0 | 0 | 0 | 0 | 0 | 0 | 0 | 0 | 0 | 0 | 0
1983 | 11 | 13 | 0 | 0 | 0 | 0 | 0 | 0 | 0 | 0 | 0 | 0 | 0 | 0 | 0
1983 | 11 | 14 | 0 | 0 | 0 | 0 | 0 | 0 | 0 | 0 | 0 | 0 | 0 | 0 | 0
1983 | 11 | 15 | 0.66 | 0.66 | 0.61 | 0 | 0.66 | 0.61 | 0 | 0 | 0 | 0 | 0 | 0 | 0
1983 | 11 | 16 | 0.03 | 0.03 | 0 | 0 | 0.03 | 0 | 0 | 0 | 0 | 0 | 0 | 0 | 0
1983 | 11 | 17 | 0 | 0 | 0 | 0 | 0 | 0 | 0 | 0 | 0 | 0 | 0 | 0 | 0
1983 | 11 | 18 | 0 | 0 | 0 | 0 | 0 | 0 | 0 | 0 | 0 | 0 | 0 | 0 | 0
1983 | 11 | 19 | 0 | 0 | 0 | 0 | 0 | 0 | 0 | 0 | 0 | 0 | 0 | 0 | 0
1983 | 11 | 20 | 0.97 | 0.97 | 0.92 | 0 | 0.97 | 0.92 | 0 | 0 | 0 | 0 | 0 | 0 | 0
1983 | 11 | 21 | 0 | 0 | 0 | 0 | 0 | 0 | 0 | 0 | 0 | 0 | 0 | 0 | 0
1983 | 11 | 22 | 0 | 0 | 0 | 0 | 0 | 0 | 0 | 0 | 0 | 0 | 0 | 0 | 0
1983 | 11 | 23 | 0 | 0 | 0 | 0 | 0 | 0 | 0 | 0 | 0 | 0 | 0 | 0 | 0
1983 | 11 | 24 | 0.67 | 0.67 | 0.62 | 0 | 0.67 | 0.62 | 0 | 0 | 0 | 0 | 0 | 0 | 0
1983 | 11 | 25 | 1.02 | 1 | 0.95 | 0 | 1 | 0.95 | 0 | 0 | 0 | 0 | 0 | 0 | 0
1983 | 11 | 26 | 0 | 0 | 0 | 0 | 0 | 0 | 0 | 0 | 0 | 0 | 0 | 0 | 0
1983 | 11 | 27 | 0 | 0 | 0 | 0 | 0 | 0 | 0 | 0 | 0 | 0 | 0 | 0 | 0
1983 | 11 | 28 | 0.27 | 0.27 | 0.22 | 0 | 0.27 | 0.22 | 0 | 0 | 0 | 0 | 0 | 0 | 0
1983 | 11 | 29 | 0 | 0 | 0 | 0 | 0 | 0 | 0 | 0 | 0 | 0 | 0 | 0 | 0
1983 | 11 | 30 | 0 | 0 | 0 | 0 | 0 | 0 | 0 | 0 | 0 | 0 | 0 | 0 | 0
1983 | 12 | 1 | 0 | 0 | 0 | 0 | 0 | 0 | 0 | 0 | 0 | 0 | 0 | 0 | 0
1983 | 12 | 2 | 0.02 | 0.02 | 0 | 0 | 0.02 | 0 | 0 | 0 | 0 | 0 | 0 | 0 | 0
1983 | 12 | 3 | 0.02 | 0.02 | 0 | 0 | 0.02 | 0 | 0 | 0 | 0 | 0 | 0 | 0 | 0
1983 | 12 | 4 | 1.17 | 1 | 0.95 | 0 | 1 | 0.95 | 0 | 0 | 0 | 0 | 0 | 0 | 0
1983 | 12 | 5 | 0 | 0 | 0 | 0 | 0 | 0 | 0 | 0 | 0 | 0 | 0 | 0 | 0
1983 | 12 | 6 | 0.67 | 0.67 | 0.62 | 0 | 0.67 | 0.62 | 0 | 0 | 0 | 0 | 0 | 0 | 0
1983 | 12 | 7 | 0 | 0 | 0 | 0 | 0 | 0 | 0 | 0 | 0 | 0 | 0 | 0 | 0
1983 | 12 | 8 | 0 | 0 | 0 | 0 | 0 | 0 | 0 | 0 | 0 | 0 | 0 | 0 | 0
1983 | 12 | 9 | 0.01 | 0.01 | 0 | 0 | 0.01 | 0 | 0 | 0 | 0 | 0 | 0 | 0 | 0
1983 | 12 | 10 | 0 | 0 | 0 | 0 | 0 | 0 | 0 | 0 | 0 | 0 | 0 | 0 | 0
1983 | 12 | 11 | 0 | 0 | 0 | 0 | 0 | 0 | 0 | 0 | 0 | 0 | 0 | 0 | 0
1983 | 12 | 12 | 0.73 | 0.73 | 0.68 | 0 | 0.73 | 0.68 | 0 | 0 | 0 | 0 | 0 | 0 | 0
1983 | 12 | 13 | 1.16 | 1 | 0.95 | 0 | 1 | 0.95 | 0 | 0 | 0 | 0 | 0 | 0 | 0
1983 | 12 | 14 | 0 | 0 | 0 | 0 | 0 | 0 | 0 | 0 | 0 | 0 | 0 | 0 | 0
1983 | 12 | 15 | 0 | 0 | 0 | 0 | 0 | 0 | 0 | 0 | 0 | 0 | 0 | 0 | 0
1983 | 12 | 16 | 0 | 0 | 0 | 0 | 0 | 0 | 0 | 0 | 0 | 0 | 0 | 0 | 0
1983 | 12 | 17 | 0 | 0 | 0 | 0 | 0 | 0 | 0 | 0 | 0 | 0 | 0 | 0 | 0
1983 | 12 | 18 | 0 | 0 | 0 | 0 | 0 | 0 | 0 | 0 | 0 | 0 | 0 | 0 | 0
1983 | 12 | 19 | 0 | 0 | 0 | 0 | 0 | 0 | 0 | 0 | 0 | 0 | 0 | 0 | 0
1983 | 12 | 20 | 0 | 0 | 0 | 0 | 0 | 0 | 0 | 0 | 0 | 0 | 0 | 0 | 0
1983 | 12 | 21 | 0.02 | 0.02 | 0 | 0 | 0.02 | 0 | 0 | 0 | 0 | 0 | 0 | 0 | 0
1983 | 12 | 22 | 1.16 | 1 | 0.95 | 0 | 1 | 0.95 | 0 | 0 | 0 | 0 | 0 | 0 | 0
1983 | 12 | 23 | 0 | 0 | 0 | 0 | 0 | 0 | 0 | 0 | 0 | 0 | 0 | 0 | 0
1983 | 12 | 24 | 0 | 0 | 0 | 0 | 0 | 0 | 0 | 0 | 0 | 0 | 0 | 0 | 0
1983 | 12 | 25 | 0 | 0 | 0 | 0 | 0 | 0 | 0 | 0 | 0 | 0 | 0 | 0 | 0
1983 | 12 | 26 | 0 | 0 | 0 | 0 | 0 | 0 | 0 | 0 | 0 | 0 | 0 | 0 | 0
1983 | 12 | 27 | 0 | 0 | 0 | 0 | 0 | 0 | 0 | 0 | 0 | 0 | 0 | 0 | 0
1983 | 12 | 28 | 0.95 | 0.95 | 0.9 | 0 | 0.95 | 0.9 | 0 | 0 | 0 | 0 | 0 | 0 | 0
1983 | 12 | 29 | 0 | 0 | 0 | 0 | 0 | 0 | 0 | 0 | 0 | 0 | 0 | 0 | 0
1983 | 12 | 30 | 0 | 0 | 0 | 0 | 0 | 0 | 0 | 0 | 0 | 0 | 0 | 0 | 0
1983 | 12 | 31 | 0 | 0 | 0 | 0 | 0 | 0 | 0 | 0 | 0 | 0 | 0 | 0 | 0
1984 | 1 | 1 | 0 | 0 | 0 | 0 | 0 | 0 | 0 | 0 | 0 | 0 | 0 | 0 | 0
1984 | 1 | 2 | 0 | 0 | 0 | 0 | 0 | 0 | 0 | 0 | 0 | 0 | 0 | 0 | 0
1984 | 1 | 3 | 0 | 0 | 0 | 0 | 0 | 0 | 0 | 0 | 0 | 0 | 0 | 0 | 0
1984 | 1 | 4 | 0 | 0 | 0 | 0 | 0 | 0 | 0 | 0 | 0 | 0 | 0 | 0 | 0
1984 | 1 | 5 | 0 | 0 | 0 | 0 | 0 | 0 | 0 | 0 | 0 | 0 | 0 | 0 | 0
1984 | 1 | 6 | 0 | 0 | 0 | 0 | 0 | 0 | 0 | 0 | 0 | 0 | 0 | 0 | 0
1984 | 1 | 7 | 0 | 0 | 0 | 0 | 0 | 0 | 0 | 0 | 0 | 0 | 0 | 0 | 0
1984 | 1 | 8 | 0 | 0 | 0 | 0 | 0 | 0 | 0 | 0 | 0 | 0 | 0 | 0 | 0
1984 | 1 | 9 | 0 | 0 | 0 | 0 | 0 | 0 | 0 | 0 | 0 | 0 | 0 | 0 | 0
1984 | 1 | 10 | 0.77 | 0.77 | 0.72 | 0 | 0.77 | 0.72 | 0 | 0 | 0 | 0 | 0 | 0 | 0
1984 | 1 | 11 | 0.02 | 0.02 | 0 | 0 | 0.02 | 0 | 0 | 0 | 0 | 0 | 0 | 0 | 0
1984 | 1 | 12 | 0 | 0 | 0 | 0 | 0 | 0 | 0 | 0 | 0 | 0 | 0 | 0 | 0
1984 | 1 | 13 | 0.02 | 0.02 | 0 | 0 | 0.02 | 0 | 0 | 0 | 0 | 0 | 0 | 0 | 0
1984 | 1 | 14 | 0 | 0 | 0 | 0 | 0 | 0 | 0 | 0 | 0 | 0 | 0 | 0 | 0
1984 | 1 | 15 | 0 | 0 | 0 | 0 | 0 | 0 | 0 | 0 | 0 | 0 | 0 | 0 | 0
1984 | 1 | 16 | 0.09 | 0.09 | 0.04 | 0 | 0.09 | 0.04 | 0 | 0 | 0 | 0 | 0 | 0 | 0
1984 | 1 | 17 | 0 | 0 | 0 | 0 | 0 | 0 | 0 | 0 | 0 | 0 | 0 | 0 | 0
1984 | 1 | 18 | 0.51 | 0.51 | 0.46 | 0 | 0.51 | 0.46 | 0 | 0 | 0 | 0 | 0 | 0 | 0
1984 | 1 | 19 | 0.04 | 0.04 | 0 | 0 | 0.04 | 0 | 0 | 0 | 0 | 0 | 0 | 0 | 0
1984 | 1 | 20 | 0 | 0 | 0 | 0 | 0 | 0 | 0 | 0 | 0 | 0 | 0 | 0 | 0
1984 | 1 | 21 | 0 | 0 | 0 | 0 | 0 | 0 | 0 | 0 | 0 | 0 | 0 | 0 | 0
1984 | 1 | 22 | 0 | 0 | 0 | 0 | 0 | 0 | 0 | 0 | 0 | 0 | 0 | 0 | 0
1984 | 1 | 23 | 0 | 0 | 0 | 0 | 0 | 0 | 0 | 0 | 0 | 0 | 0 | 0 | 0
1984 | 1 | 24 | 0.22 | 0.22 | 0.17 | 0 | 0.22 | 0.17 | 0 | 0 | 0 | 0 | 0 | 0 | 0
1984 | 1 | 25 | 0 | 0 | 0 | 0 | 0 | 0 | 0 | 0 | 0 | 0 | 0 | 0 | 0
1984 | 1 | 26 | 0 | 0 | 0 | 0 | 0 | 0 | 0 | 0 | 0 | 0 | 0 | 0 | 0
1984 | 1 | 27 | 0 | 0 | 0 | 0 | 0 | 0 | 0 | 0 | 0 | 0 | 0 | 0 | 0
1984 | 1 | 28 | 0 | 0 | 0 | 0 | 0 | 0 | 0 | 0 | 0 | 0 | 0 | 0 | 0
1984 | 1 | 29 | 0 | 0 | 0 | 0 | 0 | 0 | 0 | 0 | 0 | 0 | 0 | 0 | 0
1984 | 1 | 30 | 0.04 | 0.04 | 0 | 0 | 0.04 | 0 | 0 | 0 | 0 | 0 | 0 | 0 | 0
1984 | 1 | 31 | 0 | 0 | 0 | 0 | 0 | 0 | 0 | 0 | 0 | 0 | 0 | 0 | 0
1984 | 2 | 1 | 0 | 0 | 0 | 0 | 0 | 0 | 0 | 0 | 0 | 0 | 0 | 0 | 0
1984 | 2 | 2 | 0 | 0 | 0 | 0 | 0 | 0 | 0 | 0 | 0 | 0 | 0 | 0 | 0
1984 | 2 | 3 | 0.25 | 0.25 | 0.2 | 0 | 0.25 | 0.2 | 0 | 0 | 0 | 0 | 0 | 0 | 0
1984 | 2 | 4 | 0 | 0 | 0 | 0 | 0 | 0 | 0 | 0 | 0 | 0 | 0 | 0 | 0
1984 | 2 | 5 | 0.27 | 0.27 | 0.22 | 0 | 0.27 | 0.22 | 0 | 0 | 0 | 0 | 0 | 0 | 0
1984 | 2 | 6 | 0 | 0 | 0 | 0 | 0 | 0 | 0 | 0 | 0 | 0 | 0 | 0 | 0
1984 | 2 | 7 | 0 | 0 | 0 | 0 | 0 | 0 | 0 | 0 | 0 | 0 | 0 | 0 | 0
1984 | 2 | 8 | 0 | 0 | 0 | 0 | 0 | 0 | 0 | 0 | 0 | 0 | 0 | 0 | 0
1984 | 2 | 9 | 0 | 0 | 0 | 0 | 0 | 0 | 0 | 0 | 0 | 0 | 0 | 0 | 0
1984 | 2 | 10 | 0 | 0 | 0 | 0 | 0 | 0 | 0 | 0 | 0 | 0 | 0 | 0 | 0
1984 | 2 | 11 | 0.01 | 0.01 | 0 | 0 | 0.01 | 0 | 0 | 0 | 0 | 0 | 0 | 0 | 0
1984 | 2 | 12 | 0 | 0 | 0 | 0 | 0 | 0 | 0 | 0 | 0 | 0 | 0 | 0 | 0
1984 | 2 | 13 | 0.02 | 0.02 | 0 | 0 | 0.02 | 0 | 0 | 0 | 0 | 0 | 0 | 0 | 0
1984 | 2 | 14 | 0.93 | 0.93 | 0.88 | 0 | 0.93 | 0.88 | 0 | 0 | 0 | 0 | 0 | 0 | 0
1984 | 2 | 15 | 0.46 | 0.46 | 0.41 | 0 | 0.46 | 0.41 | 0 | 0 | 0 | 0 | 0 | 0 | 0
1984 | 2 | 16 | 0 | 0 | 0 | 0 | 0 | 0 | 0 | 0 | 0 | 0 | 0 | 0 | 0
1984 | 2 | 17 | 0.09 | 0.09 | 0.04 | 0 | 0.09 | 0.04 | 0 | 0 | 0 | 0 | 0 | 0 | 0
1984 | 2 | 18 | 0 | 0 | 0 | 0 | 0 | 0 | 0 | 0 | 0 | 0 | 0 | 0 | 0
1984 | 2 | 19 | 0 | 0 | 0 | 0 | 0 | 0 | 0 | 0 | 0 | 0 | 0 | 0 | 0
1984 | 2 | 20 | 0 | 0 | 0 | 0 | 0 | 0 | 0 | 0 | 0 | 0 | 0 | 0 | 0
1984 | 2 | 21 | 0 | 0 | 0 | 0 | 0 | 0 | 0 | 0 | 0 | 0 | 0 | 0 | 0
1984 | 2 | 22 | 0 | 0 | 0 | 0 | 0 | 0 | 0 | 0 | 0 | 0 | 0 | 0 | 0
1984 | 2 | 23 | 0.51 | 0.51 | 0.46 | 0 | 0.51 | 0.46 | 0 | 0 | 0 | 0 | 0 | 0 | 0
1984 | 2 | 24 | 0.22 | 0.22 | 0.17 | 0 | 0.22 | 0.17 | 0 | 0 | 0 | 0 | 0 | 0 | 0
1984 | 2 | 25 | 0.04 | 0.04 | 0 | 0 | 0.04 | 0 | 0 | 0 | 0 | 0 | 0 | 0 | 0
1984 | 2 | 26 | 0 | 0 | 0 | 0 | 0 | 0 | 0 | 0 | 0 | 0 | 0 | 0 | 0
1984 | 2 | 27 | 0.13 | 0.13 | 0.08 | 0 | 0.13 | 0.08 | 0 | 0 | 0 | 0 | 0 | 0 | 0
1984 | 2 | 28 | 0.5 | 0.5 | 0.45 | 0 | 0.5 | 0.45 | 0 | 0 | 0 | 0 | 0 | 0 | 0
1984 | 2 | 29 | 0 | 0 | 0 | 0 | 0 | 0 | 0 | 0 | 0 | 0 | 0 | 0 | 0
1984 | 3 | 1 | 0 | 0 | 0 | 0 | 0 | 0 | 0 | 0 | 0 | 0 | 0 | 0 | 0
1984 | 3 | 2 | 0 | 0 | 0 | 0 | 0 | 0 | 0 | 0 | 0 | 0 | 0 | 0 | 0
1984 | 3 | 3 | 0 | 0 | 0 | 0 | 0 | 0 | 0 | 0 | 0 | 0 | 0 | 0 | 0
1984 | 3 | 4 | 0 | 0 | 0 | 0 | 0 | 0 | 0 | 0 | 0 | 0 | 0 | 0 | 0
1984 | 3 | 5 | 0.36 | 0.36 | 0.31 | 0 | 0.36 | 0.31 | 0 | 0 | 0 | 0 | 0 | 0 | 0
1984 | 3 | 6 | 0.07 | 0.07 | 0.02 | 0 | 0.07 | 0.02 | 0 | 0 | 0 | 0 | 0 | 0 | 0
1984 | 3 | 7 | 0 | 0 | 0 | 0 | 0 | 0 | 0 | 0 | 0 | 0 | 0 | 0 | 0
1984 | 3 | 8 | 0.26 | 0.26 | 0.21 | 0 | 0.26 | 0.21 | 0 | 0 | 0 | 0 | 0 | 0 | 0
1984 | 3 | 9 | 0 | 0 | 0 | 0 | 0 | 0 | 0 | 0 | 0 | 0 | 0 | 0 | 0
1984 | 3 | 10 | 0 | 0 | 0 | 0 | 0 | 0 | 0 | 0 | 0 | 0 | 0 | 0 | 0
1984 | 3 | 11 | 0 | 0 | 0 | 0 | 0 | 0 | 0 | 0 | 0 | 0 | 0 | 0 | 0
1984 | 3 | 12 | 0 | 0 | 0 | 0 | 0 | 0 | 0 | 0 | 0 | 0 | 0 | 0 | 0
1984 | 3 | 13 | 0.72 | 0.72 | 0.67 | 0 | 0.72 | 0.67 | 0 | 0 | 0 | 0 | 0 | 0 | 0
1984 | 3 | 14 | 0 | 0 | 0 | 0 | 0 | 0 | 0 | 0 | 0 | 0 | 0 | 0 | 0
1984 | 3 | 15 | 0 | 0 | 0 | 0 | 0 | 0 | 0 | 0 | 0 | 0 | 0 | 0 | 0
1984 | 3 | 16 | 0 | 0 | 0 | 0 | 0 | 0 | 0 | 0 | 0 | 0 | 0 | 0 | 0
1984 | 3 | 17 | 0 | 0 | 0 | 0 | 0 | 0 | 0 | 0 | 0 | 0 | 0 | 0 | 0
1984 | 3 | 18 | 0 | 0 | 0 | 0 | 0 | 0 | 0 | 0 | 0 | 0 | 0 | 0 | 0
1984 | 3 | 19 | 0 | 0 | 0 | 0 | 0 | 0 | 0 | 0 | 0 | 0 | 0 | 0 | 0
1984 | 3 | 20 | 0 | 0 | 0 | 0 | 0 | 0 | 0 | 0 | 0 | 0 | 0 | 0 | 0
1984 | 3 | 21 | 0.61 | 0.61 | 0.56 | 0 | 0.61 | 0.56 | 0 | 0 | 0 | 0 | 0 | 0 | 0
1984 | 3 | 22 | 0 | 0 | 0 | 0 | 0 | 0 | 0 | 0 | 0 | 0 | 0 | 0 | 0
1984 | 3 | 23 | 0 | 0 | 0 | 0 | 0 | 0 | 0 | 0 | 0 | 0 | 0 | 0 | 0
1984 | 3 | 24 | 0 | 0 | 0 | 0 | 0 | 0 | 0 | 0 | 0 | 0 | 0 | 0 | 0
1984 | 3 | 25 | 0.89 | 0.89 | 0.84 | 0 | 0.89 | 0.84 | 0 | 0 | 0 | 0 | 0 | 0 | 0
1984 | 3 | 26 | 0.69 | 0.69 | 0.64 | 0 | 0.69 | 0.64 | 0 | 0 | 0 | 0 | 0 | 0 | 0
1984 | 3 | 27 | 0.01 | 0.01 | 0 | 0 | 0.01 | 0 | 0 | 0 | 0 | 0 | 0 | 0 | 0
1984 | 3 | 28 | 1.3 | 1 | 0.95 | 0 | 1 | 0.95 | 0 | 0 | 0 | 0 | 0 | 0 | 0
1984 | 3 | 29 | 1.23 | 1 | 0.95 | 0 | 1 | 0.95 | 0 | 0 | 0 | 0 | 0 | 0 | 0
1984 | 3 | 30 | 0 | 0 | 0 | 0 | 0 | 0 | 0 | 0 | 0 | 0 | 0 | 0 | 0
1984 | 3 | 31 | 0 | 0 | 0 | 0 | 0 | 0 | 0 | 0 | 0 | 0 | 0 | 0 | 0
1984 | 4 | 1 | 0 | 0 | 0 | 0 | 0 | 0 | 0 | 0 | 0 | 0 | 0 | 0 | 0
1984 | 4 | 2 | 0 | 0 | 0 | 0 | 0 | 0 | 0 | 0 | 0 | 0 | 0 | 0 | 0
1984 | 4 | 3 | 0 | 0 | 0 | 0 | 0 | 0 | 0 | 0 | 0 | 0 | 0 | 0 | 0
1984 | 4 | 4 | 0.97 | 0.97 | 0.92 | 0 | 0.97 | 0.92 | 0 | 0 | 0 | 0 | 0 | 0 | 0
1984 | 4 | 5 | 0.26 | 0.26 | 0.21 | 0 | 0.26 | 0.21 | 0 | 0 | 0 | 0 | 0 | 0 | 0
1984 | 4 | 6 | 0 | 0 | 0 | 0 | 0 | 0 | 0 | 0 | 0 | 0 | 0 | 0 | 0
1984 | 4 | 7 | 0 | 0 | 0 | 0 | 0 | 0 | 0 | 0 | 0 | 0 | 0 | 0 | 0
1984 | 4 | 8 | 0 | 0 | 0 | 0 | 0 | 0 | 0 | 0 | 0 | 0 | 0 | 0 | 0
1984 | 4 | 9 | 0 | 0 | 0 | 0 | 0 | 0 | 0 | 0 | 0 | 0 | 0 | 0 | 0
1984 | 4 | 10 | 0 | 0 | 0 | 0 | 0 | 0 | 0 | 0 | 0 | 0 | 0 | 0 | 0
1984 | 4 | 11 | 0 | 0 | 0 | 0 | 0 | 0 | 0 | 0 | 0 | 0 | 0 | 0 | 0
1984 | 4 | 12 | 0 | 0 | 0 | 0 | 0 | 0 | 0 | 0 | 0 | 0 | 0 | 0 | 0
1984 | 4 | 13 | 0.42 | 0.42 | 0.37 | 0 | 0.42 | 0.37 | 0 | 0 | 0 | 0 | 0 | 0 | 0
1984 | 4 | 14 | 0.25 | 0.25 | 0.2 | 0 | 0.25 | 0.2 | 0 | 0 | 0 | 0 | 0 | 0 | 0
1984 | 4 | 15 | 0.3 | 0.3 | 0.25 | 0 | 0.3 | 0.25 | 0 | 0 | 0 | 0 | 0 | 0 | 0
1984 | 4 | 16 | 0.25 | 0.25 | 0.2 | 0 | 0.25 | 0.2 | 0 | 0 | 0 | 0 | 0 | 0 | 0
1984 | 4 | 17 | 0.01 | 0.01 | 0 | 0 | 0.01 | 0 | 0 | 0 | 0 | 0 | 0 | 0 | 0
1984 | 4 | 18 | 0.02 | 0.02 | 0 | 0 | 0.02 | 0 | 0 | 0 | 0 | 0 | 0 | 0 | 0
1984 | 4 | 19 | 0 | 0 | 0 | 0 | 0 | 0 | 0 | 0 | 0 | 0 | 0 | 0 | 0
1984 | 4 | 20 | 0 | 0 | 0 | 0 | 0 | 0 | 0 | 0 | 0 | 0 | 0 | 0 | 0
1984 | 4 | 21 | 0 | 0 | 0 | 0 | 0 | 0 | 0 | 0 | 0 | 0 | 0 | 0 | 0
1984 | 4 | 22 | 0.4 | 0.4 | 0.35 | 0 | 0.4 | 0.35 | 0 | 0 | 0 | 0 | 0 | 0 | 0
1984 | 4 | 23 | 0.29 | 0.29 | 0.24 | 0 | 0.29 | 0.24 | 0 | 0 | 0 | 0 | 0 | 0 | 0
1984 | 4 | 24 | 0.03 | 0.03 | 0 | 0 | 0.03 | 0 | 0 | 0 | 0 | 0 | 0 | 0 | 0
1984 | 4 | 25 | 0 | 0 | 0 | 0 | 0 | 0 | 0 | 0 | 0 | 0 | 0 | 0 | 0
1984 | 4 | 26 | 0 | 0 | 0 | 0 | 0 | 0 | 0 | 0 | 0 | 0 | 0 | 0 | 0
1984 | 4 | 27 | 0 | 0 | 0 | 0 | 0 | 0 | 0 | 0 | 0 | 0 | 0 | 0 | 0
1984 | 4 | 28 | 0.31 | 0.31 | 0.26 | 0 | 0.31 | 0.26 | 0 | 0 | 0 | 0 | 0 | 0 | 0
1984 | 4 | 29 | 0.16 | 0.16 | 0.11 | 0 | 0.16 | 0.11 | 0 | 0 | 0 | 0 | 0 | 0 | 0
1984 | 4 | 30 | 0.04 | 0.04 | 0 | 0 | 0.04 | 0 | 0 | 0 | 0 | 0 | 0 | 0 | 0
1984 | 5 | 1 | 0 | 0 | 0 | 0 | 0 | 0 | 0 | 0 | 0 | 0 | 0 | 0 | 0
1984 | 5 | 2 | 0 | 0 | 0 | 0 | 0 | 0 | 0 | 0 | 0 | 0 | 0 | 0 | 0
1984 | 5 | 3 | 0.89 | 0.89 | 0.84 | 0 | 0.89 | 0.84 | 0 | 0 | 0 | 0 | 0 | 0 | 0
1984 | 5 | 4 | 0.08 | 0.08 | 0.03 | 0 | 0.08 | 0.03 | 0 | 0 | 0 | 0 | 0 | 0 | 0
1984 | 5 | 5 | 0 | 0 | 0 | 0 | 0 | 0 | 0 | 0 | 0 | 0 | 0 | 0 | 0
1984 | 5 | 6 | 0.16 | 0.16 | 0.11 | 0 | 0.16 | 0.11 | 0 | 0 | 0 | 0 | 0 | 0 | 0
1984 | 5 | 7 | 0.06 | 0.06 | 0.01 | 0 | 0.06 | 0.01 | 0 | 0 | 0 | 0 | 0 | 0 | 0
1984 | 5 | 8 | 0.61 | 0.61 | 0.56 | 0 | 0.61 | 0.56 | 0 | 0 | 0 | 0 | 0 | 0 | 0
1984 | 5 | 9 | 0 | 0 | 0 | 0 | 0 | 0 | 0 | 0 | 0 | 0 | 0 | 0 | 0
1984 | 5 | 10 | 0 | 0 | 0 | 0 | 0 | 0 | 0 | 0 | 0 | 0 | 0 | 0 | 0
1984 | 5 | 11 | 0 | 0 | 0 | 0 | 0 | 0 | 0 | 0 | 0 | 0 | 0 | 0 | 0
1984 | 5 | 12 | 0 | 0 | 0 | 0 | 0 | 0 | 0 | 0 | 0 | 0 | 0 | 0 | 0
1984 | 5 | 13 | 0 | 0 | 0 | 0 | 0 | 0 | 0 | 0 | 0 | 0 | 0 | 0 | 0
1984 | 5 | 14 | 0 | 0 | 0 | 0 | 0 | 0 | 0 | 0 | 0 | 0 | 0 | 0 | 0
1984 | 5 | 15 | 0 | 0 | 0 | 0 | 0 | 0 | 0 | 0 | 0 | 0 | 0 | 0 | 0
1984 | 5 | 16 | 0 | 0 | 0 | 0 | 0 | 0 | 0 | 0 | 0 | 0 | 0 | 0 | 0
1984 | 5 | 17 | 0 | 0 | 0 | 0 | 0 | 0 | 0 | 0 | 0 | 0 | 0 | 0 | 0
1984 | 5 | 18 | 0 | 0 | 0 | 0 | 0 | 0 | 0 | 0 | 0 | 0 | 0 | 0 | 0
1984 | 5 | 19 | 0.01 | 0.01 | 0 | 0 | 0.01 | 0 | 0 | 0 | 0 | 0 | 0 | 0 | 0
1984 | 5 | 20 | 0 | 0 | 0 | 0 | 0 | 0 | 0 | 0 | 0 | 0 | 0 | 0 | 0
1984 | 5 | 21 | 0 | 0 | 0 | 0 | 0 | 0 | 0 | 0 | 0 | 0 | 0 | 0 | 0
1984 | 5 | 22 | 0 | 0 | 0 | 0 | 0 | 0 | 0 | 0 | 0 | 0 | 0 | 0 | 0
1984 | 5 | 23 | 0.88 | 0.88 | 0.83 | 0 | 0.88 | 0.83 | 0 | 0 | 0 | 0 | 0 | 0 | 0
1984 | 5 | 24 | 0 | 0 | 0 | 0 | 0 | 0 | 0 | 0 | 0 | 0 | 0 | 0 | 0
1984 | 5 | 25 | 0 | 0 | 0 | 0 | 0 | 0 | 0 | 0 | 0 | 0 | 0 | 0 | 0
1984 | 5 | 26 | 0.44 | 0.44 | 0.39 | 0 | 0.44 | 0.39 | 0 | 0 | 0 | 0 | 0 | 0 | 0
1984 | 5 | 27 | 0.02 | 0.02 | 0 | 0 | 0.02 | 0 | 0 | 0 | 0 | 0 | 0 | 0 | 0
1984 | 5 | 28 | 0.02 | 0.02 | 0 | 0 | 0.02 | 0 | 0 | 0 | 0 | 0 | 0 | 0 | 0
1984 | 5 | 29 | 0.38 | 0.38 | 0.33 | 0 | 0.38 | 0.33 | 0 | 0 | 0 | 0 | 0 | 0 | 0
1984 | 5 | 30 | 0.25 | 0.25 | 0.2 | 0 | 0.25 | 0.2 | 0 | 0 | 0 | 0 | 0 | 0 | 0
1984 | 5 | 31 | 0 | 0 | 0 | 0 | 0 | 0 | 0 | 0 | 0 | 0 | 0 | 0 | 0
1984 | 6 | 1 | 0 | 0 | 0 | 0 | 0 | 0 | 0 | 0 | 0 | 0 | 0 | 0 | 0
1984 | 6 | 2 | 0 | 0 | 0 | 0 | 0 | 0 | 0 | 0 | 0 | 0 | 0 | 0 | 0
1984 | 6 | 3 | 0 | 0 | 0 | 0 | 0 | 0 | 0 | 0 | 0 | 0 | 0 | 0 | 0
1984 | 6 | 4 | 0 | 0 | 0 | 0 | 0 | 0 | 0 | 0 | 0 | 0 | 0 | 0 | 0
1984 | 6 | 5 | 0 | 0 | 0 | 0 | 0 | 0 | 0 | 0 | 0 | 0 | 0 | 0 | 0
1984 | 6 | 6 | 0 | 0 | 0 | 0 | 0 | 0 | 0 | 0 | 0 | 0 | 0 | 0 | 0
1984 | 6 | 7 | 0 | 0 | 0 | 0 | 0 | 0 | 0 | 0 | 0 | 0 | 0 | 0 | 0
1984 | 6 | 8 | 0 | 0 | 0 | 0 | 0 | 0 | 0 | 0 | 0 | 0 | 0 | 0 | 0
1984 | 6 | 9 | 0 | 0 | 0 | 0 | 0 | 0 | 0 | 0 | 0 | 0 | 0 | 0 | 0
1984 | 6 | 10 | 0 | 0 | 0 | 0 | 0 | 0 | 0 | 0 | 0 | 0 | 0 | 0 | 0
1984 | 6 | 11 | 0 | 0 | 0 | 0 | 0 | 0 | 0 | 0 | 0 | 0 | 0 | 0 | 0
1984 | 6 | 12 | 0 | 0 | 0 | 0 | 0 | 0 | 0 | 0 | 0 | 0 | 0 | 0 | 0
1984 | 6 | 13 | 0 | 0 | 0 | 0 | 0 | 0 | 0 | 0 | 0 | 0 | 0 | 0 | 0
1984 | 6 | 14 | 0.05 | 0.05 | 0 | 0 | 0.05 | 0 | 0 | 0 | 0 | 0 | 0 | 0 | 0
1984 | 6 | 15 | 0 | 0 | 0 | 0 | 0 | 0 | 0 | 0 | 0 | 0 | 0 | 0 | 0
1984 | 6 | 16 | 0.04 | 0.04 | 0 | 0 | 0.04 | 0 | 0 | 0 | 0 | 0 | 0 | 0 | 0
1984 | 6 | 17 | 0.01 | 0.01 | 0 | 0 | 0.01 | 0 | 0 | 0 | 0 | 0 | 0 | 0 | 0
1984 | 6 | 18 | 0.28 | 0.28 | 0.23 | 0 | 0.28 | 0.23 | 0 | 0 | 0 | 0 | 0 | 0 | 0
1984 | 6 | 19 | 0 | 0 | 0 | 0 | 0 | 0 | 0 | 0 | 0 | 0 | 0 | 0 | 0
1984 | 6 | 20 | 0 | 0 | 0 | 0 | 0 | 0 | 0 | 0 | 0 | 0 | 0 | 0 | 0
1984 | 6 | 21 | 0 | 0 | 0 | 0 | 0 | 0 | 0 | 0 | 0 | 0 | 0 | 0 | 0
1984 | 6 | 22 | 0 | 0 | 0 | 0 | 0 | 0 | 0 | 0 | 0 | 0 | 0 | 0 | 0
1984 | 6 | 23 | 0 | 0 | 0 | 0 | 0 | 0 | 0 | 0 | 0 | 0 | 0 | 0 | 0
1984 | 6 | 24 | 0.06 | 0.06 | 0.01 | 0 | 0.06 | 0.01 | 0 | 0 | 0 | 0 | 0 | 0 | 0
1984 | 6 | 25 | 0 | 0 | 0 | 0 | 0 | 0 | 0 | 0 | 0 | 0 | 0 | 0 | 0
1984 | 6 | 26 | 0 | 0 | 0 | 0 | 0 | 0 | 0 | 0 | 0 | 0 | 0 | 0 | 0
1984 | 6 | 27 | 0 | 0 | 0 | 0 | 0 | 0 | 0 | 0 | 0 | 0 | 0 | 0 | 0
1984 | 6 | 28 | 0.03 | 0.03 | 0 | 0 | 0.03 | 0 | 0 | 0 | 0 | 0 | 0 | 0 | 0
1984 | 6 | 29 | 0.31 | 0.31 | 0.26 | 0 | 0.31 | 0.26 | 0 | 0 | 0 | 0 | 0 | 0 | 0
1984 | 6 | 30 | 1.23 | 1 | 0.95 | 0 | 1 | 0.95 | 0 | 0 | 0 | 0 | 0 | 0 | 0
1984 | 7 | 1 | 0.55 | 0.55 | 0.5 | 0 | 0.55 | 0.5 | 0 | 0 | 0 | 0 | 0 | 0 | 0
1984 | 7 | 2 | 0.24 | 0.24 | 0.19 | 0 | 0.24 | 0.19 | 0 | 0 | 0 | 0 | 0 | 0 | 0
1984 | 7 | 3 | 0 | 0 | 0 | 0 | 0 | 0 | 0 | 0 | 0 | 0 | 0 | 0 | 0
1984 | 7 | 4 | 0 | 0 | 0 | 0 | 0 | 0 | 0 | 0 | 0 | 0 | 0 | 0 | 0
1984 | 7 | 5 | 0.37 | 0.37 | 0.32 | 0 | 0.37 | 0.32 | 0 | 0 | 0 | 0 | 0 | 0 | 0
1984 | 7 | 6 | 0.5 | 0.5 | 0.45 | 0 | 0.5 | 0.45 | 0 | 0 | 0 | 0 | 0 | 0 | 0
1984 | 7 | 7 | 0.08 | 0.08 | 0.03 | 0 | 0.08 | 0.03 | 0 | 0 | 0 | 0 | 0 | 0 | 0
1984 | 7 | 8 | 0 | 0 | 0 | 0 | 0 | 0 | 0 | 0 | 0 | 0 | 0 | 0 | 0
1984 | 7 | 9 | 0 | 0 | 0 | 0 | 0 | 0 | 0 | 0 | 0 | 0 | 0 | 0 | 0
1984 | 7 | 10 | 0.11 | 0.11 | 0.06 | 0 | 0.11 | 0.06 | 0 | 0 | 0 | 0 | 0 | 0 | 0
1984 | 7 | 11 | 0.06 | 0.06 | 0.01 | 0 | 0.06 | 0.01 | 0 | 0 | 0 | 0 | 0 | 0 | 0
1984 | 7 | 12 | 0 | 0 | 0 | 0 | 0 | 0 | 0 | 0 | 0 | 0 | 0 | 0 | 0
1984 | 7 | 13 | 0 | 0 | 0 | 0 | 0 | 0 | 0 | 0 | 0 | 0 | 0 | 0 | 0
1984 | 7 | 14 | 0 | 0 | 0 | 0 | 0 | 0 | 0 | 0 | 0 | 0 | 0 | 0 | 0
1984 | 7 | 15 | 0 | 0 | 0 | 0 | 0 | 0 | 0 | 0 | 0 | 0 | 0 | 0 | 0
1984 | 7 | 16 | 0.04 | 0.04 | 0 | 0 | 0.04 | 0 | 0 | 0 | 0 | 0 | 0 | 0 | 0
1984 | 7 | 17 | 0 | 0 | 0 | 0 | 0 | 0 | 0 | 0 | 0 | 0 | 0 | 0 | 0
1984 | 7 | 18 | 0.68 | 0.68 | 0.63 | 0 | 0.68 | 0.63 | 0 | 0 | 0 | 0 | 0 | 0 | 0
1984 | 7 | 19 | 0 | 0 | 0 | 0 | 0 | 0 | 0 | 0 | 0 | 0 | 0 | 0 | 0
1984 | 7 | 20 | 0 | 0 | 0 | 0 | 0 | 0 | 0 | 0 | 0 | 0 | 0 | 0 | 0
1984 | 7 | 21 | 1.15 | 1 | 0.95 | 0 | 1 | 0.95 | 0 | 0 | 0 | 0 | 0 | 0 | 0
1984 | 7 | 22 | 0.17 | 0.17 | 0.12 | 0 | 0.17 | 0.12 | 0 | 0 | 0 | 0 | 0 | 0 | 0
1984 | 7 | 23 | 0 | 0 | 0 | 0 | 0 | 0 | 0 | 0 | 0 | 0 | 0 | 0 | 0
1984 | 7 | 24 | 0 | 0 | 0 | 0 | 0 | 0 | 0 | 0 | 0 | 0 | 0 | 0 | 0
1984 | 7 | 25 | 0 | 0 | 0 | 0 | 0 | 0 | 0 | 0 | 0 | 0 | 0 | 0 | 0
1984 | 7 | 26 | 0.11 | 0.11 | 0.06 | 0 | 0.11 | 0.06 | 0 | 0 | 0 | 0 | 0 | 0 | 0
1984 | 7 | 27 | 0.02 | 0.02 | 0 | 0 | 0.02 | 0 | 0 | 0 | 0 | 0 | 0 | 0 | 0
1984 | 7 | 28 | 0 | 0 | 0 | 0 | 0 | 0 | 0 | 0 | 0 | 0 | 0 | 0 | 0
1984 | 7 | 29 | 0 | 0 | 0 | 0 | 0 | 0 | 0 | 0 | 0 | 0 | 0 | 0 | 0
1984 | 7 | 30 | 0.01 | 0.01 | 0 | 0 | 0.01 | 0 | 0 | 0 | 0 | 0 | 0 | 0 | 0
1984 | 7 | 31 | 0 | 0 | 0 | 0 | 0 | 0 | 0 | 0 | 0 | 0 | 0 | 0 | 0
1984 | 8 | 1 | 0.06 | 0.06 | 0.01 | 0 | 0.06 | 0.01 | 0 | 0 | 0 | 0 | 0 | 0 | 0
1984 | 8 | 2 | 0.22 | 0.22 | 0.17 | 0 | 0.22 | 0.17 | 0 | 0 | 0 | 0 | 0 | 0 | 0
1984 | 8 | 3 | 0.29 | 0.29 | 0.24 | 0 | 0.29 | 0.24 | 0 | 0 | 0 | 0 | 0 | 0 | 0
1984 | 8 | 4 | 0.02 | 0.02 | 0 | 0 | 0.02 | 0 | 0 | 0 | 0 | 0 | 0 | 0 | 0
1984 | 8 | 5 | 0 | 0 | 0 | 0 | 0 | 0 | 0 | 0 | 0 | 0 | 0 | 0 | 0
1984 | 8 | 6 | 0 | 0 | 0 | 0 | 0 | 0 | 0 | 0 | 0 | 0 | 0 | 0 | 0
1984 | 8 | 7 | 0.07 | 0.07 | 0.02 | 0 | 0.07 | 0.02 | 0 | 0 | 0 | 0 | 0 | 0 | 0
1984 | 8 | 8 | 0 | 0 | 0 | 0 | 0 | 0 | 0 | 0 | 0 | 0 | 0 | 0 | 0
1984 | 8 | 9 | 0.01 | 0.01 | 0 | 0 | 0.01 | 0 | 0 | 0 | 0 | 0 | 0 | 0 | 0
1984 | 8 | 10 | 0.03 | 0.03 | 0 | 0 | 0.03 | 0 | 0 | 0 | 0 | 0 | 0 | 0 | 0
1984 | 8 | 11 | 0 | 0 | 0 | 0 | 0 | 0 | 0 | 0 | 0 | 0 | 0 | 0 | 0
1984 | 8 | 12 | 0.19 | 0.19 | 0.14 | 0 | 0.19 | 0.14 | 0 | 0 | 0 | 0 | 0 | 0 | 0
1984 | 8 | 13 | 0.57 | 0.57 | 0.52 | 0 | 0.57 | 0.52 | 0 | 0 | 0 | 0 | 0 | 0 | 0
1984 | 8 | 14 | 0.13 | 0.13 | 0.08 | 0 | 0.13 | 0.08 | 0 | 0 | 0 | 0 | 0 | 0 | 0
1984 | 8 | 15 | 0 | 0 | 0 | 0 | 0 | 0 | 0 | 0 | 0 | 0 | 0 | 0 | 0
1984 | 8 | 16 | 0 | 0 | 0 | 0 | 0 | 0 | 0 | 0 | 0 | 0 | 0 | 0 | 0
1984 | 8 | 17 | 0 | 0 | 0 | 0 | 0 | 0 | 0 | 0 | 0 | 0 | 0 | 0 | 0
1984 | 8 | 18 | 0 | 0 | 0 | 0 | 0 | 0 | 0 | 0 | 0 | 0 | 0 | 0 | 0
1984 | 8 | 19 | 0.71 | 0.71 | 0.66 | 0 | 0.71 | 0.66 | 0 | 0 | 0 | 0 | 0 | 0 | 0
1984 | 8 | 20 | 0 | 0 | 0 | 0 | 0 | 0 | 0 | 0 | 0 | 0 | 0 | 0 | 0
1984 | 8 | 21 | 0 | 0 | 0 | 0 | 0 | 0 | 0 | 0 | 0 | 0 | 0 | 0 | 0
1984 | 8 | 22 | 0 | 0 | 0 | 0 | 0 | 0 | 0 | 0 | 0 | 0 | 0 | 0 | 0
1984 | 8 | 23 | 0 | 0 | 0 | 0 | 0 | 0 | 0 | 0 | 0 | 0 | 0 | 0 | 0
1984 | 8 | 24 | 0 | 0 | 0 | 0 | 0 | 0 | 0 | 0 | 0 | 0 | 0 | 0 | 0
1984 | 8 | 25 | 0 | 0 | 0 | 0 | 0 | 0 | 0 | 0 | 0 | 0 | 0 | 0 | 0
1984 | 8 | 26 | 0 | 0 | 0 | 0 | 0 | 0 | 0 | 0 | 0 | 0 | 0 | 0 | 0
1984 | 8 | 27 | 0 | 0 | 0 | 0 | 0 | 0 | 0 | 0 | 0 | 0 | 0 | 0 | 0
1984 | 8 | 28 | 0 | 0 | 0 | 0 | 0 | 0 | 0 | 0 | 0 | 0 | 0 | 0 | 0
1984 | 8 | 29 | 0 | 0 | 0 | 0 | 0 | 0 | 0 | 0 | 0 | 0 | 0 | 0 | 0
1984 | 8 | 30 | 0 | 0 | 0 | 0 | 0 | 0 | 0 | 0 | 0 | 0 | 0 | 0 | 0
1984 | 8 | 31 | 0 | 0 | 0 | 0 | 0 | 0 | 0 | 0 | 0 | 0 | 0 | 0 | 0
1984 | 9 | 1 | 0 | 0 | 0 | 0 | 0 | 0 | 0 | 0 | 0 | 0 | 0 | 0 | 0
1984 | 9 | 2 | 0 | 0 | 0 | 0 | 0 | 0 | 0 | 0 | 0 | 0 | 0 | 0 | 0
1984 | 9 | 3 | 0.73 | 0.73 | 0.68 | 0 | 0.73 | 0.68 | 0 | 0 | 0 | 0 | 0 | 0 | 0
1984 | 9 | 4 | 0.06 | 0.06 | 0.01 | 0 | 0.06 | 0.01 | 0 | 0 | 0 | 0 | 0 | 0 | 0
1984 | 9 | 5 | 0 | 0 | 0 | 0 | 0 | 0 | 0 | 0 | 0 | 0 | 0 | 0 | 0
1984 | 9 | 6 | 0 | 0 | 0 | 0 | 0 | 0 | 0 | 0 | 0 | 0 | 0 | 0 | 0
1984 | 9 | 7 | 0 | 0 | 0 | 0 | 0 | 0 | 0 | 0 | 0 | 0 | 0 | 0 | 0
1984 | 9 | 8 | 0 | 0 | 0 | 0 | 0 | 0 | 0 | 0 | 0 | 0 | 0 | 0 | 0
1984 | 9 | 9 | 0 | 0 | 0 | 0 | 0 | 0 | 0 | 0 | 0 | 0 | 0 | 0 | 0
1984 | 9 | 10 | 0.01 | 0.01 | 0 | 0 | 0.01 | 0 | 0 | 0 | 0 | 0 | 0 | 0 | 0
1984 | 9 | 11 | 0 | 0 | 0 | 0 | 0 | 0 | 0 | 0 | 0 | 0 | 0 | 0 | 0
1984 | 9 | 12 | 0 | 0 | 0 | 0 | 0 | 0 | 0 | 0 | 0 | 0 | 0 | 0 | 0
1984 | 9 | 13 | 0 | 0 | 0 | 0 | 0 | 0 | 0 | 0 | 0 | 0 | 0 | 0 | 0
1984 | 9 | 14 | 0.63 | 0.63 | 0.58 | 0 | 0.63 | 0.58 | 0 | 0 | 0 | 0 | 0 | 0 | 0
1984 | 9 | 15 | 0.03 | 0.03 | 0 | 0 | 0.03 | 0 | 0 | 0 | 0 | 0 | 0 | 0 | 0
1984 | 9 | 16 | 0 | 0 | 0 | 0 | 0 | 0 | 0 | 0 | 0 | 0 | 0 | 0 | 0
1984 | 9 | 17 | 0 | 0 | 0 | 0 | 0 | 0 | 0 | 0 | 0 | 0 | 0 | 0 | 0
1984 | 9 | 18 | 0 | 0 | 0 | 0 | 0 | 0 | 0 | 0 | 0 | 0 | 0 | 0 | 0
1984 | 9 | 19 | 0 | 0 | 0 | 0 | 0 | 0 | 0 | 0 | 0 | 0 | 0 | 0 | 0
1984 | 9 | 20 | 0 | 0 | 0 | 0 | 0 | 0 | 0 | 0 | 0 | 0 | 0 | 0 | 0
1984 | 9 | 21 | 0 | 0 | 0 | 0 | 0 | 0 | 0 | 0 | 0 | 0 | 0 | 0 | 0
1984 | 9 | 22 | 0 | 0 | 0 | 0 | 0 | 0 | 0 | 0 | 0 | 0 | 0 | 0 | 0
1984 | 9 | 23 | 0 | 0 | 0 | 0 | 0 | 0 | 0 | 0 | 0 | 0 | 0 | 0 | 0
1984 | 9 | 24 | 0 | 0 | 0 | 0 | 0 | 0 | 0 | 0 | 0 | 0 | 0 | 0 | 0
1984 | 9 | 25 | 0 | 0 | 0 | 0 | 0 | 0 | 0 | 0 | 0 | 0 | 0 | 0 | 0
1984 | 9 | 26 | 0 | 0 | 0 | 0 | 0 | 0 | 0 | 0 | 0 | 0 | 0 | 0 | 0
1984 | 9 | 27 | 0.24 | 0.24 | 0.19 | 0 | 0.24 | 0.19 | 0 | 0 | 0 | 0 | 0 | 0 | 0
1984 | 9 | 28 | 0.48 | 0.48 | 0.43 | 0 | 0.48 | 0.43 | 0 | 0 | 0 | 0 | 0 | 0 | 0
1984 | 9 | 29 | 0.02 | 0.02 | 0 | 0 | 0.02 | 0 | 0 | 0 | 0 | 0 | 0 | 0 | 0
1984 | 9 | 30 | 0.31 | 0.31 | 0.26 | 0 | 0.31 | 0.26 | 0 | 0 | 0 | 0 | 0 | 0 | 0
1984 | 10 | 1 | 1.28 | 1 | 0.95 | 0 | 1 | 0.95 | 0 | 0 | 0 | 0 | 0 | 0 | 0
1984 | 10 | 2 | 0 | 0 | 0 | 0 | 0 | 0 | 0 | 0 | 0 | 0 | 0 | 0 | 0
1984 | 10 | 3 | 0 | 0 | 0 | 0 | 0 | 0 | 0 | 0 | 0 | 0 | 0 | 0 | 0
1984 | 10 | 4 | 0 | 0 | 0 | 0 | 0 | 0 | 0 | 0 | 0 | 0 | 0 | 0 | 0
1984 | 10 | 5 | 0 | 0 | 0 | 0 | 0 | 0 | 0 | 0 | 0 | 0 | 0 | 0 | 0
1984 | 10 | 6 | 0 | 0 | 0 | 0 | 0 | 0 | 0 | 0 | 0 | 0 | 0 | 0 | 0
1984 | 10 | 7 | 0 | 0 | 0 | 0 | 0 | 0 | 0 | 0 | 0 | 0 | 0 | 0 | 0
1984 | 10 | 8 | 0 | 0 | 0 | 0 | 0 | 0 | 0 | 0 | 0 | 0 | 0 | 0 | 0
1984 | 10 | 9 | 0 | 0 | 0 | 0 | 0 | 0 | 0 | 0 | 0 | 0 | 0 | 0 | 0
1984 | 10 | 10 | 0 | 0 | 0 | 0 | 0 | 0 | 0 | 0 | 0 | 0 | 0 | 0 | 0
1984 | 10 | 11 | 0 | 0 | 0 | 0 | 0 | 0 | 0 | 0 | 0 | 0 | 0 | 0 | 0
1984 | 10 | 12 | 0 | 0 | 0 | 0 | 0 | 0 | 0 | 0 | 0 | 0 | 0 | 0 | 0
1984 | 10 | 13 | 0 | 0 | 0 | 0 | 0 | 0 | 0 | 0 | 0 | 0 | 0 | 0 | 0
1984 | 10 | 14 | 0 | 0 | 0 | 0 | 0 | 0 | 0 | 0 | 0 | 0 | 0 | 0 | 0
1984 | 10 | 15 | 0 | 0 | 0 | 0 | 0 | 0 | 0 | 0 | 0 | 0 | 0 | 0 | 0
1984 | 10 | 16 | 0.1 | 0.1 | 0.05 | 0 | 0.1 | 0.05 | 0 | 0 | 0 | 0 | 0 | 0 | 0
1984 | 10 | 17 | 0 | 0 | 0 | 0 | 0 | 0 | 0 | 0 | 0 | 0 | 0 | 0 | 0
1984 | 10 | 18 | 0 | 0 | 0 | 0 | 0 | 0 | 0 | 0 | 0 | 0 | 0 | 0 | 0
1984 | 10 | 19 | 0 | 0 | 0 | 0 | 0 | 0 | 0 | 0 | 0 | 0 | 0 | 0 | 0
1984 | 10 | 20 | 0 | 0 | 0 | 0 | 0 | 0 | 0 | 0 | 0 | 0 | 0 | 0 | 0
1984 | 10 | 21 | 0 | 0 | 0 | 0 | 0 | 0 | 0 | 0 | 0 | 0 | 0 | 0 | 0
1984 | 10 | 22 | 0.04 | 0.04 | 0 | 0 | 0.04 | 0 | 0 | 0 | 0 | 0 | 0 | 0 | 0
1984 | 10 | 23 | 0.7 | 0.7 | 0.65 | 0 | 0.7 | 0.65 | 0 | 0 | 0 | 0 | 0 | 0 | 0
1984 | 10 | 24 | 0.28 | 0.28 | 0.23 | 0 | 0.28 | 0.23 | 0 | 0 | 0 | 0 | 0 | 0 | 0
1984 | 10 | 25 | 0 | 0 | 0 | 0 | 0 | 0 | 0 | 0 | 0 | 0 | 0 | 0 | 0
1984 | 10 | 26 | 0 | 0 | 0 | 0 | 0 | 0 | 0 | 0 | 0 | 0 | 0 | 0 | 0
1984 | 10 | 27 | 0 | 0 | 0 | 0 | 0 | 0 | 0 | 0 | 0 | 0 | 0 | 0 | 0
1984 | 10 | 28 | 0.75 | 0.75 | 0.7 | 0 | 0.75 | 0.7 | 0 | 0 | 0 | 0 | 0 | 0 | 0
1984 | 10 | 29 | 0.03 | 0.03 | 0 | 0 | 0.03 | 0 | 0 | 0 | 0 | 0 | 0 | 0 | 0
1984 | 10 | 30 | 0 | 0 | 0 | 0 | 0 | 0 | 0 | 0 | 0 | 0 | 0 | 0 | 0
1984 | 10 | 31 | 0 | 0 | 0 | 0 | 0 | 0 | 0 | 0 | 0 | 0 | 0 | 0 | 0
1984 | 11 | 1 | 0 | 0 | 0 | 0 | 0 | 0 | 0 | 0 | 0 | 0 | 0 | 0 | 0
1984 | 11 | 2 | 0 | 0 | 0 | 0 | 0 | 0 | 0 | 0 | 0 | 0 | 0 | 0 | 0
1984 | 11 | 3 | 0 | 0 | 0 | 0 | 0 | 0 | 0 | 0 | 0 | 0 | 0 | 0 | 0
1984 | 11 | 4 | 0.47 | 0.47 | 0.42 | 0 | 0.47 | 0.42 | 0 | 0 | 0 | 0 | 0 | 0 | 0
1984 | 11 | 5 | 0.45 | 0.45 | 0.4 | 0 | 0.45 | 0.4 | 0 | 0 | 0 | 0 | 0 | 0 | 0
1984 | 11 | 6 | 0 | 0 | 0 | 0 | 0 | 0 | 0 | 0 | 0 | 0 | 0 | 0 | 0
1984 | 11 | 7 | 0 | 0 | 0 | 0 | 0 | 0 | 0 | 0 | 0 | 0 | 0 | 0 | 0
1984 | 11 | 8 | 0 | 0 | 0 | 0 | 0 | 0 | 0 | 0 | 0 | 0 | 0 | 0 | 0
1984 | 11 | 9 | 0 | 0 | 0 | 0 | 0 | 0 | 0 | 0 | 0 | 0 | 0 | 0 | 0
1984 | 11 | 10 | 0 | 0 | 0 | 0 | 0 | 0 | 0 | 0 | 0 | 0 | 0 | 0 | 0
1984 | 11 | 11 | 0.18 | 0.18 | 0.13 | 0 | 0.18 | 0.13 | 0 | 0 | 0 | 0 | 0 | 0 | 0
1984 | 11 | 12 | 0 | 0 | 0 | 0 | 0 | 0 | 0 | 0 | 0 | 0 | 0 | 0 | 0
1984 | 11 | 13 | 0 | 0 | 0 | 0 | 0 | 0 | 0 | 0 | 0 | 0 | 0 | 0 | 0
1984 | 11 | 14 | 0 | 0 | 0 | 0 | 0 | 0 | 0 | 0 | 0 | 0 | 0 | 0 | 0
1984 | 11 | 15 | 0 | 0 | 0 | 0 | 0 | 0 | 0 | 0 | 0 | 0 | 0 | 0 | 0
1984 | 11 | 16 | 0 | 0 | 0 | 0 | 0 | 0 | 0 | 0 | 0 | 0 | 0 | 0 | 0
1984 | 11 | 17 | 0 | 0 | 0 | 0 | 0 | 0 | 0 | 0 | 0 | 0 | 0 | 0 | 0
1984 | 11 | 18 | 0.42 | 0.42 | 0.37 | 0 | 0.42 | 0.37 | 0 | 0 | 0 | 0 | 0 | 0 | 0
1984 | 11 | 19 | 0.44 | 0.44 | 0.39 | 0 | 0.44 | 0.39 | 0 | 0 | 0 | 0 | 0 | 0 | 0
1984 | 11 | 20 | 0 | 0 | 0 | 0 | 0 | 0 | 0 | 0 | 0 | 0 | 0 | 0 | 0
1984 | 11 | 21 | 0 | 0 | 0 | 0 | 0 | 0 | 0 | 0 | 0 | 0 | 0 | 0 | 0
1984 | 11 | 22 | 0 | 0 | 0 | 0 | 0 | 0 | 0 | 0 | 0 | 0 | 0 | 0 | 0
1984 | 11 | 23 | 0 | 0 | 0 | 0 | 0 | 0 | 0 | 0 | 0 | 0 | 0 | 0 | 0
1984 | 11 | 24 | 0 | 0 | 0 | 0 | 0 | 0 | 0 | 0 | 0 | 0 | 0 | 0 | 0
1984 | 11 | 25 | 0 | 0 | 0 | 0 | 0 | 0 | 0 | 0 | 0 | 0 | 0 | 0 | 0
1984 | 11 | 26 | 0 | 0 | 0 | 0 | 0 | 0 | 0 | 0 | 0 | 0 | 0 | 0 | 0
1984 | 11 | 27 | 0 | 0 | 0 | 0 | 0 | 0 | 0 | 0 | 0 | 0 | 0 | 0 | 0
1984 | 11 | 28 | 1.7 | 1 | 0.95 | 0 | 1 | 0.95 | 0 | 0 | 0 | 0 | 0 | 0 | 0
1984 | 11 | 29 | 0 | 0 | 0 | 0 | 0 | 0 | 0 | 0 | 0 | 0 | 0 | 0 | 0
1984 | 11 | 30 | 0 | 0 | 0 | 0 | 0 | 0 | 0 | 0 | 0 | 0 | 0 | 0 | 0
1984 | 12 | 1 | 0 | 0 | 0 | 0 | 0 | 0 | 0 | 0 | 0 | 0 | 0 | 0 | 0
1984 | 12 | 2 | 0.06 | 0.06 | 0.01 | 0 | 0.06 | 0.01 | 0 | 0 | 0 | 0 | 0 | 0 | 0
1984 | 12 | 3 | 0.06 | 0.06 | 0.01 | 0 | 0.06 | 0.01 | 0 | 0 | 0 | 0 | 0 | 0 | 0
1984 | 12 | 4 | 0 | 0 | 0 | 0 | 0 | 0 | 0 | 0 | 0 | 0 | 0 | 0 | 0
1984 | 12 | 5 | 0.72 | 0.72 | 0.67 | 0 | 0.72 | 0.67 | 0 | 0 | 0 | 0 | 0 | 0 | 0
1984 | 12 | 6 | 0.14 | 0.14 | 0.09 | 0 | 0.14 | 0.09 | 0 | 0 | 0 | 0 | 0 | 0 | 0
1984 | 12 | 7 | 0 | 0 | 0 | 0 | 0 | 0 | 0 | 0 | 0 | 0 | 0 | 0 | 0
1984 | 12 | 8 | 0 | 0 | 0 | 0 | 0 | 0 | 0 | 0 | 0 | 0 | 0 | 0 | 0
1984 | 12 | 9 | 0 | 0 | 0 | 0 | 0 | 0 | 0 | 0 | 0 | 0 | 0 | 0 | 0
1984 | 12 | 10 | 0 | 0 | 0 | 0 | 0 | 0 | 0 | 0 | 0 | 0 | 0 | 0 | 0
1984 | 12 | 11 | 0 | 0 | 0 | 0 | 0 | 0 | 0 | 0 | 0 | 0 | 0 | 0 | 0
1984 | 12 | 12 | 0 | 0 | 0 | 0 | 0 | 0 | 0 | 0 | 0 | 0 | 0 | 0 | 0
1984 | 12 | 13 | 0 | 0 | 0 | 0 | 0 | 0 | 0 | 0 | 0 | 0 | 0 | 0 | 0
1984 | 12 | 14 | 0 | 0 | 0 | 0 | 0 | 0 | 0 | 0 | 0 | 0 | 0 | 0 | 0
1984 | 12 | 15 | 0 | 0 | 0 | 0 | 0 | 0 | 0 | 0 | 0 | 0 | 0 | 0 | 0
1984 | 12 | 16 | 0 | 0 | 0 | 0 | 0 | 0 | 0 | 0 | 0 | 0 | 0 | 0 | 0
1984 | 12 | 17 | 0 | 0 | 0 | 0 | 0 | 0 | 0 | 0 | 0 | 0 | 0 | 0 | 0
1984 | 12 | 18 | 0 | 0 | 0 | 0 | 0 | 0 | 0 | 0 | 0 | 0 | 0 | 0 | 0
1984 | 12 | 19 | 0 | 0 | 0 | 0 | 0 | 0 | 0 | 0 | 0 | 0 | 0 | 0 | 0
1984 | 12 | 20 | 0 | 0 | 0 | 0 | 0 | 0 | 0 | 0 | 0 | 0 | 0 | 0 | 0
1984 | 12 | 21 | 0.15 | 0.15 | 0.1 | 0 | 0.15 | 0.1 | 0 | 0 | 0 | 0 | 0 | 0 | 0
1984 | 12 | 22 | 0.01 | 0.01 | 0 | 0 | 0.01 | 0 | 0 | 0 | 0 | 0 | 0 | 0 | 0
1984 | 12 | 23 | 0 | 0 | 0 | 0 | 0 | 0 | 0 | 0 | 0 | 0 | 0 | 0 | 0
1984 | 12 | 24 | 0.02 | 0.02 | 0 | 0 | 0.02 | 0 | 0 | 0 | 0 | 0 | 0 | 0 | 0
1984 | 12 | 25 | 0 | 0 | 0 | 0 | 0 | 0 | 0 | 0 | 0 | 0 | 0 | 0 | 0
1984 | 12 | 26 | 0 | 0 | 0 | 0 | 0 | 0 | 0 | 0 | 0 | 0 | 0 | 0 | 0
1984 | 12 | 27 | 0 | 0 | 0 | 0 | 0 | 0 | 0 | 0 | 0 | 0 | 0 | 0 | 0
1984 | 12 | 28 | 0 | 0 | 0 | 0 | 0 | 0 | 0 | 0 | 0 | 0 | 0 | 0 | 0
1984 | 12 | 29 | 0 | 0 | 0 | 0 | 0 | 0 | 0 | 0 | 0 | 0 | 0 | 0 | 0
1984 | 12 | 30 | 0 | 0 | 0 | 0 | 0 | 0 | 0 | 0 | 0 | 0 | 0 | 0 | 0
1984 | 12 | 31 | 0.03 | 0.03 | 0 | 0 | 0.03 | 0 | 0 | 0 | 0 | 0 | 0 | 0 | 0
1985 | 1 | 1 | 0.01 | 0.01 | 0 | 0 | 0.01 | 0 | 0 | 0 | 0 | 0 | 0 | 0 | 0
1985 | 1 | 2 | 0.23 | 0.23 | 0.18 | 0 | 0.23 | 0.18 | 0 | 0 | 0 | 0 | 0 | 0 | 0
1985 | 1 | 3 | 0.42 | 0.42 | 0.37 | 0 | 0.42 | 0.37 | 0 | 0 | 0 | 0 | 0 | 0 | 0
1985 | 1 | 4 | 0.26 | 0.26 | 0.21 | 0 | 0.26 | 0.21 | 0 | 0 | 0 | 0 | 0 | 0 | 0
1985 | 1 | 5 | 0.19 | 0.19 | 0.14 | 0 | 0.19 | 0.14 | 0 | 0 | 0 | 0 | 0 | 0 | 0
1985 | 1 | 6 | 0 | 0 | 0 | 0 | 0 | 0 | 0 | 0 | 0 | 0 | 0 | 0 | 0
1985 | 1 | 7 | 0 | 0 | 0 | 0 | 0 | 0 | 0 | 0 | 0 | 0 | 0 | 0 | 0
1985 | 1 | 8 | 0 | 0 | 0 | 0 | 0 | 0 | 0 | 0 | 0 | 0 | 0 | 0 | 0
1985 | 1 | 9 | 0 | 0 | 0 | 0 | 0 | 0 | 0 | 0 | 0 | 0 | 0 | 0 | 0
1985 | 1 | 10 | 0.04 | 0.04 | 0 | 0 | 0.04 | 0 | 0 | 0 | 0 | 0 | 0 | 0 | 0
1985 | 1 | 11 | 0.08 | 0.08 | 0.03 | 0 | 0.08 | 0.03 | 0 | 0 | 0 | 0 | 0 | 0 | 0
1985 | 1 | 12 | 0 | 0 | 0 | 0 | 0 | 0 | 0 | 0 | 0 | 0 | 0 | 0 | 0
1985 | 1 | 13 | 0 | 0 | 0 | 0 | 0 | 0 | 0 | 0 | 0 | 0 | 0 | 0 | 0
1985 | 1 | 14 | 0 | 0 | 0 | 0 | 0 | 0 | 0 | 0 | 0 | 0 | 0 | 0 | 0
1985 | 1 | 15 | 0 | 0 | 0 | 0 | 0 | 0 | 0 | 0 | 0 | 0 | 0 | 0 | 0
1985 | 1 | 16 | 0 | 0 | 0 | 0 | 0 | 0 | 0 | 0 | 0 | 0 | 0 | 0 | 0
1985 | 1 | 17 | 0.27 | 0.27 | 0.22 | 0 | 0.27 | 0.22 | 0 | 0 | 0 | 0 | 0 | 0 | 0
1985 | 1 | 18 | 0.01 | 0.01 | 0 | 0 | 0.01 | 0 | 0 | 0 | 0 | 0 | 0 | 0 | 0
1985 | 1 | 19 | 0 | 0 | 0 | 0 | 0 | 0 | 0 | 0 | 0 | 0 | 0 | 0 | 0
1985 | 1 | 20 | 0.07 | 0.07 | 0.02 | 0 | 0.07 | 0.02 | 0 | 0 | 0 | 0 | 0 | 0 | 0
1985 | 1 | 21 | 0 | 0 | 0 | 0 | 0 | 0 | 0 | 0 | 0 | 0 | 0 | 0 | 0
1985 | 1 | 22 | 0 | 0 | 0 | 0 | 0 | 0 | 0 | 0 | 0 | 0 | 0 | 0 | 0
1985 | 1 | 23 | 0 | 0 | 0 | 0 | 0 | 0 | 0 | 0 | 0 | 0 | 0 | 0 | 0
1985 | 1 | 24 | 0 | 0 | 0 | 0 | 0 | 0 | 0 | 0 | 0 | 0 | 0 | 0 | 0
1985 | 1 | 25 | 0.02 | 0.02 | 0 | 0 | 0.02 | 0 | 0 | 0 | 0 | 0 | 0 | 0 | 0
1985 | 1 | 26 | 0.02 | 0.02 | 0 | 0 | 0.02 | 0 | 0 | 0 | 0 | 0 | 0 | 0 | 0
1985 | 1 | 27 | 0 | 0 | 0 | 0 | 0 | 0 | 0 | 0 | 0 | 0 | 0 | 0 | 0
1985 | 1 | 28 | 0 | 0 | 0 | 0 | 0 | 0 | 0 | 0 | 0 | 0 | 0 | 0 | 0
1985 | 1 | 29 | 0 | 0 | 0 | 0 | 0 | 0 | 0 | 0 | 0 | 0 | 0 | 0 | 0
1985 | 1 | 30 | 0 | 0 | 0 | 0 | 0 | 0 | 0 | 0 | 0 | 0 | 0 | 0 | 0
1985 | 1 | 31 | 0.49 | 0.49 | 0.44 | 0 | 0.49 | 0.44 | 0 | 0 | 0 | 0 | 0 | 0 | 0
1985 | 2 | 1 | 0.92 | 0.92 | 0.87 | 0 | 0.92 | 0.87 | 0 | 0 | 0 | 0 | 0 | 0 | 0
1985 | 2 | 2 | 0.46 | 0.46 | 0.41 | 0 | 0.46 | 0.41 | 0 | 0 | 0 | 0 | 0 | 0 | 0
1985 | 2 | 3 | 0 | 0 | 0 | 0 | 0 | 0 | 0 | 0 | 0 | 0 | 0 | 0 | 0
1985 | 2 | 4 | 0 | 0 | 0 | 0 | 0 | 0 | 0 | 0 | 0 | 0 | 0 | 0 | 0
1985 | 2 | 5 | 0.1 | 0.1 | 0.05 | 0 | 0.1 | 0.05 | 0 | 0 | 0 | 0 | 0 | 0 | 0
1985 | 2 | 6 | 0.04 | 0.04 | 0 | 0 | 0.04 | 0 | 0 | 0 | 0 | 0 | 0 | 0 | 0
1985 | 2 | 7 | 0 | 0 | 0 | 0 | 0 | 0 | 0 | 0 | 0 | 0 | 0 | 0 | 0
1985 | 2 | 8 | 0 | 0 | 0 | 0 | 0 | 0 | 0 | 0 | 0 | 0 | 0 | 0 | 0
1985 | 2 | 9 | 0 | 0 | 0 | 0 | 0 | 0 | 0 | 0 | 0 | 0 | 0 | 0 | 0
1985 | 2 | 10 | 0 | 0 | 0 | 0 | 0 | 0 | 0 | 0 | 0 | 0 | 0 | 0 | 0
1985 | 2 | 11 | 0 | 0 | 0 | 0 | 0 | 0 | 0 | 0 | 0 | 0 | 0 | 0 | 0
1985 | 2 | 12 | 1.37 | 1 | 0.95 | 0 | 1 | 0.95 | 0 | 0 | 0 | 0 | 0 | 0 | 0
1985 | 2 | 13 | 0 | 0 | 0 | 0 | 0 | 0 | 0 | 0 | 0 | 0 | 0 | 0 | 0
1985 | 2 | 14 | 0 | 0 | 0 | 0 | 0 | 0 | 0 | 0 | 0 | 0 | 0 | 0 | 0
1985 | 2 | 15 | 0 | 0 | 0 | 0 | 0 | 0 | 0 | 0 | 0 | 0 | 0 | 0 | 0
1985 | 2 | 16 | 0 | 0 | 0 | 0 | 0 | 0 | 0 | 0 | 0 | 0 | 0 | 0 | 0
1985 | 2 | 17 | 0 | 0 | 0 | 0 | 0 | 0 | 0 | 0 | 0 | 0 | 0 | 0 | 0
1985 | 2 | 18 | 0 | 0 | 0 | 0 | 0 | 0 | 0 | 0 | 0 | 0 | 0 | 0 | 0
1985 | 2 | 19 | 0 | 0 | 0 | 0 | 0 | 0 | 0 | 0 | 0 | 0 | 0 | 0 | 0
1985 | 2 | 20 | 0 | 0 | 0 | 0 | 0 | 0 | 0 | 0 | 0 | 0 | 0 | 0 | 0
1985 | 2 | 21 | 0 | 0 | 0 | 0 | 0 | 0 | 0 | 0 | 0 | 0 | 0 | 0 | 0
1985 | 2 | 22 | 0 | 0 | 0 | 0 | 0 | 0 | 0 | 0 | 0 | 0 | 0 | 0 | 0
1985 | 2 | 23 | 0 | 0 | 0 | 0 | 0 | 0 | 0 | 0 | 0 | 0 | 0 | 0 | 0
1985 | 2 | 24 | 0 | 0 | 0 | 0 | 0 | 0 | 0 | 0 | 0 | 0 | 0 | 0 | 0
1985 | 2 | 25 | 0.04 | 0.04 | 0 | 0 | 0.04 | 0 | 0 | 0 | 0 | 0 | 0 | 0 | 0
1985 | 2 | 26 | 0.14 | 0.14 | 0.09 | 0 | 0.14 | 0.09 | 0 | 0 | 0 | 0 | 0 | 0 | 0
1985 | 2 | 27 | 0 | 0 | 0 | 0 | 0 | 0 | 0 | 0 | 0 | 0 | 0 | 0 | 0
1985 | 2 | 28 | 0 | 0 | 0 | 0 | 0 | 0 | 0 | 0 | 0 | 0 | 0 | 0 | 0
1985 | 3 | 1 | 0 | 0 | 0 | 0 | 0 | 0 | 0 | 0 | 0 | 0 | 0 | 0 | 0
1985 | 3 | 2 | 0 | 0 | 0 | 0 | 0 | 0 | 0 | 0 | 0 | 0 | 0 | 0 | 0
1985 | 3 | 3 | 0 | 0 | 0 | 0 | 0 | 0 | 0 | 0 | 0 | 0 | 0 | 0 | 0
1985 | 3 | 4 | 0.03 | 0.03 | 0 | 0 | 0.03 | 0 | 0 | 0 | 0 | 0 | 0 | 0 | 0
1985 | 3 | 5 | 0.06 | 0.06 | 0.01 | 0 | 0.06 | 0.01 | 0 | 0 | 0 | 0 | 0 | 0 | 0
1985 | 3 | 6 | 0 | 0 | 0 | 0 | 0 | 0 | 0 | 0 | 0 | 0 | 0 | 0 | 0
1985 | 3 | 7 | 0 | 0 | 0 | 0 | 0 | 0 | 0 | 0 | 0 | 0 | 0 | 0 | 0
1985 | 3 | 8 | 0.04 | 0.04 | 0 | 0 | 0.04 | 0 | 0 | 0 | 0 | 0 | 0 | 0 | 0
1985 | 3 | 9 | 0 | 0 | 0 | 0 | 0 | 0 | 0 | 0 | 0 | 0 | 0 | 0 | 0
1985 | 3 | 10 | 0 | 0 | 0 | 0 | 0 | 0 | 0 | 0 | 0 | 0 | 0 | 0 | 0
1985 | 3 | 11 | 0.1 | 0.1 | 0.05 | 0 | 0.1 | 0.05 | 0 | 0 | 0 | 0 | 0 | 0 | 0
1985 | 3 | 12 | 0.02 | 0.02 | 0 | 0 | 0.02 | 0 | 0 | 0 | 0 | 0 | 0 | 0 | 0
1985 | 3 | 13 | 0 | 0 | 0 | 0 | 0 | 0 | 0 | 0 | 0 | 0 | 0 | 0 | 0
1985 | 3 | 14 | 0 | 0 | 0 | 0 | 0 | 0 | 0 | 0 | 0 | 0 | 0 | 0 | 0
1985 | 3 | 15 | 0 | 0 | 0 | 0 | 0 | 0 | 0 | 0 | 0 | 0 | 0 | 0 | 0
1985 | 3 | 16 | 0 | 0 | 0 | 0 | 0 | 0 | 0 | 0 | 0 | 0 | 0 | 0 | 0
1985 | 3 | 17 | 0 | 0 | 0 | 0 | 0 | 0 | 0 | 0 | 0 | 0 | 0 | 0 | 0
1985 | 3 | 18 | 0 | 0 | 0 | 0 | 0 | 0 | 0 | 0 | 0 | 0 | 0 | 0 | 0
1985 | 3 | 19 | 0 | 0 | 0 | 0 | 0 | 0 | 0 | 0 | 0 | 0 | 0 | 0 | 0
1985 | 3 | 20 | 0 | 0 | 0 | 0 | 0 | 0 | 0 | 0 | 0 | 0 | 0 | 0 | 0
1985 | 3 | 21 | 0 | 0 | 0 | 0 | 0 | 0 | 0 | 0 | 0 | 0 | 0 | 0 | 0
1985 | 3 | 22 | 0.23 | 0.23 | 0.18 | 0 | 0.23 | 0.18 | 0 | 0 | 0 | 0 | 0 | 0 | 0
1985 | 3 | 23 | 0.88 | 0.88 | 0.83 | 0 | 0.88 | 0.83 | 0 | 0 | 0 | 0 | 0 | 0 | 0
1985 | 3 | 24 | 0.25 | 0.25 | 0.2 | 0 | 0.25 | 0.2 | 0 | 0 | 0 | 0 | 0 | 0 | 0
1985 | 3 | 25 | 0.02 | 0.02 | 0 | 0 | 0.02 | 0 | 0 | 0 | 0 | 0 | 0 | 0 | 0
1985 | 3 | 26 | 0 | 0 | 0 | 0 | 0 | 0 | 0 | 0 | 0 | 0 | 0 | 0 | 0
1985 | 3 | 27 | 0 | 0 | 0 | 0 | 0 | 0 | 0 | 0 | 0 | 0 | 0 | 0 | 0
1985 | 3 | 28 | 0 | 0 | 0 | 0 | 0 | 0 | 0 | 0 | 0 | 0 | 0 | 0 | 0
1985 | 3 | 29 | 0.01 | 0.01 | 0 | 0 | 0.01 | 0 | 0 | 0 | 0 | 0 | 0 | 0 | 0
1985 | 3 | 30 | 0.14 | 0.14 | 0.09 | 0 | 0.14 | 0.09 | 0 | 0 | 0 | 0 | 0 | 0 | 0
1985 | 3 | 31 | 0.1 | 0.1 | 0.05 | 0 | 0.1 | 0.05 | 0 | 0 | 0 | 0 | 0 | 0 | 0
1985 | 4 | 1 | 0 | 0 | 0 | 0 | 0 | 0 | 0 | 0 | 0 | 0 | 0 | 0 | 0
1985 | 4 | 2 | 0 | 0 | 0 | 0 | 0 | 0 | 0 | 0 | 0 | 0 | 0 | 0 | 0
1985 | 4 | 3 | 0 | 0 | 0 | 0 | 0 | 0 | 0 | 0 | 0 | 0 | 0 | 0 | 0
1985 | 4 | 4 | 0 | 0 | 0 | 0 | 0 | 0 | 0 | 0 | 0 | 0 | 0 | 0 | 0
1985 | 4 | 5 | 0 | 0 | 0 | 0 | 0 | 0 | 0 | 0 | 0 | 0 | 0 | 0 | 0
1985 | 4 | 6 | 0 | 0 | 0 | 0 | 0 | 0 | 0 | 0 | 0 | 0 | 0 | 0 | 0
1985 | 4 | 7 | 0.02 | 0.02 | 0 | 0 | 0.02 | 0 | 0 | 0 | 0 | 0 | 0 | 0 | 0
1985 | 4 | 8 | 0 | 0 | 0 | 0 | 0 | 0 | 0 | 0 | 0 | 0 | 0 | 0 | 0
1985 | 4 | 9 | 0.01 | 0.01 | 0 | 0 | 0.01 | 0 | 0 | 0 | 0 | 0 | 0 | 0 | 0
1985 | 4 | 10 | 0 | 0 | 0 | 0 | 0 | 0 | 0 | 0 | 0 | 0 | 0 | 0 | 0
1985 | 4 | 11 | 0 | 0 | 0 | 0 | 0 | 0 | 0 | 0 | 0 | 0 | 0 | 0 | 0
1985 | 4 | 12 | 0 | 0 | 0 | 0 | 0 | 0 | 0 | 0 | 0 | 0 | 0 | 0 | 0
1985 | 4 | 13 | 0 | 0 | 0 | 0 | 0 | 0 | 0 | 0 | 0 | 0 | 0 | 0 | 0
1985 | 4 | 14 | 0 | 0 | 0 | 0 | 0 | 0 | 0 | 0 | 0 | 0 | 0 | 0 | 0
1985 | 4 | 15 | 0 | 0 | 0 | 0 | 0 | 0 | 0 | 0 | 0 | 0 | 0 | 0 | 0
1985 | 4 | 16 | 0 | 0 | 0 | 0 | 0 | 0 | 0 | 0 | 0 | 0 | 0 | 0 | 0
1985 | 4 | 17 | 0 | 0 | 0 | 0 | 0 | 0 | 0 | 0 | 0 | 0 | 0 | 0 | 0
1985 | 4 | 18 | 0 | 0 | 0 | 0 | 0 | 0 | 0 | 0 | 0 | 0 | 0 | 0 | 0
1985 | 4 | 19 | 0 | 0 | 0 | 0 | 0 | 0 | 0 | 0 | 0 | 0 | 0 | 0 | 0
1985 | 4 | 20 | 0 | 0 | 0 | 0 | 0 | 0 | 0 | 0 | 0 | 0 | 0 | 0 | 0
1985 | 4 | 21 | 0 | 0 | 0 | 0 | 0 | 0 | 0 | 0 | 0 | 0 | 0 | 0 | 0
1985 | 4 | 22 | 0 | 0 | 0 | 0 | 0 | 0 | 0 | 0 | 0 | 0 | 0 | 0 | 0
1985 | 4 | 23 | 0 | 0 | 0 | 0 | 0 | 0 | 0 | 0 | 0 | 0 | 0 | 0 | 0
1985 | 4 | 24 | 0 | 0 | 0 | 0 | 0 | 0 | 0 | 0 | 0 | 0 | 0 | 0 | 0
1985 | 4 | 25 | 0 | 0 | 0 | 0 | 0 | 0 | 0 | 0 | 0 | 0 | 0 | 0 | 0
1985 | 4 | 26 | 0 | 0 | 0 | 0 | 0 | 0 | 0 | 0 | 0 | 0 | 0 | 0 | 0
1985 | 4 | 27 | 0 | 0 | 0 | 0 | 0 | 0 | 0 | 0 | 0 | 0 | 0 | 0 | 0
1985 | 4 | 28 | 0 | 0 | 0 | 0 | 0 | 0 | 0 | 0 | 0 | 0 | 0 | 0 | 0
1985 | 4 | 29 | 0 | 0 | 0 | 0 | 0 | 0 | 0 | 0 | 0 | 0 | 0 | 0 | 0
1985 | 4 | 30 | 0 | 0 | 0 | 0 | 0 | 0 | 0 | 0 | 0 | 0 | 0 | 0 | 0
1985 | 5 | 1 | 0 | 0 | 0 | 0 | 0 | 0 | 0 | 0 | 0 | 0 | 0 | 0 | 0
1985 | 5 | 2 | 0.43 | 0.43 | 0.38 | 0 | 0.43 | 0.38 | 0 | 0 | 0 | 0 | 0 | 0 | 0
1985 | 5 | 3 | 0.47 | 0.47 | 0.42 | 0 | 0.47 | 0.42 | 0 | 0 | 0 | 0 | 0 | 0 | 0
1985 | 5 | 4 | 0 | 0 | 0 | 0 | 0 | 0 | 0 | 0 | 0 | 0 | 0 | 0 | 0
1985 | 5 | 5 | 0 | 0 | 0 | 0 | 0 | 0 | 0 | 0 | 0 | 0 | 0 | 0 | 0
1985 | 5 | 6 | 0 | 0 | 0 | 0 | 0 | 0 | 0 | 0 | 0 | 0 | 0 | 0 | 0
1985 | 5 | 7 | 0 | 0 | 0 | 0 | 0 | 0 | 0 | 0 | 0 | 0 | 0 | 0 | 0
1985 | 5 | 8 | 0 | 0 | 0 | 0 | 0 | 0 | 0 | 0 | 0 | 0 | 0 | 0 | 0
1985 | 5 | 9 | 0 | 0 | 0 | 0 | 0 | 0 | 0 | 0 | 0 | 0 | 0 | 0 | 0
1985 | 5 | 10 | 0 | 0 | 0 | 0 | 0 | 0 | 0 | 0 | 0 | 0 | 0 | 0 | 0
1985 | 5 | 11 | 0 | 0 | 0 | 0 | 0 | 0 | 0 | 0 | 0 | 0 | 0 | 0 | 0
1985 | 5 | 12 | 1.41 | 1 | 0.95 | 0 | 1 | 0.95 | 0 | 0 | 0 | 0 | 0 | 0 | 0
1985 | 5 | 13 | 0 | 0 | 0 | 0 | 0 | 0 | 0 | 0 | 0 | 0 | 0 | 0 | 0
1985 | 5 | 14 | 0 | 0 | 0 | 0 | 0 | 0 | 0 | 0 | 0 | 0 | 0 | 0 | 0
1985 | 5 | 15 | 0 | 0 | 0 | 0 | 0 | 0 | 0 | 0 | 0 | 0 | 0 | 0 | 0
1985 | 5 | 16 | 0.08 | 0.08 | 0.03 | 0 | 0.08 | 0.03 | 0 | 0 | 0 | 0 | 0 | 0 | 0
1985 | 5 | 17 | 0.68 | 0.68 | 0.63 | 0 | 0.68 | 0.63 | 0 | 0 | 0 | 0 | 0 | 0 | 0
1985 | 5 | 18 | 0.07 | 0.07 | 0.02 | 0 | 0.07 | 0.02 | 0 | 0 | 0 | 0 | 0 | 0 | 0
1985 | 5 | 19 | 0 | 0 | 0 | 0 | 0 | 0 | 0 | 0 | 0 | 0 | 0 | 0 | 0
1985 | 5 | 20 | 0 | 0 | 0 | 0 | 0 | 0 | 0 | 0 | 0 | 0 | 0 | 0 | 0
1985 | 5 | 21 | 1.02 | 1 | 0.95 | 0 | 1 | 0.95 | 0 | 0 | 0 | 0 | 0 | 0 | 0
1985 | 5 | 22 | 0 | 0 | 0 | 0 | 0 | 0 | 0 | 0 | 0 | 0 | 0 | 0 | 0
1985 | 5 | 23 | 0.62 | 0.62 | 0.57 | 0 | 0.62 | 0.57 | 0 | 0 | 0 | 0 | 0 | 0 | 0
1985 | 5 | 24 | 0.09 | 0.09 | 0.04 | 0 | 0.09 | 0.04 | 0 | 0 | 0 | 0 | 0 | 0 | 0
1985 | 5 | 25 | 0 | 0 | 0 | 0 | 0 | 0 | 0 | 0 | 0 | 0 | 0 | 0 | 0
1985 | 5 | 26 | 0 | 0 | 0 | 0 | 0 | 0 | 0 | 0 | 0 | 0 | 0 | 0 | 0
1985 | 5 | 27 | 0 | 0 | 0 | 0 | 0 | 0 | 0 | 0 | 0 | 0 | 0 | 0 | 0
1985 | 5 | 28 | 0.59 | 0.59 | 0.54 | 0 | 0.59 | 0.54 | 0 | 0 | 0 | 0 | 0 | 0 | 0
1985 | 5 | 29 | 0 | 0 | 0 | 0 | 0 | 0 | 0 | 0 | 0 | 0 | 0 | 0 | 0
1985 | 5 | 30 | 0 | 0 | 0 | 0 | 0 | 0 | 0 | 0 | 0 | 0 | 0 | 0 | 0
1985 | 5 | 31 | 0.33 | 0.33 | 0.28 | 0 | 0.33 | 0.28 | 0 | 0 | 0 | 0 | 0 | 0 | 0
1985 | 6 | 1 | 0 | 0 | 0 | 0 | 0 | 0 | 0 | 0 | 0 | 0 | 0 | 0 | 0
1985 | 6 | 2 | 0 | 0 | 0 | 0 | 0 | 0 | 0 | 0 | 0 | 0 | 0 | 0 | 0
1985 | 6 | 3 | 0 | 0 | 0 | 0 | 0 | 0 | 0 | 0 | 0 | 0 | 0 | 0 | 0
1985 | 6 | 4 | 0.01 | 0.01 | 0 | 0 | 0.01 | 0 | 0 | 0 | 0 | 0 | 0 | 0 | 0
1985 | 6 | 5 | 1.24 | 1 | 0.95 | 0 | 1 | 0.95 | 0 | 0 | 0 | 0 | 0 | 0 | 0
1985 | 6 | 6 | 0.02 | 0.02 | 0 | 0 | 0.02 | 0 | 0 | 0 | 0 | 0 | 0 | 0 | 0
1985 | 6 | 7 | 0.09 | 0.09 | 0.04 | 0 | 0.09 | 0.04 | 0 | 0 | 0 | 0 | 0 | 0 | 0
1985 | 6 | 8 | 0.07 | 0.07 | 0.02 | 0 | 0.07 | 0.02 | 0 | 0 | 0 | 0 | 0 | 0 | 0
1985 | 6 | 9 | 0 | 0 | 0 | 0 | 0 | 0 | 0 | 0 | 0 | 0 | 0 | 0 | 0
1985 | 6 | 10 | 0 | 0 | 0 | 0 | 0 | 0 | 0 | 0 | 0 | 0 | 0 | 0 | 0
1985 | 6 | 11 | 0.12 | 0.12 | 0.07 | 0 | 0.12 | 0.07 | 0 | 0 | 0 | 0 | 0 | 0 | 0
1985 | 6 | 12 | 0.05 | 0.05 | 0 | 0 | 0.05 | 0 | 0 | 0 | 0 | 0 | 0 | 0 | 0
1985 | 6 | 13 | 0 | 0 | 0 | 0 | 0 | 0 | 0 | 0 | 0 | 0 | 0 | 0 | 0
1985 | 6 | 14 | 0 | 0 | 0 | 0 | 0 | 0 | 0 | 0 | 0 | 0 | 0 | 0 | 0
1985 | 6 | 15 | 0.17 | 0.17 | 0.12 | 0 | 0.17 | 0.12 | 0 | 0 | 0 | 0 | 0 | 0 | 0
1985 | 6 | 16 | 0 | 0 | 0 | 0 | 0 | 0 | 0 | 0 | 0 | 0 | 0 | 0 | 0
1985 | 6 | 17 | 0 | 0 | 0 | 0 | 0 | 0 | 0 | 0 | 0 | 0 | 0 | 0 | 0
1985 | 6 | 18 | 0 | 0 | 0 | 0 | 0 | 0 | 0 | 0 | 0 | 0 | 0 | 0 | 0
1985 | 6 | 19 | 0.03 | 0.03 | 0 | 0 | 0.03 | 0 | 0 | 0 | 0 | 0 | 0 | 0 | 0
1985 | 6 | 20 | 0.07 | 0.07 | 0.02 | 0 | 0.07 | 0.02 | 0 | 0 | 0 | 0 | 0 | 0 | 0
1985 | 6 | 21 | 0 | 0 | 0 | 0 | 0 | 0 | 0 | 0 | 0 | 0 | 0 | 0 | 0
1985 | 6 | 22 | 0 | 0 | 0 | 0 | 0 | 0 | 0 | 0 | 0 | 0 | 0 | 0 | 0
1985 | 6 | 23 | 0 | 0 | 0 | 0 | 0 | 0 | 0 | 0 | 0 | 0 | 0 | 0 | 0
1985 | 6 | 24 | 0.16 | 0.16 | 0.11 | 0 | 0.16 | 0.11 | 0 | 0 | 0 | 0 | 0 | 0 | 0
1985 | 6 | 25 | 0 | 0 | 0 | 0 | 0 | 0 | 0 | 0 | 0 | 0 | 0 | 0 | 0
1985 | 6 | 26 | 0 | 0 | 0 | 0 | 0 | 0 | 0 | 0 | 0 | 0 | 0 | 0 | 0
1985 | 6 | 27 | 0 | 0 | 0 | 0 | 0 | 0 | 0 | 0 | 0 | 0 | 0 | 0 | 0
1985 | 6 | 28 | 0.02 | 0.02 | 0 | 0 | 0.02 | 0 | 0 | 0 | 0 | 0 | 0 | 0 | 0
1985 | 6 | 29 | 0 | 0 | 0 | 0 | 0 | 0 | 0 | 0 | 0 | 0 | 0 | 0 | 0
1985 | 6 | 30 | 0 | 0 | 0 | 0 | 0 | 0 | 0 | 0 | 0 | 0 | 0 | 0 | 0
1985 | 7 | 1 | 0.04 | 0.04 | 0 | 0 | 0.04 | 0 | 0 | 0 | 0 | 0 | 0 | 0 | 0
1985 | 7 | 2 | 0 | 0 | 0 | 0 | 0 | 0 | 0 | 0 | 0 | 0 | 0 | 0 | 0
1985 | 7 | 3 | 0.15 | 0.15 | 0.1 | 0 | 0.15 | 0.1 | 0 | 0 | 0 | 0 | 0 | 0 | 0
1985 | 7 | 4 | 0 | 0 | 0 | 0 | 0 | 0 | 0 | 0 | 0 | 0 | 0 | 0 | 0
1985 | 7 | 5 | 0 | 0 | 0 | 0 | 0 | 0 | 0 | 0 | 0 | 0 | 0 | 0 | 0
1985 | 7 | 6 | 0 | 0 | 0 | 0 | 0 | 0 | 0 | 0 | 0 | 0 | 0 | 0 | 0
1985 | 7 | 7 | 0 | 0 | 0 | 0 | 0 | 0 | 0 | 0 | 0 | 0 | 0 | 0 | 0
1985 | 7 | 8 | 0 | 0 | 0 | 0 | 0 | 0 | 0 | 0 | 0 | 0 | 0 | 0 | 0
1985 | 7 | 9 | 0.01 | 0.01 | 0 | 0 | 0.01 | 0 | 0 | 0 | 0 | 0 | 0 | 0 | 0
1985 | 7 | 10 | 0.07 | 0.07 | 0.02 | 0 | 0.07 | 0.02 | 0 | 0 | 0 | 0 | 0 | 0 | 0
1985 | 7 | 11 | 0 | 0 | 0 | 0 | 0 | 0 | 0 | 0 | 0 | 0 | 0 | 0 | 0
1985 | 7 | 12 | 0.88 | 0.88 | 0.83 | 0 | 0.88 | 0.83 | 0 | 0 | 0 | 0 | 0 | 0 | 0
1985 | 7 | 13 | 0 | 0 | 0 | 0 | 0 | 0 | 0 | 0 | 0 | 0 | 0 | 0 | 0
1985 | 7 | 14 | 0 | 0 | 0 | 0 | 0 | 0 | 0 | 0 | 0 | 0 | 0 | 0 | 0
1985 | 7 | 15 | 0.06 | 0.06 | 0.01 | 0 | 0.06 | 0.01 | 0 | 0 | 0 | 0 | 0 | 0 | 0
1985 | 7 | 16 | 0 | 0 | 0 | 0 | 0 | 0 | 0 | 0 | 0 | 0 | 0 | 0 | 0
1985 | 7 | 17 | 0 | 0 | 0 | 0 | 0 | 0 | 0 | 0 | 0 | 0 | 0 | 0 | 0
1985 | 7 | 18 | 0 | 0 | 0 | 0 | 0 | 0 | 0 | 0 | 0 | 0 | 0 | 0 | 0
1985 | 7 | 19 | 0 | 0 | 0 | 0 | 0 | 0 | 0 | 0 | 0 | 0 | 0 | 0 | 0
1985 | 7 | 20 | 0 | 0 | 0 | 0 | 0 | 0 | 0 | 0 | 0 | 0 | 0 | 0 | 0
1985 | 7 | 21 | 0 | 0 | 0 | 0 | 0 | 0 | 0 | 0 | 0 | 0 | 0 | 0 | 0
1985 | 7 | 22 | 0 | 0 | 0 | 0 | 0 | 0 | 0 | 0 | 0 | 0 | 0 | 0 | 0
1985 | 7 | 23 | 0 | 0 | 0 | 0 | 0 | 0 | 0 | 0 | 0 | 0 | 0 | 0 | 0
1985 | 7 | 24 | 0 | 0 | 0 | 0 | 0 | 0 | 0 | 0 | 0 | 0 | 0 | 0 | 0
1985 | 7 | 25 | 1.02 | 1 | 0.95 | 0 | 1 | 0.95 | 0 | 0 | 0 | 0 | 0 | 0 | 0
1985 | 7 | 26 | 0.04 | 0.04 | 0 | 0 | 0.04 | 0 | 0 | 0 | 0 | 0 | 0 | 0 | 0
1985 | 7 | 27 | 0.25 | 0.25 | 0.2 | 0 | 0.25 | 0.2 | 0 | 0 | 0 | 0 | 0 | 0 | 0
1985 | 7 | 28 | 0 | 0 | 0 | 0 | 0 | 0 | 0 | 0 | 0 | 0 | 0 | 0 | 0
1985 | 7 | 29 | 0.03 | 0.03 | 0 | 0 | 0.03 | 0 | 0 | 0 | 0 | 0 | 0 | 0 | 0
1985 | 7 | 30 | 0 | 0 | 0 | 0 | 0 | 0 | 0 | 0 | 0 | 0 | 0 | 0 | 0
1985 | 7 | 31 | 0.36 | 0.36 | 0.31 | 0 | 0.36 | 0.31 | 0 | 0 | 0 | 0 | 0 | 0 | 0
1985 | 8 | 1 | 0.01 | 0.01 | 0 | 0 | 0.01 | 0 | 0 | 0 | 0 | 0 | 0 | 0 | 0
1985 | 8 | 2 | 0 | 0 | 0 | 0 | 0 | 0 | 0 | 0 | 0 | 0 | 0 | 0 | 0
1985 | 8 | 3 | 0 | 0 | 0 | 0 | 0 | 0 | 0 | 0 | 0 | 0 | 0 | 0 | 0
1985 | 8 | 4 | 0 | 0 | 0 | 0 | 0 | 0 | 0 | 0 | 0 | 0 | 0 | 0 | 0
1985 | 8 | 5 | 0 | 0 | 0 | 0 | 0 | 0 | 0 | 0 | 0 | 0 | 0 | 0 | 0
1985 | 8 | 6 | 0 | 0 | 0 | 0 | 0 | 0 | 0 | 0 | 0 | 0 | 0 | 0 | 0
1985 | 8 | 7 | 0.23 | 0.23 | 0.18 | 0 | 0.23 | 0.18 | 0 | 0 | 0 | 0 | 0 | 0 | 0
1985 | 8 | 8 | 0.09 | 0.09 | 0.04 | 0 | 0.09 | 0.04 | 0 | 0 | 0 | 0 | 0 | 0 | 0
1985 | 8 | 9 | 0 | 0 | 0 | 0 | 0 | 0 | 0 | 0 | 0 | 0 | 0 | 0 | 0
1985 | 8 | 10 | 0 | 0 | 0 | 0 | 0 | 0 | 0 | 0 | 0 | 0 | 0 | 0 | 0
1985 | 8 | 11 | 0 | 0 | 0 | 0 | 0 | 0 | 0 | 0 | 0 | 0 | 0 | 0 | 0
1985 | 8 | 12 | 0 | 0 | 0 | 0 | 0 | 0 | 0 | 0 | 0 | 0 | 0 | 0 | 0
1985 | 8 | 13 | 0 | 0 | 0 | 0 | 0 | 0 | 0 | 0 | 0 | 0 | 0 | 0 | 0
1985 | 8 | 14 | 0 | 0 | 0 | 0 | 0 | 0 | 0 | 0 | 0 | 0 | 0 | 0 | 0
1985 | 8 | 15 | 0 | 0 | 0 | 0 | 0 | 0 | 0 | 0 | 0 | 0 | 0 | 0 | 0
1985 | 8 | 16 | 0 | 0 | 0 | 0 | 0 | 0 | 0 | 0 | 0 | 0 | 0 | 0 | 0
1985 | 8 | 17 | 0 | 0 | 0 | 0 | 0 | 0 | 0 | 0 | 0 | 0 | 0 | 0 | 0
1985 | 8 | 18 | 0.83 | 0.83 | 0.78 | 0 | 0.83 | 0.78 | 0 | 0 | 0 | 0 | 0 | 0 | 0
1985 | 8 | 19 | 0 | 0 | 0 | 0 | 0 | 0 | 0 | 0 | 0 | 0 | 0 | 0 | 0
1985 | 8 | 20 | 0.17 | 0.17 | 0.12 | 0 | 0.17 | 0.12 | 0 | 0 | 0 | 0 | 0 | 0 | 0
1985 | 8 | 21 | 0.03 | 0.03 | 0 | 0 | 0.03 | 0 | 0 | 0 | 0 | 0 | 0 | 0 | 0
1985 | 8 | 22 | 0 | 0 | 0 | 0 | 0 | 0 | 0 | 0 | 0 | 0 | 0 | 0 | 0
1985 | 8 | 23 | 0 | 0 | 0 | 0 | 0 | 0 | 0 | 0 | 0 | 0 | 0 | 0 | 0
1985 | 8 | 24 | 0.05 | 0.05 | 0 | 0 | 0.05 | 0 | 0 | 0 | 0 | 0 | 0 | 0 | 0
1985 | 8 | 25 | 0.77 | 0.77 | 0.72 | 0 | 0.77 | 0.72 | 0 | 0 | 0 | 0 | 0 | 0 | 0
1985 | 8 | 26 | 0.01 | 0.01 | 0 | 0 | 0.01 | 0 | 0 | 0 | 0 | 0 | 0 | 0 | 0
1985 | 8 | 27 | 0 | 0 | 0 | 0 | 0 | 0 | 0 | 0 | 0 | 0 | 0 | 0 | 0
1985 | 8 | 28 | 0 | 0 | 0 | 0 | 0 | 0 | 0 | 0 | 0 | 0 | 0 | 0 | 0
1985 | 8 | 29 | 0 | 0 | 0 | 0 | 0 | 0 | 0 | 0 | 0 | 0 | 0 | 0 | 0
1985 | 8 | 30 | 0.15 | 0.15 | 0.1 | 0 | 0.15 | 0.1 | 0 | 0 | 0 | 0 | 0 | 0 | 0
1985 | 8 | 31 | 0.01 | 0.01 | 0 | 0 | 0.01 | 0 | 0 | 0 | 0 | 0 | 0 | 0 | 0
1985 | 9 | 1 | 0 | 0 | 0 | 0 | 0 | 0 | 0 | 0 | 0 | 0 | 0 | 0 | 0
1985 | 9 | 2 | 0 | 0 | 0 | 0 | 0 | 0 | 0 | 0 | 0 | 0 | 0 | 0 | 0
1985 | 9 | 3 | 0 | 0 | 0 | 0 | 0 | 0 | 0 | 0 | 0 | 0 | 0 | 0 | 0
1985 | 9 | 4 | 0 | 0 | 0 | 0 | 0 | 0 | 0 | 0 | 0 | 0 | 0 | 0 | 0
1985 | 9 | 5 | 0 | 0 | 0 | 0 | 0 | 0 | 0 | 0 | 0 | 0 | 0 | 0 | 0
1985 | 9 | 6 | 0 | 0 | 0 | 0 | 0 | 0 | 0 | 0 | 0 | 0 | 0 | 0 | 0
1985 | 9 | 7 | 0 | 0 | 0 | 0 | 0 | 0 | 0 | 0 | 0 | 0 | 0 | 0 | 0
1985 | 9 | 8 | 0.16 | 0.16 | 0.11 | 0 | 0.16 | 0.11 | 0 | 0 | 0 | 0 | 0 | 0 | 0
1985 | 9 | 9 | 0.13 | 0.13 | 0.08 | 0 | 0.13 | 0.08 | 0 | 0 | 0 | 0 | 0 | 0 | 0
1985 | 9 | 10 | 2 | 1 | 0.95 | 0 | 1 | 0.95 | 0 | 0 | 0 | 0 | 0 | 0 | 0
1985 | 9 | 11 | 0 | 0 | 0 | 0 | 0 | 0 | 0 | 0 | 0 | 0 | 0 | 0 | 0
1985 | 9 | 12 | 0 | 0 | 0 | 0 | 0 | 0 | 0 | 0 | 0 | 0 | 0 | 0 | 0
1985 | 9 | 13 | 0 | 0 | 0 | 0 | 0 | 0 | 0 | 0 | 0 | 0 | 0 | 0 | 0
1985 | 9 | 14 | 0 | 0 | 0 | 0 | 0 | 0 | 0 | 0 | 0 | 0 | 0 | 0 | 0
1985 | 9 | 15 | 0 | 0 | 0 | 0 | 0 | 0 | 0 | 0 | 0 | 0 | 0 | 0 | 0
1985 | 9 | 16 | 0 | 0 | 0 | 0 | 0 | 0 | 0 | 0 | 0 | 0 | 0 | 0 | 0
1985 | 9 | 17 | 0 | 0 | 0 | 0 | 0 | 0 | 0 | 0 | 0 | 0 | 0 | 0 | 0
1985 | 9 | 18 | 0 | 0 | 0 | 0 | 0 | 0 | 0 | 0 | 0 | 0 | 0 | 0 | 0
1985 | 9 | 19 | 0 | 0 | 0 | 0 | 0 | 0 | 0 | 0 | 0 | 0 | 0 | 0 | 0
1985 | 9 | 20 | 0 | 0 | 0 | 0 | 0 | 0 | 0 | 0 | 0 | 0 | 0 | 0 | 0
1985 | 9 | 21 | 0 | 0 | 0 | 0 | 0 | 0 | 0 | 0 | 0 | 0 | 0 | 0 | 0
1985 | 9 | 22 | 0.39 | 0.39 | 0.34 | 0 | 0.39 | 0.34 | 0 | 0 | 0 | 0 | 0 | 0 | 0
1985 | 9 | 23 | 0.03 | 0.03 | 0 | 0 | 0.03 | 0 | 0 | 0 | 0 | 0 | 0 | 0 | 0
1985 | 9 | 24 | 0 | 0 | 0 | 0 | 0 | 0 | 0 | 0 | 0 | 0 | 0 | 0 | 0
1985 | 9 | 25 | 0 | 0 | 0 | 0 | 0 | 0 | 0 | 0 | 0 | 0 | 0 | 0 | 0
1985 | 9 | 26 | 0.79 | 0.79 | 0.74 | 0 | 0.79 | 0.74 | 0 | 0 | 0 | 0 | 0 | 0 | 0
1985 | 9 | 27 | 3.17 | 1 | 0.95 | 0 | 1 | 0.95 | 0 | 0 | 0 | 0 | 0 | 0 | 0
1985 | 9 | 28 | 0 | 0 | 0 | 0 | 0 | 0 | 0 | 0 | 0 | 0 | 0 | 0 | 0
1985 | 9 | 29 | 0 | 0 | 0 | 0 | 0 | 0 | 0 | 0 | 0 | 0 | 0 | 0 | 0
1985 | 9 | 30 | 0 | 0 | 0 | 0 | 0 | 0 | 0 | 0 | 0 | 0 | 0 | 0 | 0
1985 | 10 | 1 | 0 | 0 | 0 | 0 | 0 | 0 | 0 | 0 | 0 | 0 | 0 | 0 | 0
1985 | 10 | 2 | 0.2 | 0.2 | 0.15 | 0 | 0.2 | 0.15 | 0 | 0 | 0 | 0 | 0 | 0 | 0
1985 | 10 | 3 | 1.22 | 1 | 0.95 | 0 | 1 | 0.95 | 0 | 0 | 0 | 0 | 0 | 0 | 0
1985 | 10 | 4 | 0 | 0 | 0 | 0 | 0 | 0 | 0 | 0 | 0 | 0 | 0 | 0 | 0
1985 | 10 | 5 | 0 | 0 | 0 | 0 | 0 | 0 | 0 | 0 | 0 | 0 | 0 | 0 | 0
1985 | 10 | 6 | 0 | 0 | 0 | 0 | 0 | 0 | 0 | 0 | 0 | 0 | 0 | 0 | 0
1985 | 10 | 7 | 0 | 0 | 0 | 0 | 0 | 0 | 0 | 0 | 0 | 0 | 0 | 0 | 0
1985 | 10 | 8 | 0 | 0 | 0 | 0 | 0 | 0 | 0 | 0 | 0 | 0 | 0 | 0 | 0
1985 | 10 | 9 | 0 | 0 | 0 | 0 | 0 | 0 | 0 | 0 | 0 | 0 | 0 | 0 | 0
1985 | 10 | 10 | 0 | 0 | 0 | 0 | 0 | 0 | 0 | 0 | 0 | 0 | 0 | 0 | 0
1985 | 10 | 11 | 0 | 0 | 0 | 0 | 0 | 0 | 0 | 0 | 0 | 0 | 0 | 0 | 0
1985 | 10 | 12 | 0 | 0 | 0 | 0 | 0 | 0 | 0 | 0 | 0 | 0 | 0 | 0 | 0
1985 | 10 | 13 | 0 | 0 | 0 | 0 | 0 | 0 | 0 | 0 | 0 | 0 | 0 | 0 | 0
1985 | 10 | 14 | 0.16 | 0.16 | 0.11 | 0 | 0.16 | 0.11 | 0 | 0 | 0 | 0 | 0 | 0 | 0
1985 | 10 | 15 | 0.08 | 0.08 | 0.03 | 0 | 0.08 | 0.03 | 0 | 0 | 0 | 0 | 0 | 0 | 0
1985 | 10 | 16 | 0 | 0 | 0 | 0 | 0 | 0 | 0 | 0 | 0 | 0 | 0 | 0 | 0
1985 | 10 | 17 | 0 | 0 | 0 | 0 | 0 | 0 | 0 | 0 | 0 | 0 | 0 | 0 | 0
1985 | 10 | 18 | 0 | 0 | 0 | 0 | 0 | 0 | 0 | 0 | 0 | 0 | 0 | 0 | 0
1985 | 10 | 19 | 0 | 0 | 0 | 0 | 0 | 0 | 0 | 0 | 0 | 0 | 0 | 0 | 0
1985 | 10 | 20 | 0.27 | 0.27 | 0.22 | 0 | 0.27 | 0.22 | 0 | 0 | 0 | 0 | 0 | 0 | 0
1985 | 10 | 21 | 1.12 | 1 | 0.95 | 0 | 1 | 0.95 | 0 | 0 | 0 | 0 | 0 | 0 | 0
1985 | 10 | 22 | 0.78 | 0.78 | 0.73 | 0 | 0.78 | 0.73 | 0 | 0 | 0 | 0 | 0 | 0 | 0
1985 | 10 | 23 | 0.01 | 0.01 | 0 | 0 | 0.01 | 0 | 0 | 0 | 0 | 0 | 0 | 0 | 0
1985 | 10 | 24 | 0.01 | 0.01 | 0 | 0 | 0.01 | 0 | 0 | 0 | 0 | 0 | 0 | 0 | 0
1985 | 10 | 25 | 0 | 0 | 0 | 0 | 0 | 0 | 0 | 0 | 0 | 0 | 0 | 0 | 0
1985 | 10 | 26 | 0 | 0 | 0 | 0 | 0 | 0 | 0 | 0 | 0 | 0 | 0 | 0 | 0
1985 | 10 | 27 | 0 | 0 | 0 | 0 | 0 | 0 | 0 | 0 | 0 | 0 | 0 | 0 | 0
1985 | 10 | 28 | 0 | 0 | 0 | 0 | 0 | 0 | 0 | 0 | 0 | 0 | 0 | 0 | 0
1985 | 10 | 29 | 0 | 0 | 0 | 0 | 0 | 0 | 0 | 0 | 0 | 0 | 0 | 0 | 0
1985 | 10 | 30 | 0 | 0 | 0 | 0 | 0 | 0 | 0 | 0 | 0 | 0 | 0 | 0 | 0
1985 | 10 | 31 | 0 | 0 | 0 | 0 | 0 | 0 | 0 | 0 | 0 | 0 | 0 | 0 | 0
1985 | 11 | 1 | 0.06 | 0.06 | 0.01 | 0 | 0.06 | 0.01 | 0 | 0 | 0 | 0 | 0 | 0 | 0
1985 | 11 | 2 | 0.03 | 0.03 | 0 | 0 | 0.03 | 0 | 0 | 0 | 0 | 0 | 0 | 0 | 0
1985 | 11 | 3 | 0.03 | 0.03 | 0 | 0 | 0.03 | 0 | 0 | 0 | 0 | 0 | 0 | 0 | 0
1985 | 11 | 4 | 0.97 | 0.97 | 0.92 | 0 | 0.97 | 0.92 | 0 | 0 | 0 | 0 | 0 | 0 | 0
1985 | 11 | 5 | 0.01 | 0.01 | 0 | 0 | 0.01 | 0 | 0 | 0 | 0 | 0 | 0 | 0 | 0
1985 | 11 | 6 | 0.01 | 0.01 | 0 | 0 | 0.01 | 0 | 0 | 0 | 0 | 0 | 0 | 0 | 0
1985 | 11 | 7 | 0 | 0 | 0 | 0 | 0 | 0 | 0 | 0 | 0 | 0 | 0 | 0 | 0
1985 | 11 | 8 | 0 | 0 | 0 | 0 | 0 | 0 | 0 | 0 | 0 | 0 | 0 | 0 | 0
1985 | 11 | 9 | 0 | 0 | 0 | 0 | 0 | 0 | 0 | 0 | 0 | 0 | 0 | 0 | 0
1985 | 11 | 10 | 0 | 0 | 0 | 0 | 0 | 0 | 0 | 0 | 0 | 0 | 0 | 0 | 0
1985 | 11 | 11 | 0 | 0 | 0 | 0 | 0 | 0 | 0 | 0 | 0 | 0 | 0 | 0 | 0
1985 | 11 | 12 | 0 | 0 | 0 | 0 | 0 | 0 | 0 | 0 | 0 | 0 | 0 | 0 | 0
1985 | 11 | 13 | 0 | 0 | 0 | 0 | 0 | 0 | 0 | 0 | 0 | 0 | 0 | 0 | 0
1985 | 11 | 14 | 0 | 0 | 0 | 0 | 0 | 0 | 0 | 0 | 0 | 0 | 0 | 0 | 0
1985 | 11 | 15 | 0 | 0 | 0 | 0 | 0 | 0 | 0 | 0 | 0 | 0 | 0 | 0 | 0
1985 | 11 | 16 | 0.35 | 0.35 | 0.3 | 0 | 0.35 | 0.3 | 0 | 0 | 0 | 0 | 0 | 0 | 0
1985 | 11 | 17 | 0 | 0 | 0 | 0 | 0 | 0 | 0 | 0 | 0 | 0 | 0 | 0 | 0
1985 | 11 | 18 | 0 | 0 | 0 | 0 | 0 | 0 | 0 | 0 | 0 | 0 | 0 | 0 | 0
1985 | 11 | 19 | 0 | 0 | 0 | 0 | 0 | 0 | 0 | 0 | 0 | 0 | 0 | 0 | 0
1985 | 11 | 20 | 0 | 0 | 0 | 0 | 0 | 0 | 0 | 0 | 0 | 0 | 0 | 0 | 0
1985 | 11 | 21 | 0 | 0 | 0 | 0 | 0 | 0 | 0 | 0 | 0 | 0 | 0 | 0 | 0
1985 | 11 | 22 | 1.23 | 1 | 0.95 | 0 | 1 | 0.95 | 0 | 0 | 0 | 0 | 0 | 0 | 0
1985 | 11 | 23 | 0 | 0 | 0 | 0 | 0 | 0 | 0 | 0 | 0 | 0 | 0 | 0 | 0
1985 | 11 | 24 | 0 | 0 | 0 | 0 | 0 | 0 | 0 | 0 | 0 | 0 | 0 | 0 | 0
1985 | 11 | 25 | 0 | 0 | 0 | 0 | 0 | 0 | 0 | 0 | 0 | 0 | 0 | 0 | 0
1985 | 11 | 26 | 0.01 | 0.01 | 0 | 0 | 0.01 | 0 | 0 | 0 | 0 | 0 | 0 | 0 | 0
1985 | 11 | 27 | 0.06 | 0.06 | 0.01 | 0 | 0.06 | 0.01 | 0 | 0 | 0 | 0 | 0 | 0 | 0
1985 | 11 | 28 | 0.67 | 0.67 | 0.62 | 0 | 0.67 | 0.62 | 0 | 0 | 0 | 0 | 0 | 0 | 0
1985 | 11 | 29 | 0.02 | 0.02 | 0 | 0 | 0.02 | 0 | 0 | 0 | 0 | 0 | 0 | 0 | 0
1985 | 11 | 30 | 1.02 | 1 | 0.95 | 0 | 1 | 0.95 | 0 | 0 | 0 | 0 | 0 | 0 | 0
1985 | 12 | 1 | 0.03 | 0.03 | 0 | 0 | 0.03 | 0 | 0 | 0 | 0 | 0 | 0 | 0 | 0
1985 | 12 | 2 | 0 | 0 | 0 | 0 | 0 | 0 | 0 | 0 | 0 | 0 | 0 | 0 | 0
1985 | 12 | 3 | 0 | 0 | 0 | 0 | 0 | 0 | 0 | 0 | 0 | 0 | 0 | 0 | 0
1985 | 12 | 4 | 0 | 0 | 0 | 0 | 0 | 0 | 0 | 0 | 0 | 0 | 0 | 0 | 0
1985 | 12 | 5 | 0 | 0 | 0 | 0 | 0 | 0 | 0 | 0 | 0 | 0 | 0 | 0 | 0
1985 | 12 | 6 | 0 | 0 | 0 | 0 | 0 | 0 | 0 | 0 | 0 | 0 | 0 | 0 | 0
1985 | 12 | 7 | 0 | 0 | 0 | 0 | 0 | 0 | 0 | 0 | 0 | 0 | 0 | 0 | 0
1985 | 12 | 8 | 0 | 0 | 0 | 0 | 0 | 0 | 0 | 0 | 0 | 0 | 0 | 0 | 0
1985 | 12 | 9 | 0 | 0 | 0 | 0 | 0 | 0 | 0 | 0 | 0 | 0 | 0 | 0 | 0
1985 | 12 | 10 | 0 | 0 | 0 | 0 | 0 | 0 | 0 | 0 | 0 | 0 | 0 | 0 | 0
1985 | 12 | 11 | 0.03 | 0.03 | 0 | 0 | 0.03 | 0 | 0 | 0 | 0 | 0 | 0 | 0 | 0
1985 | 12 | 12 | 0 | 0 | 0 | 0 | 0 | 0 | 0 | 0 | 0 | 0 | 0 | 0 | 0
1985 | 12 | 13 | 0.44 | 0.44 | 0.39 | 0 | 0.44 | 0.39 | 0 | 0 | 0 | 0 | 0 | 0 | 0
1985 | 12 | 14 | 0 | 0 | 0 | 0 | 0 | 0 | 0 | 0 | 0 | 0 | 0 | 0 | 0
1985 | 12 | 15 | 0 | 0 | 0 | 0 | 0 | 0 | 0 | 0 | 0 | 0 | 0 | 0 | 0
1985 | 12 | 16 | 0 | 0 | 0 | 0 | 0 | 0 | 0 | 0 | 0 | 0 | 0 | 0 | 0
1985 | 12 | 17 | 0 | 0 | 0 | 0 | 0 | 0 | 0 | 0 | 0 | 0 | 0 | 0 | 0
1985 | 12 | 18 | 0 | 0 | 0 | 0 | 0 | 0 | 0 | 0 | 0 | 0 | 0 | 0 | 0
1985 | 12 | 19 | 0 | 0 | 0 | 0 | 0 | 0 | 0 | 0 | 0 | 0 | 0 | 0 | 0
1985 | 12 | 20 | 0.06 | 0.06 | 0.01 | 0 | 0.06 | 0.01 | 0 | 0 | 0 | 0 | 0 | 0 | 0
1985 | 12 | 21 | 0 | 0 | 0 | 0 | 0 | 0 | 0 | 0 | 0 | 0 | 0 | 0 | 0
1985 | 12 | 22 | 0 | 0 | 0 | 0 | 0 | 0 | 0 | 0 | 0 | 0 | 0 | 0 | 0
1985 | 12 | 23 | 0 | 0 | 0 | 0 | 0 | 0 | 0 | 0 | 0 | 0 | 0 | 0 | 0
1985 | 12 | 24 | 0.08 | 0.08 | 0.03 | 0 | 0.08 | 0.03 | 0 | 0 | 0 | 0 | 0 | 0 | 0
1985 | 12 | 25 | 0.02 | 0.02 | 0 | 0 | 0.02 | 0 | 0 | 0 | 0 | 0 | 0 | 0 | 0
1985 | 12 | 26 | 0 | 0 | 0 | 0 | 0 | 0 | 0 | 0 | 0 | 0 | 0 | 0 | 0
1985 | 12 | 27 | 0 | 0 | 0 | 0 | 0 | 0 | 0 | 0 | 0 | 0 | 0 | 0 | 0
1985 | 12 | 28 | 0 | 0 | 0 | 0 | 0 | 0 | 0 | 0 | 0 | 0 | 0 | 0 | 0
1985 | 12 | 29 | 0 | 0 | 0 | 0 | 0 | 0 | 0 | 0 | 0 | 0 | 0 | 0 | 0
1985 | 12 | 30 | 0 | 0 | 0 | 0 | 0 | 0 | 0 | 0 | 0 | 0 | 0 | 0 | 0
1985 | 12 | 31 | 0.02 | 0.02 | 0 | 0 | 0.02 | 0 | 0 | 0 | 0 | 0 | 0 | 0 | 0
1986 | 1 | 1 | 0 | 0 | 0 | 0 | 0 | 0 | 0 | 0 | 0 | 0 | 0 | 0 | 0
1986 | 1 | 2 | 0 | 0 | 0 | 0 | 0 | 0 | 0 | 0 | 0 | 0 | 0 | 0 | 0
1986 | 1 | 3 | 0.02 | 0.02 | 0 | 0 | 0.02 | 0 | 0 | 0 | 0 | 0 | 0 | 0 | 0
1986 | 1 | 4 | 0 | 0 | 0 | 0 | 0 | 0 | 0 | 0 | 0 | 0 | 0 | 0 | 0
1986 | 1 | 5 | 0 | 0 | 0 | 0 | 0 | 0 | 0 | 0 | 0 | 0 | 0 | 0 | 0
1986 | 1 | 6 | 0 | 0 | 0 | 0 | 0 | 0 | 0 | 0 | 0 | 0 | 0 | 0 | 0
1986 | 1 | 7 | 0 | 0 | 0 | 0 | 0 | 0 | 0 | 0 | 0 | 0 | 0 | 0 | 0
1986 | 1 | 8 | 0 | 0 | 0 | 0 | 0 | 0 | 0 | 0 | 0 | 0 | 0 | 0 | 0
1986 | 1 | 9 | 0 | 0 | 0 | 0 | 0 | 0 | 0 | 0 | 0 | 0 | 0 | 0 | 0
1986 | 1 | 10 | 0 | 0 | 0 | 0 | 0 | 0 | 0 | 0 | 0 | 0 | 0 | 0 | 0
1986 | 1 | 11 | 0 | 0 | 0 | 0 | 0 | 0 | 0 | 0 | 0 | 0 | 0 | 0 | 0
1986 | 1 | 12 | 0 | 0 | 0 | 0 | 0 | 0 | 0 | 0 | 0 | 0 | 0 | 0 | 0
1986 | 1 | 13 | 0 | 0 | 0 | 0 | 0 | 0 | 0 | 0 | 0 | 0 | 0 | 0 | 0
1986 | 1 | 14 | 0.04 | 0.04 | 0 | 0 | 0.04 | 0 | 0 | 0 | 0 | 0 | 0 | 0 | 0
1986 | 1 | 15 | 0 | 0 | 0 | 0 | 0 | 0 | 0 | 0 | 0 | 0 | 0 | 0 | 0
1986 | 1 | 16 | 0 | 0 | 0 | 0 | 0 | 0 | 0 | 0 | 0 | 0 | 0 | 0 | 0
1986 | 1 | 17 | 0 | 0 | 0 | 0 | 0 | 0 | 0 | 0 | 0 | 0 | 0 | 0 | 0
1986 | 1 | 18 | 0 | 0 | 0 | 0 | 0 | 0 | 0 | 0 | 0 | 0 | 0 | 0 | 0
1986 | 1 | 19 | 0.7 | 0.7 | 0.65 | 0 | 0.7 | 0.65 | 0 | 0 | 0 | 0 | 0 | 0 | 0
1986 | 1 | 20 | 0.03 | 0.03 | 0 | 0 | 0.03 | 0 | 0 | 0 | 0 | 0 | 0 | 0 | 0
1986 | 1 | 21 | 0 | 0 | 0 | 0 | 0 | 0 | 0 | 0 | 0 | 0 | 0 | 0 | 0
1986 | 1 | 22 | 0 | 0 | 0 | 0 | 0 | 0 | 0 | 0 | 0 | 0 | 0 | 0 | 0
1986 | 1 | 23 | 0 | 0 | 0 | 0 | 0 | 0 | 0 | 0 | 0 | 0 | 0 | 0 | 0
1986 | 1 | 24 | 0 | 0 | 0 | 0 | 0 | 0 | 0 | 0 | 0 | 0 | 0 | 0 | 0
1986 | 1 | 25 | 0.78 | 0.78 | 0.73 | 0 | 0.78 | 0.73 | 0 | 0 | 0 | 0 | 0 | 0 | 0
1986 | 1 | 26 | 0.67 | 0.67 | 0.62 | 0 | 0.67 | 0.62 | 0 | 0 | 0 | 0 | 0 | 0 | 0
1986 | 1 | 27 | 0.04 | 0.04 | 0 | 0 | 0.04 | 0 | 0 | 0 | 0 | 0 | 0 | 0 | 0
1986 | 1 | 28 | 0 | 0 | 0 | 0 | 0 | 0 | 0 | 0 | 0 | 0 | 0 | 0 | 0
1986 | 1 | 29 | 0.1 | 0.1 | 0.05 | 0 | 0.1 | 0.05 | 0 | 0 | 0 | 0 | 0 | 0 | 0
1986 | 1 | 30 | 0 | 0 | 0 | 0 | 0 | 0 | 0 | 0 | 0 | 0 | 0 | 0 | 0
1986 | 1 | 31 | 0 | 0 | 0 | 0 | 0 | 0 | 0 | 0 | 0 | 0 | 0 | 0 | 0
1986 | 2 | 1 | 0 | 0 | 0 | 0 | 0 | 0 | 0 | 0 | 0 | 0 | 0 | 0 | 0
1986 | 2 | 2 | 0.01 | 0.01 | 0 | 0 | 0.01 | 0 | 0 | 0 | 0 | 0 | 0 | 0 | 0
1986 | 2 | 3 | 0.15 | 0.15 | 0.1 | 0 | 0.15 | 0.1 | 0 | 0 | 0 | 0 | 0 | 0 | 0
1986 | 2 | 4 | 0.57 | 0.57 | 0.52 | 0 | 0.57 | 0.52 | 0 | 0 | 0 | 0 | 0 | 0 | 0
1986 | 2 | 5 | 0.03 | 0.03 | 0 | 0 | 0.03 | 0 | 0 | 0 | 0 | 0 | 0 | 0 | 0
1986 | 2 | 6 | 0.14 | 0.14 | 0.09 | 0 | 0.14 | 0.09 | 0 | 0 | 0 | 0 | 0 | 0 | 0
1986 | 2 | 7 | 0.21 | 0.21 | 0.16 | 0 | 0.21 | 0.16 | 0 | 0 | 0 | 0 | 0 | 0 | 0
1986 | 2 | 8 | 0 | 0 | 0 | 0 | 0 | 0 | 0 | 0 | 0 | 0 | 0 | 0 | 0
1986 | 2 | 9 | 0 | 0 | 0 | 0 | 0 | 0 | 0 | 0 | 0 | 0 | 0 | 0 | 0
1986 | 2 | 10 | 0.09 | 0.09 | 0.04 | 0 | 0.09 | 0.04 | 0 | 0 | 0 | 0 | 0 | 0 | 0
1986 | 2 | 11 | 0.36 | 0.36 | 0.31 | 0 | 0.36 | 0.31 | 0 | 0 | 0 | 0 | 0 | 0 | 0
1986 | 2 | 12 | 0 | 0 | 0 | 0 | 0 | 0 | 0 | 0 | 0 | 0 | 0 | 0 | 0
1986 | 2 | 13 | 0 | 0 | 0 | 0 | 0 | 0 | 0 | 0 | 0 | 0 | 0 | 0 | 0
1986 | 2 | 14 | 0.15 | 0.15 | 0.1 | 0 | 0.15 | 0.1 | 0 | 0 | 0 | 0 | 0 | 0 | 0
1986 | 2 | 15 | 0 | 0 | 0 | 0 | 0 | 0 | 0 | 0 | 0 | 0 | 0 | 0 | 0
1986 | 2 | 16 | 0 | 0 | 0 | 0 | 0 | 0 | 0 | 0 | 0 | 0 | 0 | 0 | 0
1986 | 2 | 17 | 0.04 | 0.04 | 0 | 0 | 0.04 | 0 | 0 | 0 | 0 | 0 | 0 | 0 | 0
1986 | 2 | 18 | 0.51 | 0.51 | 0.46 | 0 | 0.51 | 0.46 | 0 | 0 | 0 | 0 | 0 | 0 | 0
1986 | 2 | 19 | 0.15 | 0.15 | 0.1 | 0 | 0.15 | 0.1 | 0 | 0 | 0 | 0 | 0 | 0 | 0
1986 | 2 | 20 | 0.02 | 0.02 | 0 | 0 | 0.02 | 0 | 0 | 0 | 0 | 0 | 0 | 0 | 0
1986 | 2 | 21 | 0.03 | 0.03 | 0 | 0 | 0.03 | 0 | 0 | 0 | 0 | 0 | 0 | 0 | 0
1986 | 2 | 22 | 0.43 | 0.43 | 0.38 | 0 | 0.43 | 0.38 | 0 | 0 | 0 | 0 | 0 | 0 | 0
1986 | 2 | 23 | 0 | 0 | 0 | 0 | 0 | 0 | 0 | 0 | 0 | 0 | 0 | 0 | 0
1986 | 2 | 24 | 0.44 | 0.44 | 0.39 | 0 | 0.44 | 0.39 | 0 | 0 | 0 | 0 | 0 | 0 | 0
1986 | 2 | 25 | 0 | 0 | 0 | 0 | 0 | 0 | 0 | 0 | 0 | 0 | 0 | 0 | 0
1986 | 2 | 26 | 0.08 | 0.08 | 0.03 | 0 | 0.08 | 0.03 | 0 | 0 | 0 | 0 | 0 | 0 | 0
1986 | 2 | 27 | 0.08 | 0.08 | 0.03 | 0 | 0.08 | 0.03 | 0 | 0 | 0 | 0 | 0 | 0 | 0
1986 | 2 | 28 | 0 | 0 | 0 | 0 | 0 | 0 | 0 | 0 | 0 | 0 | 0 | 0 | 0
1986 | 3 | 1 | 0 | 0 | 0 | 0 | 0 | 0 | 0 | 0 | 0 | 0 | 0 | 0 | 0
1986 | 3 | 2 | 0 | 0 | 0 | 0 | 0 | 0 | 0 | 0 | 0 | 0 | 0 | 0 | 0
1986 | 3 | 3 | 0.01 | 0.01 | 0 | 0 | 0.01 | 0 | 0 | 0 | 0 | 0 | 0 | 0 | 0
1986 | 3 | 4 | 0 | 0 | 0 | 0 | 0 | 0 | 0 | 0 | 0 | 0 | 0 | 0 | 0
1986 | 3 | 5 | 0 | 0 | 0 | 0 | 0 | 0 | 0 | 0 | 0 | 0 | 0 | 0 | 0
1986 | 3 | 6 | 0 | 0 | 0 | 0 | 0 | 0 | 0 | 0 | 0 | 0 | 0 | 0 | 0
1986 | 3 | 7 | 0 | 0 | 0 | 0 | 0 | 0 | 0 | 0 | 0 | 0 | 0 | 0 | 0
1986 | 3 | 8 | 0 | 0 | 0 | 0 | 0 | 0 | 0 | 0 | 0 | 0 | 0 | 0 | 0
1986 | 3 | 9 | 0 | 0 | 0 | 0 | 0 | 0 | 0 | 0 | 0 | 0 | 0 | 0 | 0
1986 | 3 | 10 | 0 | 0 | 0 | 0 | 0 | 0 | 0 | 0 | 0 | 0 | 0 | 0 | 0
1986 | 3 | 11 | 0 | 0 | 0 | 0 | 0 | 0 | 0 | 0 | 0 | 0 | 0 | 0 | 0
1986 | 3 | 12 | 0 | 0 | 0 | 0 | 0 | 0 | 0 | 0 | 0 | 0 | 0 | 0 | 0
1986 | 3 | 13 | 0.17 | 0.17 | 0.12 | 0 | 0.17 | 0.12 | 0 | 0 | 0 | 0 | 0 | 0 | 0
1986 | 3 | 14 | 0.41 | 0.41 | 0.36 | 0 | 0.41 | 0.36 | 0 | 0 | 0 | 0 | 0 | 0 | 0
1986 | 3 | 15 | 0.15 | 0.15 | 0.1 | 0 | 0.15 | 0.1 | 0 | 0 | 0 | 0 | 0 | 0 | 0
1986 | 3 | 16 | 0 | 0 | 0 | 0 | 0 | 0 | 0 | 0 | 0 | 0 | 0 | 0 | 0
1986 | 3 | 17 | 0 | 0 | 0 | 0 | 0 | 0 | 0 | 0 | 0 | 0 | 0 | 0 | 0
1986 | 3 | 18 | 0 | 0 | 0 | 0 | 0 | 0 | 0 | 0 | 0 | 0 | 0 | 0 | 0
1986 | 3 | 19 | 0 | 0 | 0 | 0 | 0 | 0 | 0 | 0 | 0 | 0 | 0 | 0 | 0
1986 | 3 | 20 | 0 | 0 | 0 | 0 | 0 | 0 | 0 | 0 | 0 | 0 | 0 | 0 | 0
1986 | 3 | 21 | 0 | 0 | 0 | 0 | 0 | 0 | 0 | 0 | 0 | 0 | 0 | 0 | 0
1986 | 3 | 22 | 0 | 0 | 0 | 0 | 0 | 0 | 0 | 0 | 0 | 0 | 0 | 0 | 0
1986 | 3 | 23 | 0 | 0 | 0 | 0 | 0 | 0 | 0 | 0 | 0 | 0 | 0 | 0 | 0
1986 | 3 | 24 | 0 | 0 | 0 | 0 | 0 | 0 | 0 | 0 | 0 | 0 | 0 | 0 | 0
1986 | 3 | 25 | 0 | 0 | 0 | 0 | 0 | 0 | 0 | 0 | 0 | 0 | 0 | 0 | 0
1986 | 3 | 26 | 0 | 0 | 0 | 0 | 0 | 0 | 0 | 0 | 0 | 0 | 0 | 0 | 0
1986 | 3 | 27 | 0 | 0 | 0 | 0 | 0 | 0 | 0 | 0 | 0 | 0 | 0 | 0 | 0
1986 | 3 | 28 | 0 | 0 | 0 | 0 | 0 | 0 | 0 | 0 | 0 | 0 | 0 | 0 | 0
1986 | 3 | 29 | 0 | 0 | 0 | 0 | 0 | 0 | 0 | 0 | 0 | 0 | 0 | 0 | 0
1986 | 3 | 30 | 0 | 0 | 0 | 0 | 0 | 0 | 0 | 0 | 0 | 0 | 0 | 0 | 0
1986 | 3 | 31 | 0 | 0 | 0 | 0 | 0 | 0 | 0 | 0 | 0 | 0 | 0 | 0 | 0
1986 | 4 | 1 | 0 | 0 | 0 | 0 | 0 | 0 | 0 | 0 | 0 | 0 | 0 | 0 | 0
1986 | 4 | 2 | 0 | 0 | 0 | 0 | 0 | 0 | 0 | 0 | 0 | 0 | 0 | 0 | 0
1986 | 4 | 3 | 0 | 0 | 0 | 0 | 0 | 0 | 0 | 0 | 0 | 0 | 0 | 0 | 0
1986 | 4 | 4 | 0 | 0 | 0 | 0 | 0 | 0 | 0 | 0 | 0 | 0 | 0 | 0 | 0
1986 | 4 | 5 | 0.13 | 0.13 | 0.08 | 0 | 0.13 | 0.08 | 0 | 0 | 0 | 0 | 0 | 0 | 0
1986 | 4 | 6 | 0.36 | 0.36 | 0.31 | 0 | 0.36 | 0.31 | 0 | 0 | 0 | 0 | 0 | 0 | 0
1986 | 4 | 7 | 0.01 | 0.01 | 0 | 0 | 0.01 | 0 | 0 | 0 | 0 | 0 | 0 | 0 | 0
1986 | 4 | 8 | 0 | 0 | 0 | 0 | 0 | 0 | 0 | 0 | 0 | 0 | 0 | 0 | 0
1986 | 4 | 9 | 0 | 0 | 0 | 0 | 0 | 0 | 0 | 0 | 0 | 0 | 0 | 0 | 0
1986 | 4 | 10 | 0 | 0 | 0 | 0 | 0 | 0 | 0 | 0 | 0 | 0 | 0 | 0 | 0
1986 | 4 | 11 | 0.07 | 0.07 | 0.02 | 0 | 0.07 | 0.02 | 0 | 0 | 0 | 0 | 0 | 0 | 0
1986 | 4 | 12 | 0 | 0 | 0 | 0 | 0 | 0 | 0 | 0 | 0 | 0 | 0 | 0 | 0
1986 | 4 | 13 | 0 | 0 | 0 | 0 | 0 | 0 | 0 | 0 | 0 | 0 | 0 | 0 | 0
1986 | 4 | 14 | 0 | 0 | 0 | 0 | 0 | 0 | 0 | 0 | 0 | 0 | 0 | 0 | 0
1986 | 4 | 15 | 0.79 | 0.79 | 0.74 | 0 | 0.79 | 0.74 | 0 | 0 | 0 | 0 | 0 | 0 | 0
1986 | 4 | 16 | 0.07 | 0.07 | 0.02 | 0 | 0.07 | 0.02 | 0 | 0 | 0 | 0 | 0 | 0 | 0
1986 | 4 | 17 | 0.22 | 0.22 | 0.17 | 0 | 0.22 | 0.17 | 0 | 0 | 0 | 0 | 0 | 0 | 0
1986 | 4 | 18 | 0 | 0 | 0 | 0 | 0 | 0 | 0 | 0 | 0 | 0 | 0 | 0 | 0
1986 | 4 | 19 | 0 | 0 | 0 | 0 | 0 | 0 | 0 | 0 | 0 | 0 | 0 | 0 | 0
1986 | 4 | 20 | 0 | 0 | 0 | 0 | 0 | 0 | 0 | 0 | 0 | 0 | 0 | 0 | 0
1986 | 4 | 21 | 0.21 | 0.21 | 0.16 | 0 | 0.21 | 0.16 | 0 | 0 | 0 | 0 | 0 | 0 | 0
1986 | 4 | 22 | 0.1 | 0.1 | 0.05 | 0 | 0.1 | 0.05 | 0 | 0 | 0 | 0 | 0 | 0 | 0
1986 | 4 | 23 | 0 | 0 | 0 | 0 | 0 | 0 | 0 | 0 | 0 | 0 | 0 | 0 | 0
1986 | 4 | 24 | 0 | 0 | 0 | 0 | 0 | 0 | 0 | 0 | 0 | 0 | 0 | 0 | 0
1986 | 4 | 25 | 0.02 | 0.02 | 0 | 0 | 0.02 | 0 | 0 | 0 | 0 | 0 | 0 | 0 | 0
1986 | 4 | 26 | 0 | 0 | 0 | 0 | 0 | 0 | 0 | 0 | 0 | 0 | 0 | 0 | 0
1986 | 4 | 27 | 0 | 0 | 0 | 0 | 0 | 0 | 0 | 0 | 0 | 0 | 0 | 0 | 0
1986 | 4 | 28 | 0 | 0 | 0 | 0 | 0 | 0 | 0 | 0 | 0 | 0 | 0 | 0 | 0
1986 | 4 | 29 | 0 | 0 | 0 | 0 | 0 | 0 | 0 | 0 | 0 | 0 | 0 | 0 | 0
1986 | 4 | 30 | 0 | 0 | 0 | 0 | 0 | 0 | 0 | 0 | 0 | 0 | 0 | 0 | 0
1986 | 5 | 1 | 0 | 0 | 0 | 0 | 0 | 0 | 0 | 0 | 0 | 0 | 0 | 0 | 0
1986 | 5 | 2 | 0 | 0 | 0 | 0 | 0 | 0 | 0 | 0 | 0 | 0 | 0 | 0 | 0
1986 | 5 | 3 | 0 | 0 | 0 | 0 | 0 | 0 | 0 | 0 | 0 | 0 | 0 | 0 | 0
1986 | 5 | 4 | 0 | 0 | 0 | 0 | 0 | 0 | 0 | 0 | 0 | 0 | 0 | 0 | 0
1986 | 5 | 5 | 0 | 0 | 0 | 0 | 0 | 0 | 0 | 0 | 0 | 0 | 0 | 0 | 0
1986 | 5 | 6 | 0 | 0 | 0 | 0 | 0 | 0 | 0 | 0 | 0 | 0 | 0 | 0 | 0
1986 | 5 | 7 | 0 | 0 | 0 | 0 | 0 | 0 | 0 | 0 | 0 | 0 | 0 | 0 | 0
1986 | 5 | 8 | 0 | 0 | 0 | 0 | 0 | 0 | 0 | 0 | 0 | 0 | 0 | 0 | 0
1986 | 5 | 9 | 0 | 0 | 0 | 0 | 0 | 0 | 0 | 0 | 0 | 0 | 0 | 0 | 0
1986 | 5 | 10 | 0 | 0 | 0 | 0 | 0 | 0 | 0 | 0 | 0 | 0 | 0 | 0 | 0
1986 | 5 | 11 | 0 | 0 | 0 | 0 | 0 | 0 | 0 | 0 | 0 | 0 | 0 | 0 | 0
1986 | 5 | 12 | 0 | 0 | 0 | 0 | 0 | 0 | 0 | 0 | 0 | 0 | 0 | 0 | 0
1986 | 5 | 13 | 0.04 | 0.04 | 0 | 0 | 0.04 | 0 | 0 | 0 | 0 | 0 | 0 | 0 | 0
1986 | 5 | 14 | 0.14 | 0.14 | 0.09 | 0 | 0.14 | 0.09 | 0 | 0 | 0 | 0 | 0 | 0 | 0
1986 | 5 | 15 | 0 | 0 | 0 | 0 | 0 | 0 | 0 | 0 | 0 | 0 | 0 | 0 | 0
1986 | 5 | 16 | 0 | 0 | 0 | 0 | 0 | 0 | 0 | 0 | 0 | 0 | 0 | 0 | 0
1986 | 5 | 17 | 0 | 0 | 0 | 0 | 0 | 0 | 0 | 0 | 0 | 0 | 0 | 0 | 0
1986 | 5 | 18 | 0 | 0 | 0 | 0 | 0 | 0 | 0 | 0 | 0 | 0 | 0 | 0 | 0
1986 | 5 | 19 | 0 | 0 | 0 | 0 | 0 | 0 | 0 | 0 | 0 | 0 | 0 | 0 | 0
1986 | 5 | 20 | 0.51 | 0.51 | 0.46 | 0 | 0.51 | 0.46 | 0 | 0 | 0 | 0 | 0 | 0 | 0
1986 | 5 | 21 | 0.06 | 0.06 | 0.01 | 0 | 0.06 | 0.01 | 0 | 0 | 0 | 0 | 0 | 0 | 0
1986 | 5 | 22 | 0 | 0 | 0 | 0 | 0 | 0 | 0 | 0 | 0 | 0 | 0 | 0 | 0
1986 | 5 | 23 | 0 | 0 | 0 | 0 | 0 | 0 | 0 | 0 | 0 | 0 | 0 | 0 | 0
1986 | 5 | 24 | 0 | 0 | 0 | 0 | 0 | 0 | 0 | 0 | 0 | 0 | 0 | 0 | 0
1986 | 5 | 25 | 0 | 0 | 0 | 0 | 0 | 0 | 0 | 0 | 0 | 0 | 0 | 0 | 0
1986 | 5 | 26 | 0 | 0 | 0 | 0 | 0 | 0 | 0 | 0 | 0 | 0 | 0 | 0 | 0
1986 | 5 | 27 | 0 | 0 | 0 | 0 | 0 | 0 | 0 | 0 | 0 | 0 | 0 | 0 | 0
1986 | 5 | 28 | 0 | 0 | 0 | 0 | 0 | 0 | 0 | 0 | 0 | 0 | 0 | 0 | 0
1986 | 5 | 29 | 0 | 0 | 0 | 0 | 0 | 0 | 0 | 0 | 0 | 0 | 0 | 0 | 0
1986 | 5 | 30 | 0 | 0 | 0 | 0 | 0 | 0 | 0 | 0 | 0 | 0 | 0 | 0 | 0
1986 | 5 | 31 | 0 | 0 | 0 | 0 | 0 | 0 | 0 | 0 | 0 | 0 | 0 | 0 | 0
1986 | 6 | 1 | 0 | 0 | 0 | 0 | 0 | 0 | 0 | 0 | 0 | 0 | 0 | 0 | 0
1986 | 6 | 2 | 0 | 0 | 0 | 0 | 0 | 0 | 0 | 0 | 0 | 0 | 0 | 0 | 0
1986 | 6 | 3 | 0 | 0 | 0 | 0 | 0 | 0 | 0 | 0 | 0 | 0 | 0 | 0 | 0
1986 | 6 | 4 | 0 | 0 | 0 | 0 | 0 | 0 | 0 | 0 | 0 | 0 | 0 | 0 | 0
1986 | 6 | 5 | 0 | 0 | 0 | 0 | 0 | 0 | 0 | 0 | 0 | 0 | 0 | 0 | 0
1986 | 6 | 6 | 0 | 0 | 0 | 0 | 0 | 0 | 0 | 0 | 0 | 0 | 0 | 0 | 0
1986 | 6 | 7 | 0 | 0 | 0 | 0 | 0 | 0 | 0 | 0 | 0 | 0 | 0 | 0 | 0
1986 | 6 | 8 | 0.06 | 0.06 | 0.01 | 0 | 0.06 | 0.01 | 0 | 0 | 0 | 0 | 0 | 0 | 0
1986 | 6 | 9 | 0 | 0 | 0 | 0 | 0 | 0 | 0 | 0 | 0 | 0 | 0 | 0 | 0
1986 | 6 | 10 | 0 | 0 | 0 | 0 | 0 | 0 | 0 | 0 | 0 | 0 | 0 | 0 | 0
1986 | 6 | 11 | 0 | 0 | 0 | 0 | 0 | 0 | 0 | 0 | 0 | 0 | 0 | 0 | 0
1986 | 6 | 12 | 0.4 | 0.4 | 0.35 | 0 | 0.4 | 0.35 | 0 | 0 | 0 | 0 | 0 | 0 | 0
1986 | 6 | 13 | 0 | 0 | 0 | 0 | 0 | 0 | 0 | 0 | 0 | 0 | 0 | 0 | 0
1986 | 6 | 14 | 0 | 0 | 0 | 0 | 0 | 0 | 0 | 0 | 0 | 0 | 0 | 0 | 0
1986 | 6 | 15 | 0 | 0 | 0 | 0 | 0 | 0 | 0 | 0 | 0 | 0 | 0 | 0 | 0
1986 | 6 | 16 | 0.05 | 0.05 | 0 | 0 | 0.05 | 0 | 0 | 0 | 0 | 0 | 0 | 0 | 0
1986 | 6 | 17 | 0.04 | 0.04 | 0 | 0 | 0.04 | 0 | 0 | 0 | 0 | 0 | 0 | 0 | 0
1986 | 6 | 18 | 0 | 0 | 0 | 0 | 0 | 0 | 0 | 0 | 0 | 0 | 0 | 0 | 0
1986 | 6 | 19 | 0 | 0 | 0 | 0 | 0 | 0 | 0 | 0 | 0 | 0 | 0 | 0 | 0
1986 | 6 | 20 | 0.29 | 0.29 | 0.24 | 0 | 0.29 | 0.24 | 0 | 0 | 0 | 0 | 0 | 0 | 0
1986 | 6 | 21 | 0 | 0 | 0 | 0 | 0 | 0 | 0 | 0 | 0 | 0 | 0 | 0 | 0
1986 | 6 | 22 | 0 | 0 | 0 | 0 | 0 | 0 | 0 | 0 | 0 | 0 | 0 | 0 | 0
1986 | 6 | 23 | 0 | 0 | 0 | 0 | 0 | 0 | 0 | 0 | 0 | 0 | 0 | 0 | 0
1986 | 6 | 24 | 0.33 | 0.33 | 0.28 | 0 | 0.33 | 0.28 | 0 | 0 | 0 | 0 | 0 | 0 | 0
1986 | 6 | 25 | 0 | 0 | 0 | 0 | 0 | 0 | 0 | 0 | 0 | 0 | 0 | 0 | 0
1986 | 6 | 26 | 0 | 0 | 0 | 0 | 0 | 0 | 0 | 0 | 0 | 0 | 0 | 0 | 0
1986 | 6 | 27 | 0.05 | 0.05 | 0 | 0 | 0.05 | 0 | 0 | 0 | 0 | 0 | 0 | 0 | 0
1986 | 6 | 28 | 0.06 | 0.06 | 0.01 | 0 | 0.06 | 0.01 | 0 | 0 | 0 | 0 | 0 | 0 | 0
1986 | 6 | 29 | 0.01 | 0.01 | 0 | 0 | 0.01 | 0 | 0 | 0 | 0 | 0 | 0 | 0 | 0
1986 | 6 | 30 | 0 | 0 | 0 | 0 | 0 | 0 | 0 | 0 | 0 | 0 | 0 | 0 | 0
1986 | 7 | 1 | 0.09 | 0.09 | 0.04 | 0 | 0.09 | 0.04 | 0 | 0 | 0 | 0 | 0 | 0 | 0
1986 | 7 | 2 | 0.89 | 0.89 | 0.84 | 0 | 0.89 | 0.84 | 0 | 0 | 0 | 0 | 0 | 0 | 0
1986 | 7 | 3 | 0 | 0 | 0 | 0 | 0 | 0 | 0 | 0 | 0 | 0 | 0 | 0 | 0
1986 | 7 | 4 | 0 | 0 | 0 | 0 | 0 | 0 | 0 | 0 | 0 | 0 | 0 | 0 | 0
1986 | 7 | 5 | 0 | 0 | 0 | 0 | 0 | 0 | 0 | 0 | 0 | 0 | 0 | 0 | 0
1986 | 7 | 6 | 0 | 0 | 0 | 0 | 0 | 0 | 0 | 0 | 0 | 0 | 0 | 0 | 0
1986 | 7 | 7 | 0 | 0 | 0 | 0 | 0 | 0 | 0 | 0 | 0 | 0 | 0 | 0 | 0
1986 | 7 | 8 | 0.33 | 0.33 | 0.28 | 0 | 0.33 | 0.28 | 0 | 0 | 0 | 0 | 0 | 0 | 0
1986 | 7 | 9 | 0.08 | 0.08 | 0.03 | 0 | 0.08 | 0.03 | 0 | 0 | 0 | 0 | 0 | 0 | 0
1986 | 7 | 10 | 0 | 0 | 0 | 0 | 0 | 0 | 0 | 0 | 0 | 0 | 0 | 0 | 0
1986 | 7 | 11 | 0 | 0 | 0 | 0 | 0 | 0 | 0 | 0 | 0 | 0 | 0 | 0 | 0
1986 | 7 | 12 | 0.02 | 0.02 | 0 | 0 | 0.02 | 0 | 0 | 0 | 0 | 0 | 0 | 0 | 0
1986 | 7 | 13 | 0.34 | 0.34 | 0.29 | 0 | 0.34 | 0.29 | 0 | 0 | 0 | 0 | 0 | 0 | 0
1986 | 7 | 14 | 0 | 0 | 0 | 0 | 0 | 0 | 0 | 0 | 0 | 0 | 0 | 0 | 0
1986 | 7 | 15 | 0 | 0 | 0 | 0 | 0 | 0 | 0 | 0 | 0 | 0 | 0 | 0 | 0
1986 | 7 | 16 | 0.8 | 0.8 | 0.75 | 0 | 0.8 | 0.75 | 0 | 0 | 0 | 0 | 0 | 0 | 0
1986 | 7 | 17 | 0 | 0 | 0 | 0 | 0 | 0 | 0 | 0 | 0 | 0 | 0 | 0 | 0
1986 | 7 | 18 | 0 | 0 | 0 | 0 | 0 | 0 | 0 | 0 | 0 | 0 | 0 | 0 | 0
1986 | 7 | 19 | 0 | 0 | 0 | 0 | 0 | 0 | 0 | 0 | 0 | 0 | 0 | 0 | 0
1986 | 7 | 20 | 0.71 | 0.71 | 0.66 | 0 | 0.71 | 0.66 | 0 | 0 | 0 | 0 | 0 | 0 | 0
1986 | 7 | 21 | 0 | 0 | 0 | 0 | 0 | 0 | 0 | 0 | 0 | 0 | 0 | 0 | 0
1986 | 7 | 22 | 0 | 0 | 0 | 0 | 0 | 0 | 0 | 0 | 0 | 0 | 0 | 0 | 0
1986 | 7 | 23 | 0.01 | 0.01 | 0 | 0 | 0.01 | 0 | 0 | 0 | 0 | 0 | 0 | 0 | 0
1986 | 7 | 24 | 0.14 | 0.14 | 0.09 | 0 | 0.14 | 0.09 | 0 | 0 | 0 | 0 | 0 | 0 | 0
1986 | 7 | 25 | 0 | 0 | 0 | 0 | 0 | 0 | 0 | 0 | 0 | 0 | 0 | 0 | 0
1986 | 7 | 26 | 0 | 0 | 0 | 0 | 0 | 0 | 0 | 0 | 0 | 0 | 0 | 0 | 0
1986 | 7 | 27 | 0 | 0 | 0 | 0 | 0 | 0 | 0 | 0 | 0 | 0 | 0 | 0 | 0
1986 | 7 | 28 | 0 | 0 | 0 | 0 | 0 | 0 | 0 | 0 | 0 | 0 | 0 | 0 | 0
1986 | 7 | 29 | 0.38 | 0.38 | 0.33 | 0 | 0.38 | 0.33 | 0 | 0 | 0 | 0 | 0 | 0 | 0
1986 | 7 | 30 | 0 | 0 | 0 | 0 | 0 | 0 | 0 | 0 | 0 | 0 | 0 | 0 | 0
1986 | 7 | 31 | 0 | 0 | 0 | 0 | 0 | 0 | 0 | 0 | 0 | 0 | 0 | 0 | 0
1986 | 8 | 1 | 0 | 0 | 0 | 0 | 0 | 0 | 0 | 0 | 0 | 0 | 0 | 0 | 0
1986 | 8 | 2 | 1.57 | 1 | 0.95 | 0 | 1 | 0.95 | 0 | 0 | 0 | 0 | 0 | 0 | 0
1986 | 8 | 3 | 0 | 0 | 0 | 0 | 0 | 0 | 0 | 0 | 0 | 0 | 0 | 0 | 0
1986 | 8 | 4 | 0 | 0 | 0 | 0 | 0 | 0 | 0 | 0 | 0 | 0 | 0 | 0 | 0
1986 | 8 | 5 | 0 | 0 | 0 | 0 | 0 | 0 | 0 | 0 | 0 | 0 | 0 | 0 | 0
1986 | 8 | 6 | 1.32 | 1 | 0.95 | 0 | 1 | 0.95 | 0 | 0 | 0 | 0 | 0 | 0 | 0
1986 | 8 | 7 | 0.01 | 0.01 | 0 | 0 | 0.01 | 0 | 0 | 0 | 0 | 0 | 0 | 0 | 0
1986 | 8 | 8 | 0 | 0 | 0 | 0 | 0 | 0 | 0 | 0 | 0 | 0 | 0 | 0 | 0
1986 | 8 | 9 | 0 | 0 | 0 | 0 | 0 | 0 | 0 | 0 | 0 | 0 | 0 | 0 | 0
1986 | 8 | 10 | 0 | 0 | 0 | 0 | 0 | 0 | 0 | 0 | 0 | 0 | 0 | 0 | 0
1986 | 8 | 11 | 0 | 0 | 0 | 0 | 0 | 0 | 0 | 0 | 0 | 0 | 0 | 0 | 0
1986 | 8 | 12 | 0 | 0 | 0 | 0 | 0 | 0 | 0 | 0 | 0 | 0 | 0 | 0 | 0
1986 | 8 | 13 | 0 | 0 | 0 | 0 | 0 | 0 | 0 | 0 | 0 | 0 | 0 | 0 | 0
1986 | 8 | 14 | 0 | 0 | 0 | 0 | 0 | 0 | 0 | 0 | 0 | 0 | 0 | 0 | 0
1986 | 8 | 15 | 0 | 0 | 0 | 0 | 0 | 0 | 0 | 0 | 0 | 0 | 0 | 0 | 0
1986 | 8 | 16 | 0 | 0 | 0 | 0 | 0 | 0 | 0 | 0 | 0 | 0 | 0 | 0 | 0
1986 | 8 | 17 | 0.46 | 0.46 | 0.41 | 0 | 0.46 | 0.41 | 0 | 0 | 0 | 0 | 0 | 0 | 0
1986 | 8 | 18 | 0 | 0 | 0 | 0 | 0 | 0 | 0 | 0 | 0 | 0 | 0 | 0 | 0
1986 | 8 | 19 | 0.04 | 0.04 | 0 | 0 | 0.04 | 0 | 0 | 0 | 0 | 0 | 0 | 0 | 0
1986 | 8 | 20 | 0.15 | 0.15 | 0.1 | 0 | 0.15 | 0.1 | 0 | 0 | 0 | 0 | 0 | 0 | 0
1986 | 8 | 21 | 1.1 | 1 | 0.95 | 0 | 1 | 0.95 | 0 | 0 | 0 | 0 | 0 | 0 | 0
1986 | 8 | 22 | 0 | 0 | 0 | 0 | 0 | 0 | 0 | 0 | 0 | 0 | 0 | 0 | 0
1986 | 8 | 23 | 0 | 0 | 0 | 0 | 0 | 0 | 0 | 0 | 0 | 0 | 0 | 0 | 0
1986 | 8 | 24 | 0 | 0 | 0 | 0 | 0 | 0 | 0 | 0 | 0 | 0 | 0 | 0 | 0
1986 | 8 | 25 | 0 | 0 | 0 | 0 | 0 | 0 | 0 | 0 | 0 | 0 | 0 | 0 | 0
1986 | 8 | 26 | 0 | 0 | 0 | 0 | 0 | 0 | 0 | 0 | 0 | 0 | 0 | 0 | 0
1986 | 8 | 27 | 0.21 | 0.21 | 0.16 | 0 | 0.21 | 0.16 | 0 | 0 | 0 | 0 | 0 | 0 | 0
1986 | 8 | 28 | 0.47 | 0.47 | 0.42 | 0 | 0.47 | 0.42 | 0 | 0 | 0 | 0 | 0 | 0 | 0
1986 | 8 | 29 | 0 | 0 | 0 | 0 | 0 | 0 | 0 | 0 | 0 | 0 | 0 | 0 | 0
1986 | 8 | 30 | 0 | 0 | 0 | 0 | 0 | 0 | 0 | 0 | 0 | 0 | 0 | 0 | 0
1986 | 8 | 31 | 0 | 0 | 0 | 0 | 0 | 0 | 0 | 0 | 0 | 0 | 0 | 0 | 0
1986 | 9 | 1 | 0.04 | 0.04 | 0 | 0 | 0.04 | 0 | 0 | 0 | 0 | 0 | 0 | 0 | 0
1986 | 9 | 2 | 0.32 | 0.32 | 0.27 | 0 | 0.32 | 0.27 | 0 | 0 | 0 | 0 | 0 | 0 | 0
1986 | 9 | 3 | 0 | 0 | 0 | 0 | 0 | 0 | 0 | 0 | 0 | 0 | 0 | 0 | 0
1986 | 9 | 4 | 0 | 0 | 0 | 0 | 0 | 0 | 0 | 0 | 0 | 0 | 0 | 0 | 0
1986 | 9 | 5 | 0 | 0 | 0 | 0 | 0 | 0 | 0 | 0 | 0 | 0 | 0 | 0 | 0
1986 | 9 | 6 | 0 | 0 | 0 | 0 | 0 | 0 | 0 | 0 | 0 | 0 | 0 | 0 | 0
1986 | 9 | 7 | 0 | 0 | 0 | 0 | 0 | 0 | 0 | 0 | 0 | 0 | 0 | 0 | 0
1986 | 9 | 8 | 0.22 | 0.22 | 0.17 | 0 | 0.22 | 0.17 | 0 | 0 | 0 | 0 | 0 | 0 | 0
1986 | 9 | 9 | 0 | 0 | 0 | 0 | 0 | 0 | 0 | 0 | 0 | 0 | 0 | 0 | 0
1986 | 9 | 10 | 0 | 0 | 0 | 0 | 0 | 0 | 0 | 0 | 0 | 0 | 0 | 0 | 0
1986 | 9 | 11 | 0 | 0 | 0 | 0 | 0 | 0 | 0 | 0 | 0 | 0 | 0 | 0 | 0
1986 | 9 | 12 | 0 | 0 | 0 | 0 | 0 | 0 | 0 | 0 | 0 | 0 | 0 | 0 | 0
1986 | 9 | 13 | 0 | 0 | 0 | 0 | 0 | 0 | 0 | 0 | 0 | 0 | 0 | 0 | 0
1986 | 9 | 14 | 0 | 0 | 0 | 0 | 0 | 0 | 0 | 0 | 0 | 0 | 0 | 0 | 0
1986 | 9 | 15 | 0 | 0 | 0 | 0 | 0 | 0 | 0 | 0 | 0 | 0 | 0 | 0 | 0
1986 | 9 | 16 | 0 | 0 | 0 | 0 | 0 | 0 | 0 | 0 | 0 | 0 | 0 | 0 | 0
1986 | 9 | 17 | 0 | 0 | 0 | 0 | 0 | 0 | 0 | 0 | 0 | 0 | 0 | 0 | 0
1986 | 9 | 18 | 0 | 0 | 0 | 0 | 0 | 0 | 0 | 0 | 0 | 0 | 0 | 0 | 0
1986 | 9 | 19 | 0 | 0 | 0 | 0 | 0 | 0 | 0 | 0 | 0 | 0 | 0 | 0 | 0
1986 | 9 | 20 | 0 | 0 | 0 | 0 | 0 | 0 | 0 | 0 | 0 | 0 | 0 | 0 | 0
1986 | 9 | 21 | 0 | 0 | 0 | 0 | 0 | 0 | 0 | 0 | 0 | 0 | 0 | 0 | 0
1986 | 9 | 22 | 0 | 0 | 0 | 0 | 0 | 0 | 0 | 0 | 0 | 0 | 0 | 0 | 0
1986 | 9 | 23 | 0 | 0 | 0 | 0 | 0 | 0 | 0 | 0 | 0 | 0 | 0 | 0 | 0
1986 | 9 | 24 | 0 | 0 | 0 | 0 | 0 | 0 | 0 | 0 | 0 | 0 | 0 | 0 | 0
1986 | 9 | 25 | 0 | 0 | 0 | 0 | 0 | 0 | 0 | 0 | 0 | 0 | 0 | 0 | 0
1986 | 9 | 26 | 0 | 0 | 0 | 0 | 0 | 0 | 0 | 0 | 0 | 0 | 0 | 0 | 0
1986 | 9 | 27 | 0 | 0 | 0 | 0 | 0 | 0 | 0 | 0 | 0 | 0 | 0 | 0 | 0
1986 | 9 | 28 | 0.02 | 0.02 | 0 | 0 | 0.02 | 0 | 0 | 0 | 0 | 0 | 0 | 0 | 0
1986 | 9 | 29 | 0 | 0 | 0 | 0 | 0 | 0 | 0 | 0 | 0 | 0 | 0 | 0 | 0
1986 | 9 | 30 | 0 | 0 | 0 | 0 | 0 | 0 | 0 | 0 | 0 | 0 | 0 | 0 | 0
1986 | 10 | 1 | 0 | 0 | 0 | 0 | 0 | 0 | 0 | 0 | 0 | 0 | 0 | 0 | 0
1986 | 10 | 2 | 0 | 0 | 0 | 0 | 0 | 0 | 0 | 0 | 0 | 0 | 0 | 0 | 0
1986 | 10 | 3 | 0 | 0 | 0 | 0 | 0 | 0 | 0 | 0 | 0 | 0 | 0 | 0 | 0
1986 | 10 | 4 | 0.03 | 0.03 | 0 | 0 | 0.03 | 0 | 0 | 0 | 0 | 0 | 0 | 0 | 0
1986 | 10 | 5 | 0 | 0 | 0 | 0 | 0 | 0 | 0 | 0 | 0 | 0 | 0 | 0 | 0
1986 | 10 | 6 | 0 | 0 | 0 | 0 | 0 | 0 | 0 | 0 | 0 | 0 | 0 | 0 | 0
1986 | 10 | 7 | 0 | 0 | 0 | 0 | 0 | 0 | 0 | 0 | 0 | 0 | 0 | 0 | 0
1986 | 10 | 8 | 0 | 0 | 0 | 0 | 0 | 0 | 0 | 0 | 0 | 0 | 0 | 0 | 0
1986 | 10 | 9 | 0 | 0 | 0 | 0 | 0 | 0 | 0 | 0 | 0 | 0 | 0 | 0 | 0
1986 | 10 | 10 | 0 | 0 | 0 | 0 | 0 | 0 | 0 | 0 | 0 | 0 | 0 | 0 | 0
1986 | 10 | 11 | 0 | 0 | 0 | 0 | 0 | 0 | 0 | 0 | 0 | 0 | 0 | 0 | 0
1986 | 10 | 12 | 0 | 0 | 0 | 0 | 0 | 0 | 0 | 0 | 0 | 0 | 0 | 0 | 0
1986 | 10 | 13 | 0.39 | 0.39 | 0.34 | 0 | 0.39 | 0.34 | 0 | 0 | 0 | 0 | 0 | 0 | 0
1986 | 10 | 14 | 0.61 | 0.61 | 0.56 | 0 | 0.61 | 0.56 | 0 | 0 | 0 | 0 | 0 | 0 | 0
1986 | 10 | 15 | 0 | 0 | 0 | 0 | 0 | 0 | 0 | 0 | 0 | 0 | 0 | 0 | 0
1986 | 10 | 16 | 0 | 0 | 0 | 0 | 0 | 0 | 0 | 0 | 0 | 0 | 0 | 0 | 0
1986 | 10 | 17 | 0 | 0 | 0 | 0 | 0 | 0 | 0 | 0 | 0 | 0 | 0 | 0 | 0
1986 | 10 | 18 | 0 | 0 | 0 | 0 | 0 | 0 | 0 | 0 | 0 | 0 | 0 | 0 | 0
1986 | 10 | 19 | 0 | 0 | 0 | 0 | 0 | 0 | 0 | 0 | 0 | 0 | 0 | 0 | 0
1986 | 10 | 20 | 0 | 0 | 0 | 0 | 0 | 0 | 0 | 0 | 0 | 0 | 0 | 0 | 0
1986 | 10 | 21 | 0 | 0 | 0 | 0 | 0 | 0 | 0 | 0 | 0 | 0 | 0 | 0 | 0
1986 | 10 | 22 | 0 | 0 | 0 | 0 | 0 | 0 | 0 | 0 | 0 | 0 | 0 | 0 | 0
1986 | 10 | 23 | 0 | 0 | 0 | 0 | 0 | 0 | 0 | 0 | 0 | 0 | 0 | 0 | 0
1986 | 10 | 24 | 0 | 0 | 0 | 0 | 0 | 0 | 0 | 0 | 0 | 0 | 0 | 0 | 0
1986 | 10 | 25 | 0.05 | 0.05 | 0 | 0 | 0.05 | 0 | 0 | 0 | 0 | 0 | 0 | 0 | 0
1986 | 10 | 26 | 0.44 | 0.44 | 0.39 | 0 | 0.44 | 0.39 | 0 | 0 | 0 | 0 | 0 | 0 | 0
1986 | 10 | 27 | 0.49 | 0.49 | 0.44 | 0 | 0.49 | 0.44 | 0 | 0 | 0 | 0 | 0 | 0 | 0
1986 | 10 | 28 | 0 | 0 | 0 | 0 | 0 | 0 | 0 | 0 | 0 | 0 | 0 | 0 | 0
1986 | 10 | 29 | 0 | 0 | 0 | 0 | 0 | 0 | 0 | 0 | 0 | 0 | 0 | 0 | 0
1986 | 10 | 30 | 0 | 0 | 0 | 0 | 0 | 0 | 0 | 0 | 0 | 0 | 0 | 0 | 0
1986 | 10 | 31 | 0 | 0 | 0 | 0 | 0 | 0 | 0 | 0 | 0 | 0 | 0 | 0 | 0
1986 | 11 | 1 | 0.02 | 0.02 | 0 | 0 | 0.02 | 0 | 0 | 0 | 0 | 0 | 0 | 0 | 0
1986 | 11 | 2 | 0.8 | 0.8 | 0.75 | 0 | 0.8 | 0.75 | 0 | 0 | 0 | 0 | 0 | 0 | 0
1986 | 11 | 3 | 0 | 0 | 0 | 0 | 0 | 0 | 0 | 0 | 0 | 0 | 0 | 0 | 0
1986 | 11 | 4 | 0.01 | 0.01 | 0 | 0 | 0.01 | 0 | 0 | 0 | 0 | 0 | 0 | 0 | 0
1986 | 11 | 5 | 0.99 | 0.99 | 0.94 | 0 | 0.99 | 0.94 | 0 | 0 | 0 | 0 | 0 | 0 | 0
1986 | 11 | 6 | 0 | 0 | 0 | 0 | 0 | 0 | 0 | 0 | 0 | 0 | 0 | 0 | 0
1986 | 11 | 7 | 0.3 | 0.3 | 0.25 | 0 | 0.3 | 0.25 | 0 | 0 | 0 | 0 | 0 | 0 | 0
1986 | 11 | 8 | 0.06 | 0.06 | 0.01 | 0 | 0.06 | 0.01 | 0 | 0 | 0 | 0 | 0 | 0 | 0
1986 | 11 | 9 | 0.02 | 0.02 | 0 | 0 | 0.02 | 0 | 0 | 0 | 0 | 0 | 0 | 0 | 0
1986 | 11 | 10 | 0 | 0 | 0 | 0 | 0 | 0 | 0 | 0 | 0 | 0 | 0 | 0 | 0
1986 | 11 | 11 | 0.76 | 0.76 | 0.71 | 0 | 0.76 | 0.71 | 0 | 0 | 0 | 0 | 0 | 0 | 0
1986 | 11 | 12 | 0 | 0 | 0 | 0 | 0 | 0 | 0 | 0 | 0 | 0 | 0 | 0 | 0
1986 | 11 | 13 | 0 | 0 | 0 | 0 | 0 | 0 | 0 | 0 | 0 | 0 | 0 | 0 | 0
1986 | 11 | 14 | 0 | 0 | 0 | 0 | 0 | 0 | 0 | 0 | 0 | 0 | 0 | 0 | 0
1986 | 11 | 15 | 0 | 0 | 0 | 0 | 0 | 0 | 0 | 0 | 0 | 0 | 0 | 0 | 0
1986 | 11 | 16 | 0 | 0 | 0 | 0 | 0 | 0 | 0 | 0 | 0 | 0 | 0 | 0 | 0
1986 | 11 | 17 | 0 | 0 | 0 | 0 | 0 | 0 | 0 | 0 | 0 | 0 | 0 | 0 | 0
1986 | 11 | 18 | 0.38 | 0.38 | 0.33 | 0 | 0.38 | 0.33 | 0 | 0 | 0 | 0 | 0 | 0 | 0
1986 | 11 | 19 | 0 | 0 | 0 | 0 | 0 | 0 | 0 | 0 | 0 | 0 | 0 | 0 | 0
1986 | 11 | 20 | 0.93 | 0.93 | 0.88 | 0 | 0.93 | 0.88 | 0 | 0 | 0 | 0 | 0 | 0 | 0
1986 | 11 | 21 | 0 | 0 | 0 | 0 | 0 | 0 | 0 | 0 | 0 | 0 | 0 | 0 | 0
1986 | 11 | 22 | 0 | 0 | 0 | 0 | 0 | 0 | 0 | 0 | 0 | 0 | 0 | 0 | 0
1986 | 11 | 23 | 0 | 0 | 0 | 0 | 0 | 0 | 0 | 0 | 0 | 0 | 0 | 0 | 0
1986 | 11 | 24 | 0.05 | 0.05 | 0 | 0 | 0.05 | 0 | 0 | 0 | 0 | 0 | 0 | 0 | 0
1986 | 11 | 25 | 0 | 0 | 0 | 0 | 0 | 0 | 0 | 0 | 0 | 0 | 0 | 0 | 0
1986 | 11 | 26 | 0.91 | 0.91 | 0.86 | 0 | 0.91 | 0.86 | 0 | 0 | 0 | 0 | 0 | 0 | 0
1986 | 11 | 27 | 0 | 0 | 0 | 0 | 0 | 0 | 0 | 0 | 0 | 0 | 0 | 0 | 0
1986 | 11 | 28 | 0 | 0 | 0 | 0 | 0 | 0 | 0 | 0 | 0 | 0 | 0 | 0 | 0
1986 | 11 | 29 | 0 | 0 | 0 | 0 | 0 | 0 | 0 | 0 | 0 | 0 | 0 | 0 | 0
1986 | 11 | 30 | 0 | 0 | 0 | 0 | 0 | 0 | 0 | 0 | 0 | 0 | 0 | 0 | 0
1986 | 12 | 1 | 0 | 0 | 0 | 0 | 0 | 0 | 0 | 0 | 0 | 0 | 0 | 0 | 0
1986 | 12 | 2 | 1.05 | 1 | 0.95 | 0 | 1 | 0.95 | 0 | 0 | 0 | 0 | 0 | 0 | 0
1986 | 12 | 3 | 0.04 | 0.04 | 0 | 0 | 0.04 | 0 | 0 | 0 | 0 | 0 | 0 | 0 | 0
1986 | 12 | 4 | 0 | 0 | 0 | 0 | 0 | 0 | 0 | 0 | 0 | 0 | 0 | 0 | 0
1986 | 12 | 5 | 0 | 0 | 0 | 0 | 0 | 0 | 0 | 0 | 0 | 0 | 0 | 0 | 0
1986 | 12 | 6 | 0 | 0 | 0 | 0 | 0 | 0 | 0 | 0 | 0 | 0 | 0 | 0 | 0
1986 | 12 | 7 | 0 | 0 | 0 | 0 | 0 | 0 | 0 | 0 | 0 | 0 | 0 | 0 | 0
1986 | 12 | 8 | 0 | 0 | 0 | 0 | 0 | 0 | 0 | 0 | 0 | 0 | 0 | 0 | 0
1986 | 12 | 9 | 0.48 | 0.48 | 0.43 | 0 | 0.48 | 0.43 | 0 | 0 | 0 | 0 | 0 | 0 | 0
1986 | 12 | 10 | 0.02 | 0.02 | 0 | 0 | 0.02 | 0 | 0 | 0 | 0 | 0 | 0 | 0 | 0
1986 | 12 | 11 | 0.45 | 0.45 | 0.4 | 0 | 0.45 | 0.4 | 0 | 0 | 0 | 0 | 0 | 0 | 0
1986 | 12 | 12 | 0 | 0 | 0 | 0 | 0 | 0 | 0 | 0 | 0 | 0 | 0 | 0 | 0
1986 | 12 | 13 | 0 | 0 | 0 | 0 | 0 | 0 | 0 | 0 | 0 | 0 | 0 | 0 | 0
1986 | 12 | 14 | 0 | 0 | 0 | 0 | 0 | 0 | 0 | 0 | 0 | 0 | 0 | 0 | 0
1986 | 12 | 15 | 0 | 0 | 0 | 0 | 0 | 0 | 0 | 0 | 0 | 0 | 0 | 0 | 0
1986 | 12 | 16 | 0 | 0 | 0 | 0 | 0 | 0 | 0 | 0 | 0 | 0 | 0 | 0 | 0
1986 | 12 | 17 | 0 | 0 | 0 | 0 | 0 | 0 | 0 | 0 | 0 | 0 | 0 | 0 | 0
1986 | 12 | 18 | 0.58 | 0.58 | 0.53 | 0 | 0.58 | 0.53 | 0 | 0 | 0 | 0 | 0 | 0 | 0
1986 | 12 | 19 | 0 | 0 | 0 | 0 | 0 | 0 | 0 | 0 | 0 | 0 | 0 | 0 | 0
1986 | 12 | 20 | 0 | 0 | 0 | 0 | 0 | 0 | 0 | 0 | 0 | 0 | 0 | 0 | 0
1986 | 12 | 21 | 0 | 0 | 0 | 0 | 0 | 0 | 0 | 0 | 0 | 0 | 0 | 0 | 0
1986 | 12 | 22 | 0 | 0 | 0 | 0 | 0 | 0 | 0 | 0 | 0 | 0 | 0 | 0 | 0
1986 | 12 | 23 | 0 | 0 | 0 | 0 | 0 | 0 | 0 | 0 | 0 | 0 | 0 | 0 | 0
1986 | 12 | 24 | 2.36 | 1 | 0.95 | 0 | 1 | 0.95 | 0 | 0 | 0 | 0 | 0 | 0 | 0
1986 | 12 | 25 | 0 | 0 | 0 | 0 | 0 | 0 | 0 | 0 | 0 | 0 | 0 | 0 | 0
1986 | 12 | 26 | 0 | 0 | 0 | 0 | 0 | 0 | 0 | 0 | 0 | 0 | 0 | 0 | 0
1986 | 12 | 27 | 0 | 0 | 0 | 0 | 0 | 0 | 0 | 0 | 0 | 0 | 0 | 0 | 0
1986 | 12 | 28 | 0 | 0 | 0 | 0 | 0 | 0 | 0 | 0 | 0 | 0 | 0 | 0 | 0
1986 | 12 | 29 | 0 | 0 | 0 | 0 | 0 | 0 | 0 | 0 | 0 | 0 | 0 | 0 | 0
1986 | 12 | 30 | 0 | 0 | 0 | 0 | 0 | 0 | 0 | 0 | 0 | 0 | 0 | 0 | 0
1986 | 12 | 31 | 0 | 0 | 0 | 0 | 0 | 0 | 0 | 0 | 0 | 0 | 0 | 0 | 0
1987 | 1 | 1 | 0.56 | 0.56 | 0.51 | 0 | 0.56 | 0.51 | 0 | 0 | 0 | 0 | 0 | 0 | 0
1987 | 1 | 2 | 0.15 | 0.15 | 0.1 | 0 | 0.15 | 0.1 | 0 | 0 | 0 | 0 | 0 | 0 | 0
1987 | 1 | 3 | 0 | 0 | 0 | 0 | 0 | 0 | 0 | 0 | 0 | 0 | 0 | 0 | 0
1987 | 1 | 4 | 0 | 0 | 0 | 0 | 0 | 0 | 0 | 0 | 0 | 0 | 0 | 0 | 0
1987 | 1 | 5 | 0 | 0 | 0 | 0 | 0 | 0 | 0 | 0 | 0 | 0 | 0 | 0 | 0
1987 | 1 | 6 | 0 | 0 | 0 | 0 | 0 | 0 | 0 | 0 | 0 | 0 | 0 | 0 | 0
1987 | 1 | 7 | 0 | 0 | 0 | 0 | 0 | 0 | 0 | 0 | 0 | 0 | 0 | 0 | 0
1987 | 1 | 8 | 0 | 0 | 0 | 0 | 0 | 0 | 0 | 0 | 0 | 0 | 0 | 0 | 0
1987 | 1 | 9 | 0 | 0 | 0 | 0 | 0 | 0 | 0 | 0 | 0 | 0 | 0 | 0 | 0
1987 | 1 | 10 | 0.06 | 0.06 | 0.01 | 0 | 0.06 | 0.01 | 0 | 0 | 0 | 0 | 0 | 0 | 0
1987 | 1 | 11 | 0 | 0 | 0 | 0 | 0 | 0 | 0 | 0 | 0 | 0 | 0 | 0 | 0
1987 | 1 | 12 | 0 | 0 | 0 | 0 | 0 | 0 | 0 | 0 | 0 | 0 | 0 | 0 | 0
1987 | 1 | 13 | 0 | 0 | 0 | 0 | 0 | 0 | 0 | 0 | 0 | 0 | 0 | 0 | 0
1987 | 1 | 14 | 0 | 0 | 0 | 0 | 0 | 0 | 0 | 0 | 0 | 0 | 0 | 0 | 0
1987 | 1 | 15 | 0.03 | 0.03 | 0 | 0 | 0.03 | 0 | 0 | 0 | 0 | 0 | 0 | 0 | 0
1987 | 1 | 16 | 0 | 0 | 0 | 0 | 0 | 0 | 0 | 0 | 0 | 0 | 0 | 0 | 0
1987 | 1 | 17 | 0 | 0 | 0 | 0 | 0 | 0 | 0 | 0 | 0 | 0 | 0 | 0 | 0
1987 | 1 | 18 | 0.54 | 0.54 | 0.49 | 0 | 0.54 | 0.49 | 0 | 0 | 0 | 0 | 0 | 0 | 0
1987 | 1 | 19 | 0.96 | 0.96 | 0.91 | 0 | 0.96 | 0.91 | 0 | 0 | 0 | 0 | 0 | 0 | 0
1987 | 1 | 20 | 0 | 0 | 0 | 0 | 0 | 0 | 0 | 0 | 0 | 0 | 0 | 0 | 0
1987 | 1 | 21 | 0 | 0 | 0 | 0 | 0 | 0 | 0 | 0 | 0 | 0 | 0 | 0 | 0
1987 | 1 | 22 | 1.49 | 1 | 0.95 | 0 | 1 | 0.95 | 0 | 0 | 0 | 0 | 0 | 0 | 0
1987 | 1 | 23 | 0 | 0 | 0 | 0 | 0 | 0 | 0 | 0 | 0 | 0 | 0 | 0 | 0
1987 | 1 | 24 | 0 | 0 | 0 | 0 | 0 | 0 | 0 | 0 | 0 | 0 | 0 | 0 | 0
1987 | 1 | 25 | 0.52 | 0.52 | 0.47 | 0 | 0.52 | 0.47 | 0 | 0 | 0 | 0 | 0 | 0 | 0
1987 | 1 | 26 | 0.46 | 0.46 | 0.41 | 0 | 0.46 | 0.41 | 0 | 0 | 0 | 0 | 0 | 0 | 0
1987 | 1 | 27 | 0 | 0 | 0 | 0 | 0 | 0 | 0 | 0 | 0 | 0 | 0 | 0 | 0
1987 | 1 | 28 | 0 | 0 | 0 | 0 | 0 | 0 | 0 | 0 | 0 | 0 | 0 | 0 | 0
1987 | 1 | 29 | 0.09 | 0.09 | 0.04 | 0 | 0.09 | 0.04 | 0 | 0 | 0 | 0 | 0 | 0 | 0
1987 | 1 | 30 | 0.04 | 0.04 | 0 | 0 | 0.04 | 0 | 0 | 0 | 0 | 0 | 0 | 0 | 0
1987 | 1 | 31 | 0 | 0 | 0 | 0 | 0 | 0 | 0 | 0 | 0 | 0 | 0 | 0 | 0
1987 | 2 | 1 | 0 | 0 | 0 | 0 | 0 | 0 | 0 | 0 | 0 | 0 | 0 | 0 | 0
1987 | 2 | 2 | 0.01 | 0.01 | 0 | 0 | 0.01 | 0 | 0 | 0 | 0 | 0 | 0 | 0 | 0
1987 | 2 | 3 | 0 | 0 | 0 | 0 | 0 | 0 | 0 | 0 | 0 | 0 | 0 | 0 | 0
1987 | 2 | 4 | 0 | 0 | 0 | 0 | 0 | 0 | 0 | 0 | 0 | 0 | 0 | 0 | 0
1987 | 2 | 5 | 0 | 0 | 0 | 0 | 0 | 0 | 0 | 0 | 0 | 0 | 0 | 0 | 0
1987 | 2 | 6 | 0 | 0 | 0 | 0 | 0 | 0 | 0 | 0 | 0 | 0 | 0 | 0 | 0
1987 | 2 | 7 | 0 | 0 | 0 | 0 | 0 | 0 | 0 | 0 | 0 | 0 | 0 | 0 | 0
1987 | 2 | 8 | 0 | 0 | 0 | 0 | 0 | 0 | 0 | 0 | 0 | 0 | 0 | 0 | 0
1987 | 2 | 9 | 0 | 0 | 0 | 0 | 0 | 0 | 0 | 0 | 0 | 0 | 0 | 0 | 0
1987 | 2 | 10 | 0 | 0 | 0 | 0 | 0 | 0 | 0 | 0 | 0 | 0 | 0 | 0 | 0
1987 | 2 | 11 | 0 | 0 | 0 | 0 | 0 | 0 | 0 | 0 | 0 | 0 | 0 | 0 | 0
1987 | 2 | 12 | 0.14 | 0.14 | 0.09 | 0 | 0.14 | 0.09 | 0 | 0 | 0 | 0 | 0 | 0 | 0
1987 | 2 | 13 | 0 | 0 | 0 | 0 | 0 | 0 | 0 | 0 | 0 | 0 | 0 | 0 | 0
1987 | 2 | 14 | 0 | 0 | 0 | 0 | 0 | 0 | 0 | 0 | 0 | 0 | 0 | 0 | 0
1987 | 2 | 15 | 0 | 0 | 0 | 0 | 0 | 0 | 0 | 0 | 0 | 0 | 0 | 0 | 0
1987 | 2 | 16 | 0 | 0 | 0 | 0 | 0 | 0 | 0 | 0 | 0 | 0 | 0 | 0 | 0
1987 | 2 | 17 | 0 | 0 | 0 | 0 | 0 | 0 | 0 | 0 | 0 | 0 | 0 | 0 | 0
1987 | 2 | 18 | 0 | 0 | 0 | 0 | 0 | 0 | 0 | 0 | 0 | 0 | 0 | 0 | 0
1987 | 2 | 19 | 0 | 0 | 0 | 0 | 0 | 0 | 0 | 0 | 0 | 0 | 0 | 0 | 0
1987 | 2 | 20 | 0 | 0 | 0 | 0 | 0 | 0 | 0 | 0 | 0 | 0 | 0 | 0 | 0
1987 | 2 | 21 | 0 | 0 | 0 | 0 | 0 | 0 | 0 | 0 | 0 | 0 | 0 | 0 | 0
1987 | 2 | 22 | 0.62 | 0.62 | 0.57 | 0 | 0.62 | 0.57 | 0 | 0 | 0 | 0 | 0 | 0 | 0
1987 | 2 | 23 | 0.86 | 0.86 | 0.81 | 0 | 0.86 | 0.81 | 0 | 0 | 0 | 0 | 0 | 0 | 0
1987 | 2 | 24 | 0 | 0 | 0 | 0 | 0 | 0 | 0 | 0 | 0 | 0 | 0 | 0 | 0
1987 | 2 | 25 | 0 | 0 | 0 | 0 | 0 | 0 | 0 | 0 | 0 | 0 | 0 | 0 | 0
1987 | 2 | 26 | 0 | 0 | 0 | 0 | 0 | 0 | 0 | 0 | 0 | 0 | 0 | 0 | 0
1987 | 2 | 27 | 0 | 0 | 0 | 0 | 0 | 0 | 0 | 0 | 0 | 0 | 0 | 0 | 0
1987 | 2 | 28 | 0.48 | 0.48 | 0.43 | 0 | 0.48 | 0.43 | 0 | 0 | 0 | 0 | 0 | 0 | 0
1987 | 3 | 1 | 0.26 | 0.26 | 0.21 | 0 | 0.26 | 0.21 | 0 | 0 | 0 | 0 | 0 | 0 | 0
1987 | 3 | 2 | 0 | 0 | 0 | 0 | 0 | 0 | 0 | 0 | 0 | 0 | 0 | 0 | 0
1987 | 3 | 3 | 0 | 0 | 0 | 0 | 0 | 0 | 0 | 0 | 0 | 0 | 0 | 0 | 0
1987 | 3 | 4 | 0 | 0 | 0 | 0 | 0 | 0 | 0 | 0 | 0 | 0 | 0 | 0 | 0
1987 | 3 | 5 | 0 | 0 | 0 | 0 | 0 | 0 | 0 | 0 | 0 | 0 | 0 | 0 | 0
1987 | 3 | 6 | 0 | 0 | 0 | 0 | 0 | 0 | 0 | 0 | 0 | 0 | 0 | 0 | 0
1987 | 3 | 7 | 0 | 0 | 0 | 0 | 0 | 0 | 0 | 0 | 0 | 0 | 0 | 0 | 0
1987 | 3 | 8 | 0 | 0 | 0 | 0 | 0 | 0 | 0 | 0 | 0 | 0 | 0 | 0 | 0
1987 | 3 | 9 | 0.05 | 0.05 | 0 | 0 | 0.05 | 0 | 0 | 0 | 0 | 0 | 0 | 0 | 0
1987 | 3 | 10 | 0.01 | 0.01 | 0 | 0 | 0.01 | 0 | 0 | 0 | 0 | 0 | 0 | 0 | 0
1987 | 3 | 11 | 0 | 0 | 0 | 0 | 0 | 0 | 0 | 0 | 0 | 0 | 0 | 0 | 0
1987 | 3 | 12 | 0 | 0 | 0 | 0 | 0 | 0 | 0 | 0 | 0 | 0 | 0 | 0 | 0
1987 | 3 | 13 | 0 | 0 | 0 | 0 | 0 | 0 | 0 | 0 | 0 | 0 | 0 | 0 | 0
1987 | 3 | 14 | 0 | 0 | 0 | 0 | 0 | 0 | 0 | 0 | 0 | 0 | 0 | 0 | 0
1987 | 3 | 15 | 0.21 | 0.21 | 0.16 | 0 | 0.21 | 0.16 | 0 | 0 | 0 | 0 | 0 | 0 | 0
1987 | 3 | 16 | 0.13 | 0.13 | 0.08 | 0 | 0.13 | 0.08 | 0 | 0 | 0 | 0 | 0 | 0 | 0
1987 | 3 | 17 | 0 | 0 | 0 | 0 | 0 | 0 | 0 | 0 | 0 | 0 | 0 | 0 | 0
1987 | 3 | 18 | 0 | 0 | 0 | 0 | 0 | 0 | 0 | 0 | 0 | 0 | 0 | 0 | 0
1987 | 3 | 19 | 0 | 0 | 0 | 0 | 0 | 0 | 0 | 0 | 0 | 0 | 0 | 0 | 0
1987 | 3 | 20 | 0 | 0 | 0 | 0 | 0 | 0 | 0 | 0 | 0 | 0 | 0 | 0 | 0
1987 | 3 | 21 | 0 | 0 | 0 | 0 | 0 | 0 | 0 | 0 | 0 | 0 | 0 | 0 | 0
1987 | 3 | 22 | 0 | 0 | 0 | 0 | 0 | 0 | 0 | 0 | 0 | 0 | 0 | 0 | 0
1987 | 3 | 23 | 0 | 0 | 0 | 0 | 0 | 0 | 0 | 0 | 0 | 0 | 0 | 0 | 0
1987 | 3 | 24 | 0 | 0 | 0 | 0 | 0 | 0 | 0 | 0 | 0 | 0 | 0 | 0 | 0
1987 | 3 | 25 | 0 | 0 | 0 | 0 | 0 | 0 | 0 | 0 | 0 | 0 | 0 | 0 | 0
1987 | 3 | 26 | 0 | 0 | 0 | 0 | 0 | 0 | 0 | 0 | 0 | 0 | 0 | 0 | 0
1987 | 3 | 27 | 0 | 0 | 0 | 0 | 0 | 0 | 0 | 0 | 0 | 0 | 0 | 0 | 0
1987 | 3 | 28 | 0.11 | 0.11 | 0.06 | 0 | 0.11 | 0.06 | 0 | 0 | 0 | 0 | 0 | 0 | 0
1987 | 3 | 29 | 0 | 0 | 0 | 0 | 0 | 0 | 0 | 0 | 0 | 0 | 0 | 0 | 0
1987 | 3 | 30 | 0.24 | 0.24 | 0.19 | 0 | 0.24 | 0.19 | 0 | 0 | 0 | 0 | 0 | 0 | 0
1987 | 3 | 31 | 0.53 | 0.53 | 0.48 | 0 | 0.53 | 0.48 | 0 | 0 | 0 | 0 | 0 | 0 | 0
1987 | 4 | 1 | 0 | 0 | 0 | 0 | 0 | 0 | 0 | 0 | 0 | 0 | 0 | 0 | 0
1987 | 4 | 2 | 0 | 0 | 0 | 0 | 0 | 0 | 0 | 0 | 0 | 0 | 0 | 0 | 0
1987 | 4 | 3 | 0.35 | 0.35 | 0.3 | 0 | 0.35 | 0.3 | 0 | 0 | 0 | 0 | 0 | 0 | 0
1987 | 4 | 4 | 0.52 | 0.52 | 0.47 | 0 | 0.52 | 0.47 | 0 | 0 | 0 | 0 | 0 | 0 | 0
1987 | 4 | 5 | 0.08 | 0.08 | 0.03 | 0 | 0.08 | 0.03 | 0 | 0 | 0 | 0 | 0 | 0 | 0
1987 | 4 | 6 | 0.02 | 0.02 | 0 | 0 | 0.02 | 0 | 0 | 0 | 0 | 0 | 0 | 0 | 0
1987 | 4 | 7 | 0 | 0 | 0 | 0 | 0 | 0 | 0 | 0 | 0 | 0 | 0 | 0 | 0
1987 | 4 | 8 | 0 | 0 | 0 | 0 | 0 | 0 | 0 | 0 | 0 | 0 | 0 | 0 | 0
1987 | 4 | 9 | 0 | 0 | 0 | 0 | 0 | 0 | 0 | 0 | 0 | 0 | 0 | 0 | 0
1987 | 4 | 10 | 0 | 0 | 0 | 0 | 0 | 0 | 0 | 0 | 0 | 0 | 0 | 0 | 0
1987 | 4 | 11 | 0 | 0 | 0 | 0 | 0 | 0 | 0 | 0 | 0 | 0 | 0 | 0 | 0
1987 | 4 | 12 | 0.02 | 0.02 | 0 | 0 | 0.02 | 0 | 0 | 0 | 0 | 0 | 0 | 0 | 0
1987 | 4 | 13 | 0 | 0 | 0 | 0 | 0 | 0 | 0 | 0 | 0 | 0 | 0 | 0 | 0
1987 | 4 | 14 | 0 | 0 | 0 | 0 | 0 | 0 | 0 | 0 | 0 | 0 | 0 | 0 | 0
1987 | 4 | 15 | 0.05 | 0.05 | 0 | 0 | 0.05 | 0 | 0 | 0 | 0 | 0 | 0 | 0 | 0
1987 | 4 | 16 | 0.33 | 0.33 | 0.28 | 0 | 0.33 | 0.28 | 0 | 0 | 0 | 0 | 0 | 0 | 0
1987 | 4 | 17 | 0.46 | 0.46 | 0.41 | 0 | 0.46 | 0.41 | 0 | 0 | 0 | 0 | 0 | 0 | 0
1987 | 4 | 18 | 0 | 0 | 0 | 0 | 0 | 0 | 0 | 0 | 0 | 0 | 0 | 0 | 0
1987 | 4 | 19 | 0.02 | 0.02 | 0 | 0 | 0.02 | 0 | 0 | 0 | 0 | 0 | 0 | 0 | 0
1987 | 4 | 20 | 0 | 0 | 0 | 0 | 0 | 0 | 0 | 0 | 0 | 0 | 0 | 0 | 0
1987 | 4 | 21 | 0 | 0 | 0 | 0 | 0 | 0 | 0 | 0 | 0 | 0 | 0 | 0 | 0
1987 | 4 | 22 | 0 | 0 | 0 | 0 | 0 | 0 | 0 | 0 | 0 | 0 | 0 | 0 | 0
1987 | 4 | 23 | 0 | 0 | 0 | 0 | 0 | 0 | 0 | 0 | 0 | 0 | 0 | 0 | 0
1987 | 4 | 24 | 0.21 | 0.21 | 0.16 | 0 | 0.21 | 0.16 | 0 | 0 | 0 | 0 | 0 | 0 | 0
1987 | 4 | 25 | 0.2 | 0.2 | 0.15 | 0 | 0.2 | 0.15 | 0 | 0 | 0 | 0 | 0 | 0 | 0
1987 | 4 | 26 | 0 | 0 | 0 | 0 | 0 | 0 | 0 | 0 | 0 | 0 | 0 | 0 | 0
1987 | 4 | 27 | 0 | 0 | 0 | 0 | 0 | 0 | 0 | 0 | 0 | 0 | 0 | 0 | 0
1987 | 4 | 28 | 0.02 | 0.02 | 0 | 0 | 0.02 | 0 | 0 | 0 | 0 | 0 | 0 | 0 | 0
1987 | 4 | 29 | 0 | 0 | 0 | 0 | 0 | 0 | 0 | 0 | 0 | 0 | 0 | 0 | 0
1987 | 4 | 30 | 0 | 0 | 0 | 0 | 0 | 0 | 0 | 0 | 0 | 0 | 0 | 0 | 0
1987 | 5 | 1 | 0 | 0 | 0 | 0 | 0 | 0 | 0 | 0 | 0 | 0 | 0 | 0 | 0
1987 | 5 | 2 | 0 | 0 | 0 | 0 | 0 | 0 | 0 | 0 | 0 | 0 | 0 | 0 | 0
1987 | 5 | 3 | 0.68 | 0.68 | 0.63 | 0 | 0.68 | 0.63 | 0 | 0 | 0 | 0 | 0 | 0 | 0
1987 | 5 | 4 | 0.69 | 0.69 | 0.64 | 0 | 0.69 | 0.64 | 0 | 0 | 0 | 0 | 0 | 0 | 0
1987 | 5 | 5 | 0 | 0 | 0 | 0 | 0 | 0 | 0 | 0 | 0 | 0 | 0 | 0 | 0
1987 | 5 | 6 | 0 | 0 | 0 | 0 | 0 | 0 | 0 | 0 | 0 | 0 | 0 | 0 | 0
1987 | 5 | 7 | 0 | 0 | 0 | 0 | 0 | 0 | 0 | 0 | 0 | 0 | 0 | 0 | 0
1987 | 5 | 8 | 0.01 | 0.01 | 0 | 0 | 0.01 | 0 | 0 | 0 | 0 | 0 | 0 | 0 | 0
1987 | 5 | 9 | 0 | 0 | 0 | 0 | 0 | 0 | 0 | 0 | 0 | 0 | 0 | 0 | 0
1987 | 5 | 10 | 0 | 0 | 0 | 0 | 0 | 0 | 0 | 0 | 0 | 0 | 0 | 0 | 0
1987 | 5 | 11 | 0 | 0 | 0 | 0 | 0 | 0 | 0 | 0 | 0 | 0 | 0 | 0 | 0
1987 | 5 | 12 | 0.17 | 0.17 | 0.12 | 0 | 0.17 | 0.12 | 0 | 0 | 0 | 0 | 0 | 0 | 0
1987 | 5 | 13 | 0 | 0 | 0 | 0 | 0 | 0 | 0 | 0 | 0 | 0 | 0 | 0 | 0
1987 | 5 | 14 | 0 | 0 | 0 | 0 | 0 | 0 | 0 | 0 | 0 | 0 | 0 | 0 | 0
1987 | 5 | 15 | 0.3 | 0.3 | 0.25 | 0 | 0.3 | 0.25 | 0 | 0 | 0 | 0 | 0 | 0 | 0
1987 | 5 | 16 | 0 | 0 | 0 | 0 | 0 | 0 | 0 | 0 | 0 | 0 | 0 | 0 | 0
1987 | 5 | 17 | 0 | 0 | 0 | 0 | 0 | 0 | 0 | 0 | 0 | 0 | 0 | 0 | 0
1987 | 5 | 18 | 0 | 0 | 0 | 0 | 0 | 0 | 0 | 0 | 0 | 0 | 0 | 0 | 0
1987 | 5 | 19 | 0.11 | 0.11 | 0.06 | 0 | 0.11 | 0.06 | 0 | 0 | 0 | 0 | 0 | 0 | 0
1987 | 5 | 20 | 0.17 | 0.17 | 0.12 | 0 | 0.17 | 0.12 | 0 | 0 | 0 | 0 | 0 | 0 | 0
1987 | 5 | 21 | 0.06 | 0.06 | 0.01 | 0 | 0.06 | 0.01 | 0 | 0 | 0 | 0 | 0 | 0 | 0
1987 | 5 | 22 | 0 | 0 | 0 | 0 | 0 | 0 | 0 | 0 | 0 | 0 | 0 | 0 | 0
1987 | 5 | 23 | 0.35 | 0.35 | 0.3 | 0 | 0.35 | 0.3 | 0 | 0 | 0 | 0 | 0 | 0 | 0
1987 | 5 | 24 | 0 | 0 | 0 | 0 | 0 | 0 | 0 | 0 | 0 | 0 | 0 | 0 | 0
1987 | 5 | 25 | 0 | 0 | 0 | 0 | 0 | 0 | 0 | 0 | 0 | 0 | 0 | 0 | 0
1987 | 5 | 26 | 0 | 0 | 0 | 0 | 0 | 0 | 0 | 0 | 0 | 0 | 0 | 0 | 0
1987 | 5 | 27 | 0 | 0 | 0 | 0 | 0 | 0 | 0 | 0 | 0 | 0 | 0 | 0 | 0
1987 | 5 | 28 | 0 | 0 | 0 | 0 | 0 | 0 | 0 | 0 | 0 | 0 | 0 | 0 | 0
1987 | 5 | 29 | 0 | 0 | 0 | 0 | 0 | 0 | 0 | 0 | 0 | 0 | 0 | 0 | 0
1987 | 5 | 30 | 0 | 0 | 0 | 0 | 0 | 0 | 0 | 0 | 0 | 0 | 0 | 0 | 0
1987 | 5 | 31 | 0 | 0 | 0 | 0 | 0 | 0 | 0 | 0 | 0 | 0 | 0 | 0 | 0
1987 | 6 | 1 | 0.06 | 0.06 | 0.01 | 0 | 0.06 | 0.01 | 0 | 0 | 0 | 0 | 0 | 0 | 0
1987 | 6 | 2 | 0 | 0 | 0 | 0 | 0 | 0 | 0 | 0 | 0 | 0 | 0 | 0 | 0
1987 | 6 | 3 | 0.07 | 0.07 | 0.02 | 0 | 0.07 | 0.02 | 0 | 0 | 0 | 0 | 0 | 0 | 0
1987 | 6 | 4 | 0.78 | 0.78 | 0.73 | 0 | 0.78 | 0.73 | 0 | 0 | 0 | 0 | 0 | 0 | 0
1987 | 6 | 5 | 0 | 0 | 0 | 0 | 0 | 0 | 0 | 0 | 0 | 0 | 0 | 0 | 0
1987 | 6 | 6 | 0 | 0 | 0 | 0 | 0 | 0 | 0 | 0 | 0 | 0 | 0 | 0 | 0
1987 | 6 | 7 | 0 | 0 | 0 | 0 | 0 | 0 | 0 | 0 | 0 | 0 | 0 | 0 | 0
1987 | 6 | 8 | 0 | 0 | 0 | 0 | 0 | 0 | 0 | 0 | 0 | 0 | 0 | 0 | 0
1987 | 6 | 9 | 0 | 0 | 0 | 0 | 0 | 0 | 0 | 0 | 0 | 0 | 0 | 0 | 0
1987 | 6 | 10 | 0 | 0 | 0 | 0 | 0 | 0 | 0 | 0 | 0 | 0 | 0 | 0 | 0
1987 | 6 | 11 | 0 | 0 | 0 | 0 | 0 | 0 | 0 | 0 | 0 | 0 | 0 | 0 | 0
1987 | 6 | 12 | 0.35 | 0.35 | 0.3 | 0 | 0.35 | 0.3 | 0 | 0 | 0 | 0 | 0 | 0 | 0
1987 | 6 | 13 | 1.19 | 1 | 0.95 | 0 | 1 | 0.95 | 0 | 0 | 0 | 0 | 0 | 0 | 0
1987 | 6 | 14 | 0 | 0 | 0 | 0 | 0 | 0 | 0 | 0 | 0 | 0 | 0 | 0 | 0
1987 | 6 | 15 | 0 | 0 | 0 | 0 | 0 | 0 | 0 | 0 | 0 | 0 | 0 | 0 | 0
1987 | 6 | 16 | 0 | 0 | 0 | 0 | 0 | 0 | 0 | 0 | 0 | 0 | 0 | 0 | 0
1987 | 6 | 17 | 0 | 0 | 0 | 0 | 0 | 0 | 0 | 0 | 0 | 0 | 0 | 0 | 0
1987 | 6 | 18 | 0 | 0 | 0 | 0 | 0 | 0 | 0 | 0 | 0 | 0 | 0 | 0 | 0
1987 | 6 | 19 | 0 | 0 | 0 | 0 | 0 | 0 | 0 | 0 | 0 | 0 | 0 | 0 | 0
1987 | 6 | 20 | 0.19 | 0.19 | 0.14 | 0 | 0.19 | 0.14 | 0 | 0 | 0 | 0 | 0 | 0 | 0
1987 | 6 | 21 | 0.04 | 0.04 | 0 | 0 | 0.04 | 0 | 0 | 0 | 0 | 0 | 0 | 0 | 0
1987 | 6 | 22 | 0.29 | 0.29 | 0.24 | 0 | 0.29 | 0.24 | 0 | 0 | 0 | 0 | 0 | 0 | 0
1987 | 6 | 23 | 0 | 0 | 0 | 0 | 0 | 0 | 0 | 0 | 0 | 0 | 0 | 0 | 0
1987 | 6 | 24 | 0 | 0 | 0 | 0 | 0 | 0 | 0 | 0 | 0 | 0 | 0 | 0 | 0
1987 | 6 | 25 | 0 | 0 | 0 | 0 | 0 | 0 | 0 | 0 | 0 | 0 | 0 | 0 | 0
1987 | 6 | 26 | 0.91 | 0.91 | 0.86 | 0 | 0.91 | 0.86 | 0 | 0 | 0 | 0 | 0 | 0 | 0
1987 | 6 | 27 | 0.02 | 0.02 | 0 | 0 | 0.02 | 0 | 0 | 0 | 0 | 0 | 0 | 0 | 0
1987 | 6 | 28 | 0 | 0 | 0 | 0 | 0 | 0 | 0 | 0 | 0 | 0 | 0 | 0 | 0
1987 | 6 | 29 | 0 | 0 | 0 | 0 | 0 | 0 | 0 | 0 | 0 | 0 | 0 | 0 | 0
1987 | 6 | 30 | 0 | 0 | 0 | 0 | 0 | 0 | 0 | 0 | 0 | 0 | 0 | 0 | 0
1987 | 7 | 1 | 0.04 | 0.04 | 0 | 0 | 0.04 | 0 | 0 | 0 | 0 | 0 | 0 | 0 | 0
1987 | 7 | 2 | 0 | 0 | 0 | 0 | 0 | 0 | 0 | 0 | 0 | 0 | 0 | 0 | 0
1987 | 7 | 3 | 0 | 0 | 0 | 0 | 0 | 0 | 0 | 0 | 0 | 0 | 0 | 0 | 0
1987 | 7 | 4 | 0 | 0 | 0 | 0 | 0 | 0 | 0 | 0 | 0 | 0 | 0 | 0 | 0
1987 | 7 | 5 | 0 | 0 | 0 | 0 | 0 | 0 | 0 | 0 | 0 | 0 | 0 | 0 | 0
1987 | 7 | 6 | 0 | 0 | 0 | 0 | 0 | 0 | 0 | 0 | 0 | 0 | 0 | 0 | 0
1987 | 7 | 7 | 0 | 0 | 0 | 0 | 0 | 0 | 0 | 0 | 0 | 0 | 0 | 0 | 0
1987 | 7 | 8 | 0 | 0 | 0 | 0 | 0 | 0 | 0 | 0 | 0 | 0 | 0 | 0 | 0
1987 | 7 | 9 | 0.04 | 0.04 | 0 | 0 | 0.04 | 0 | 0 | 0 | 0 | 0 | 0 | 0 | 0
1987 | 7 | 10 | 0 | 0 | 0 | 0 | 0 | 0 | 0 | 0 | 0 | 0 | 0 | 0 | 0
1987 | 7 | 11 | 1.73 | 1 | 0.95 | 0 | 1 | 0.95 | 0 | 0 | 0 | 0 | 0 | 0 | 0
1987 | 7 | 12 | 0.01 | 0.01 | 0 | 0 | 0.01 | 0 | 0 | 0 | 0 | 0 | 0 | 0 | 0
1987 | 7 | 13 | 0 | 0 | 0 | 0 | 0 | 0 | 0 | 0 | 0 | 0 | 0 | 0 | 0
1987 | 7 | 14 | 0.08 | 0.08 | 0.03 | 0 | 0.08 | 0.03 | 0 | 0 | 0 | 0 | 0 | 0 | 0
1987 | 7 | 15 | 0 | 0 | 0 | 0 | 0 | 0 | 0 | 0 | 0 | 0 | 0 | 0 | 0
1987 | 7 | 16 | 0 | 0 | 0 | 0 | 0 | 0 | 0 | 0 | 0 | 0 | 0 | 0 | 0
1987 | 7 | 17 | 0 | 0 | 0 | 0 | 0 | 0 | 0 | 0 | 0 | 0 | 0 | 0 | 0
1987 | 7 | 18 | 0 | 0 | 0 | 0 | 0 | 0 | 0 | 0 | 0 | 0 | 0 | 0 | 0
1987 | 7 | 19 | 0 | 0 | 0 | 0 | 0 | 0 | 0 | 0 | 0 | 0 | 0 | 0 | 0
1987 | 7 | 20 | 0 | 0 | 0 | 0 | 0 | 0 | 0 | 0 | 0 | 0 | 0 | 0 | 0
1987 | 7 | 21 | 0 | 0 | 0 | 0 | 0 | 0 | 0 | 0 | 0 | 0 | 0 | 0 | 0
1987 | 7 | 22 | 0 | 0 | 0 | 0 | 0 | 0 | 0 | 0 | 0 | 0 | 0 | 0 | 0
1987 | 7 | 23 | 0 | 0 | 0 | 0 | 0 | 0 | 0 | 0 | 0 | 0 | 0 | 0 | 0
1987 | 7 | 24 | 0 | 0 | 0 | 0 | 0 | 0 | 0 | 0 | 0 | 0 | 0 | 0 | 0
1987 | 7 | 25 | 0.25 | 0.25 | 0.2 | 0 | 0.25 | 0.2 | 0 | 0 | 0 | 0 | 0 | 0 | 0
1987 | 7 | 26 | 0 | 0 | 0 | 0 | 0 | 0 | 0 | 0 | 0 | 0 | 0 | 0 | 0
1987 | 7 | 27 | 0.02 | 0.02 | 0 | 0 | 0.02 | 0 | 0 | 0 | 0 | 0 | 0 | 0 | 0
1987 | 7 | 28 | 0 | 0 | 0 | 0 | 0 | 0 | 0 | 0 | 0 | 0 | 0 | 0 | 0
1987 | 7 | 29 | 0 | 0 | 0 | 0 | 0 | 0 | 0 | 0 | 0 | 0 | 0 | 0 | 0
1987 | 7 | 30 | 0 | 0 | 0 | 0 | 0 | 0 | 0 | 0 | 0 | 0 | 0 | 0 | 0
1987 | 7 | 31 | 0.42 | 0.42 | 0.37 | 0 | 0.42 | 0.37 | 0 | 0 | 0 | 0 | 0 | 0 | 0
1987 | 8 | 1 | 0 | 0 | 0 | 0 | 0 | 0 | 0 | 0 | 0 | 0 | 0 | 0 | 0
1987 | 8 | 2 | 0 | 0 | 0 | 0 | 0 | 0 | 0 | 0 | 0 | 0 | 0 | 0 | 0
1987 | 8 | 3 | 0 | 0 | 0 | 0 | 0 | 0 | 0 | 0 | 0 | 0 | 0 | 0 | 0
1987 | 8 | 4 | 0 | 0 | 0 | 0 | 0 | 0 | 0 | 0 | 0 | 0 | 0 | 0 | 0
1987 | 8 | 5 | 1.13 | 1 | 0.95 | 0 | 1 | 0.95 | 0 | 0 | 0 | 0 | 0 | 0 | 0
1987 | 8 | 6 | 0 | 0 | 0 | 0 | 0 | 0 | 0 | 0 | 0 | 0 | 0 | 0 | 0
1987 | 8 | 7 | 0 | 0 | 0 | 0 | 0 | 0 | 0 | 0 | 0 | 0 | 0 | 0 | 0
1987 | 8 | 8 | 0 | 0 | 0 | 0 | 0 | 0 | 0 | 0 | 0 | 0 | 0 | 0 | 0
1987 | 8 | 9 | 0.02 | 0.02 | 0 | 0 | 0.02 | 0 | 0 | 0 | 0 | 0 | 0 | 0 | 0
1987 | 8 | 10 | 0 | 0 | 0 | 0 | 0 | 0 | 0 | 0 | 0 | 0 | 0 | 0 | 0
1987 | 8 | 11 | 0 | 0 | 0 | 0 | 0 | 0 | 0 | 0 | 0 | 0 | 0 | 0 | 0
1987 | 8 | 12 | 0 | 0 | 0 | 0 | 0 | 0 | 0 | 0 | 0 | 0 | 0 | 0 | 0
1987 | 8 | 13 | 0 | 0 | 0 | 0 | 0 | 0 | 0 | 0 | 0 | 0 | 0 | 0 | 0
1987 | 8 | 14 | 0 | 0 | 0 | 0 | 0 | 0 | 0 | 0 | 0 | 0 | 0 | 0 | 0
1987 | 8 | 15 | 0 | 0 | 0 | 0 | 0 | 0 | 0 | 0 | 0 | 0 | 0 | 0 | 0
1987 | 8 | 16 | 0.27 | 0.27 | 0.22 | 0 | 0.27 | 0.22 | 0 | 0 | 0 | 0 | 0 | 0 | 0
1987 | 8 | 17 | 0 | 0 | 0 | 0 | 0 | 0 | 0 | 0 | 0 | 0 | 0 | 0 | 0
1987 | 8 | 18 | 0 | 0 | 0 | 0 | 0 | 0 | 0 | 0 | 0 | 0 | 0 | 0 | 0
1987 | 8 | 19 | 0 | 0 | 0 | 0 | 0 | 0 | 0 | 0 | 0 | 0 | 0 | 0 | 0
1987 | 8 | 20 | 0 | 0 | 0 | 0 | 0 | 0 | 0 | 0 | 0 | 0 | 0 | 0 | 0
1987 | 8 | 21 | 0 | 0 | 0 | 0 | 0 | 0 | 0 | 0 | 0 | 0 | 0 | 0 | 0
1987 | 8 | 22 | 0.16 | 0.16 | 0.11 | 0 | 0.16 | 0.11 | 0 | 0 | 0 | 0 | 0 | 0 | 0
1987 | 8 | 23 | 0 | 0 | 0 | 0 | 0 | 0 | 0 | 0 | 0 | 0 | 0 | 0 | 0
1987 | 8 | 24 | 0 | 0 | 0 | 0 | 0 | 0 | 0 | 0 | 0 | 0 | 0 | 0 | 0
1987 | 8 | 25 | 0 | 0 | 0 | 0 | 0 | 0 | 0 | 0 | 0 | 0 | 0 | 0 | 0
1987 | 8 | 26 | 0 | 0 | 0 | 0 | 0 | 0 | 0 | 0 | 0 | 0 | 0 | 0 | 0
1987 | 8 | 27 | 0.16 | 0.16 | 0.11 | 0 | 0.16 | 0.11 | 0 | 0 | 0 | 0 | 0 | 0 | 0
1987 | 8 | 28 | 0.33 | 0.33 | 0.28 | 0 | 0.33 | 0.28 | 0 | 0 | 0 | 0 | 0 | 0 | 0
1987 | 8 | 29 | 0 | 0 | 0 | 0 | 0 | 0 | 0 | 0 | 0 | 0 | 0 | 0 | 0
1987 | 8 | 30 | 0 | 0 | 0 | 0 | 0 | 0 | 0 | 0 | 0 | 0 | 0 | 0 | 0
1987 | 8 | 31 | 0 | 0 | 0 | 0 | 0 | 0 | 0 | 0 | 0 | 0 | 0 | 0 | 0
1987 | 9 | 1 | 0 | 0 | 0 | 0 | 0 | 0 | 0 | 0 | 0 | 0 | 0 | 0 | 0
1987 | 9 | 2 | 0 | 0 | 0 | 0 | 0 | 0 | 0 | 0 | 0 | 0 | 0 | 0 | 0
1987 | 9 | 3 | 0 | 0 | 0 | 0 | 0 | 0 | 0 | 0 | 0 | 0 | 0 | 0 | 0
1987 | 9 | 4 | 0 | 0 | 0 | 0 | 0 | 0 | 0 | 0 | 0 | 0 | 0 | 0 | 0
1987 | 9 | 5 | 0.13 | 0.13 | 0.08 | 0 | 0.13 | 0.08 | 0 | 0 | 0 | 0 | 0 | 0 | 0
1987 | 9 | 6 | 0.64 | 0.64 | 0.59 | 0 | 0.64 | 0.59 | 0 | 0 | 0 | 0 | 0 | 0 | 0
1987 | 9 | 7 | 0 | 0 | 0 | 0 | 0 | 0 | 0 | 0 | 0 | 0 | 0 | 0 | 0
1987 | 9 | 8 | 0.68 | 0.68 | 0.63 | 0 | 0.68 | 0.63 | 0 | 0 | 0 | 0 | 0 | 0 | 0
1987 | 9 | 9 | 0 | 0 | 0 | 0 | 0 | 0 | 0 | 0 | 0 | 0 | 0 | 0 | 0
1987 | 9 | 10 | 0 | 0 | 0 | 0 | 0 | 0 | 0 | 0 | 0 | 0 | 0 | 0 | 0
1987 | 9 | 11 | 0.45 | 0.45 | 0.4 | 0 | 0.45 | 0.4 | 0 | 0 | 0 | 0 | 0 | 0 | 0
1987 | 9 | 12 | 2.13 | 1 | 0.95 | 0 | 1 | 0.95 | 0 | 0 | 0 | 0 | 0 | 0 | 0
1987 | 9 | 13 | 0.08 | 0.08 | 0.03 | 0 | 0.08 | 0.03 | 0 | 0 | 0 | 0 | 0 | 0 | 0
1987 | 9 | 14 | 0 | 0 | 0 | 0 | 0 | 0 | 0 | 0 | 0 | 0 | 0 | 0 | 0
1987 | 9 | 15 | 0 | 0 | 0 | 0 | 0 | 0 | 0 | 0 | 0 | 0 | 0 | 0 | 0
1987 | 9 | 16 | 0 | 0 | 0 | 0 | 0 | 0 | 0 | 0 | 0 | 0 | 0 | 0 | 0
1987 | 9 | 17 | 0.16 | 0.16 | 0.11 | 0 | 0.16 | 0.11 | 0 | 0 | 0 | 0 | 0 | 0 | 0
1987 | 9 | 18 | 0.01 | 0.01 | 0 | 0 | 0.01 | 0 | 0 | 0 | 0 | 0 | 0 | 0 | 0
1987 | 9 | 19 | 0.09 | 0.09 | 0.04 | 0 | 0.09 | 0.04 | 0 | 0 | 0 | 0 | 0 | 0 | 0
1987 | 9 | 20 | 0.35 | 0.35 | 0.3 | 0 | 0.35 | 0.3 | 0 | 0 | 0 | 0 | 0 | 0 | 0
1987 | 9 | 21 | 0 | 0 | 0 | 0 | 0 | 0 | 0 | 0 | 0 | 0 | 0 | 0 | 0
1987 | 9 | 22 | 0.02 | 0.02 | 0 | 0 | 0.02 | 0 | 0 | 0 | 0 | 0 | 0 | 0 | 0
1987 | 9 | 23 | 0 | 0 | 0 | 0 | 0 | 0 | 0 | 0 | 0 | 0 | 0 | 0 | 0
1987 | 9 | 24 | 0 | 0 | 0 | 0 | 0 | 0 | 0 | 0 | 0 | 0 | 0 | 0 | 0
1987 | 9 | 25 | 0 | 0 | 0 | 0 | 0 | 0 | 0 | 0 | 0 | 0 | 0 | 0 | 0
1987 | 9 | 26 | 0 | 0 | 0 | 0 | 0 | 0 | 0 | 0 | 0 | 0 | 0 | 0 | 0
1987 | 9 | 27 | 0 | 0 | 0 | 0 | 0 | 0 | 0 | 0 | 0 | 0 | 0 | 0 | 0
1987 | 9 | 28 | 0 | 0 | 0 | 0 | 0 | 0 | 0 | 0 | 0 | 0 | 0 | 0 | 0
1987 | 9 | 29 | 0 | 0 | 0 | 0 | 0 | 0 | 0 | 0 | 0 | 0 | 0 | 0 | 0
1987 | 9 | 30 | 0.37 | 0.37 | 0.32 | 0 | 0.37 | 0.32 | 0 | 0 | 0 | 0 | 0 | 0 | 0
1987 | 10 | 1 | 0 | 0 | 0 | 0 | 0 | 0 | 0 | 0 | 0 | 0 | 0 | 0 | 0
1987 | 10 | 2 | 0 | 0 | 0 | 0 | 0 | 0 | 0 | 0 | 0 | 0 | 0 | 0 | 0
1987 | 10 | 3 | 0.47 | 0.47 | 0.42 | 0 | 0.47 | 0.42 | 0 | 0 | 0 | 0 | 0 | 0 | 0
1987 | 10 | 4 | 0 | 0 | 0 | 0 | 0 | 0 | 0 | 0 | 0 | 0 | 0 | 0 | 0
1987 | 10 | 5 | 0 | 0 | 0 | 0 | 0 | 0 | 0 | 0 | 0 | 0 | 0 | 0 | 0
1987 | 10 | 6 | 0.39 | 0.39 | 0.34 | 0 | 0.39 | 0.34 | 0 | 0 | 0 | 0 | 0 | 0 | 0
1987 | 10 | 7 | 0 | 0 | 0 | 0 | 0 | 0 | 0 | 0 | 0 | 0 | 0 | 0 | 0
1987 | 10 | 8 | 0 | 0 | 0 | 0 | 0 | 0 | 0 | 0 | 0 | 0 | 0 | 0 | 0
1987 | 10 | 9 | 0 | 0 | 0 | 0 | 0 | 0 | 0 | 0 | 0 | 0 | 0 | 0 | 0
1987 | 10 | 10 | 0 | 0 | 0 | 0 | 0 | 0 | 0 | 0 | 0 | 0 | 0 | 0 | 0
1987 | 10 | 11 | 0 | 0 | 0 | 0 | 0 | 0 | 0 | 0 | 0 | 0 | 0 | 0 | 0
1987 | 10 | 12 | 0.02 | 0.02 | 0 | 0 | 0.02 | 0 | 0 | 0 | 0 | 0 | 0 | 0 | 0
1987 | 10 | 13 | 0 | 0 | 0 | 0 | 0 | 0 | 0 | 0 | 0 | 0 | 0 | 0 | 0
1987 | 10 | 14 | 0 | 0 | 0 | 0 | 0 | 0 | 0 | 0 | 0 | 0 | 0 | 0 | 0
1987 | 10 | 15 | 0 | 0 | 0 | 0 | 0 | 0 | 0 | 0 | 0 | 0 | 0 | 0 | 0
1987 | 10 | 16 | 0 | 0 | 0 | 0 | 0 | 0 | 0 | 0 | 0 | 0 | 0 | 0 | 0
1987 | 10 | 17 | 0 | 0 | 0 | 0 | 0 | 0 | 0 | 0 | 0 | 0 | 0 | 0 | 0
1987 | 10 | 18 | 0 | 0 | 0 | 0 | 0 | 0 | 0 | 0 | 0 | 0 | 0 | 0 | 0
1987 | 10 | 19 | 0 | 0 | 0 | 0 | 0 | 0 | 0 | 0 | 0 | 0 | 0 | 0 | 0
1987 | 10 | 20 | 0 | 0 | 0 | 0 | 0 | 0 | 0 | 0 | 0 | 0 | 0 | 0 | 0
1987 | 10 | 21 | 0.01 | 0.01 | 0 | 0 | 0.01 | 0 | 0 | 0 | 0 | 0 | 0 | 0 | 0
1987 | 10 | 22 | 0 | 0 | 0 | 0 | 0 | 0 | 0 | 0 | 0 | 0 | 0 | 0 | 0
1987 | 10 | 23 | 0 | 0 | 0 | 0 | 0 | 0 | 0 | 0 | 0 | 0 | 0 | 0 | 0
1987 | 10 | 24 | 0 | 0 | 0 | 0 | 0 | 0 | 0 | 0 | 0 | 0 | 0 | 0 | 0
1987 | 10 | 25 | 0 | 0 | 0 | 0 | 0 | 0 | 0 | 0 | 0 | 0 | 0 | 0 | 0
1987 | 10 | 26 | 0 | 0 | 0 | 0 | 0 | 0 | 0 | 0 | 0 | 0 | 0 | 0 | 0
1987 | 10 | 27 | 1.64 | 1 | 0.95 | 0 | 1 | 0.95 | 0 | 0 | 0 | 0 | 0 | 0 | 0
1987 | 10 | 28 | 0 | 0 | 0 | 0 | 0 | 0 | 0 | 0 | 0 | 0 | 0 | 0 | 0
1987 | 10 | 29 | 0 | 0 | 0 | 0 | 0 | 0 | 0 | 0 | 0 | 0 | 0 | 0 | 0
1987 | 10 | 30 | 0 | 0 | 0 | 0 | 0 | 0 | 0 | 0 | 0 | 0 | 0 | 0 | 0
1987 | 10 | 31 | 0 | 0 | 0 | 0 | 0 | 0 | 0 | 0 | 0 | 0 | 0 | 0 | 0
1987 | 11 | 1 | 0 | 0 | 0 | 0 | 0 | 0 | 0 | 0 | 0 | 0 | 0 | 0 | 0
1987 | 11 | 2 | 0 | 0 | 0 | 0 | 0 | 0 | 0 | 0 | 0 | 0 | 0 | 0 | 0
1987 | 11 | 3 | 0 | 0 | 0 | 0 | 0 | 0 | 0 | 0 | 0 | 0 | 0 | 0 | 0
1987 | 11 | 4 | 0 | 0 | 0 | 0 | 0 | 0 | 0 | 0 | 0 | 0 | 0 | 0 | 0
1987 | 11 | 5 | 0 | 0 | 0 | 0 | 0 | 0 | 0 | 0 | 0 | 0 | 0 | 0 | 0
1987 | 11 | 6 | 0 | 0 | 0 | 0 | 0 | 0 | 0 | 0 | 0 | 0 | 0 | 0 | 0
1987 | 11 | 7 | 0 | 0 | 0 | 0 | 0 | 0 | 0 | 0 | 0 | 0 | 0 | 0 | 0
1987 | 11 | 8 | 0 | 0 | 0 | 0 | 0 | 0 | 0 | 0 | 0 | 0 | 0 | 0 | 0
1987 | 11 | 9 | 0 | 0 | 0 | 0 | 0 | 0 | 0 | 0 | 0 | 0 | 0 | 0 | 0
1987 | 11 | 10 | 0.8 | 0.8 | 0.75 | 0 | 0.8 | 0.75 | 0 | 0 | 0 | 0 | 0 | 0 | 0
1987 | 11 | 11 | 1.46 | 1 | 0.95 | 0 | 1 | 0.95 | 0 | 0 | 0 | 0 | 0 | 0 | 0
1987 | 11 | 12 | 0 | 0 | 0 | 0 | 0 | 0 | 0 | 0 | 0 | 0 | 0 | 0 | 0
1987 | 11 | 13 | 0 | 0 | 0 | 0 | 0 | 0 | 0 | 0 | 0 | 0 | 0 | 0 | 0
1987 | 11 | 14 | 0 | 0 | 0 | 0 | 0 | 0 | 0 | 0 | 0 | 0 | 0 | 0 | 0
1987 | 11 | 15 | 0 | 0 | 0 | 0 | 0 | 0 | 0 | 0 | 0 | 0 | 0 | 0 | 0
1987 | 11 | 16 | 0 | 0 | 0 | 0 | 0 | 0 | 0 | 0 | 0 | 0 | 0 | 0 | 0
1987 | 11 | 17 | 0.23 | 0.23 | 0.18 | 0 | 0.23 | 0.18 | 0 | 0 | 0 | 0 | 0 | 0 | 0
1987 | 11 | 18 | 0 | 0 | 0 | 0 | 0 | 0 | 0 | 0 | 0 | 0 | 0 | 0 | 0
1987 | 11 | 19 | 0 | 0 | 0 | 0 | 0 | 0 | 0 | 0 | 0 | 0 | 0 | 0 | 0
1987 | 11 | 20 | 0 | 0 | 0 | 0 | 0 | 0 | 0 | 0 | 0 | 0 | 0 | 0 | 0
1987 | 11 | 21 | 0 | 0 | 0 | 0 | 0 | 0 | 0 | 0 | 0 | 0 | 0 | 0 | 0
1987 | 11 | 22 | 0 | 0 | 0 | 0 | 0 | 0 | 0 | 0 | 0 | 0 | 0 | 0 | 0
1987 | 11 | 23 | 0 | 0 | 0 | 0 | 0 | 0 | 0 | 0 | 0 | 0 | 0 | 0 | 0
1987 | 11 | 24 | 0 | 0 | 0 | 0 | 0 | 0 | 0 | 0 | 0 | 0 | 0 | 0 | 0
1987 | 11 | 25 | 0 | 0 | 0 | 0 | 0 | 0 | 0 | 0 | 0 | 0 | 0 | 0 | 0
1987 | 11 | 26 | 0 | 0 | 0 | 0 | 0 | 0 | 0 | 0 | 0 | 0 | 0 | 0 | 0
1987 | 11 | 27 | 0.21 | 0.21 | 0.16 | 0 | 0.21 | 0.16 | 0 | 0 | 0 | 0 | 0 | 0 | 0
1987 | 11 | 28 | 0.43 | 0.43 | 0.38 | 0 | 0.43 | 0.38 | 0 | 0 | 0 | 0 | 0 | 0 | 0
1987 | 11 | 29 | 1.36 | 1 | 0.95 | 0 | 1 | 0.95 | 0 | 0 | 0 | 0 | 0 | 0 | 0
1987 | 11 | 30 | 0 | 0 | 0 | 0 | 0 | 0 | 0 | 0 | 0 | 0 | 0 | 0 | 0
1987 | 12 | 1 | 0 | 0 | 0 | 0 | 0 | 0 | 0 | 0 | 0 | 0 | 0 | 0 | 0
1987 | 12 | 2 | 0 | 0 | 0 | 0 | 0 | 0 | 0 | 0 | 0 | 0 | 0 | 0 | 0
1987 | 12 | 3 | 0.02 | 0.02 | 0 | 0 | 0.02 | 0 | 0 | 0 | 0 | 0 | 0 | 0 | 0
1987 | 12 | 4 | 0.3 | 0.3 | 0.25 | 0 | 0.3 | 0.25 | 0 | 0 | 0 | 0 | 0 | 0 | 0
1987 | 12 | 5 | 0 | 0 | 0 | 0 | 0 | 0 | 0 | 0 | 0 | 0 | 0 | 0 | 0
1987 | 12 | 6 | 0 | 0 | 0 | 0 | 0 | 0 | 0 | 0 | 0 | 0 | 0 | 0 | 0
1987 | 12 | 7 | 0 | 0 | 0 | 0 | 0 | 0 | 0 | 0 | 0 | 0 | 0 | 0 | 0
1987 | 12 | 8 | 0 | 0 | 0 | 0 | 0 | 0 | 0 | 0 | 0 | 0 | 0 | 0 | 0
1987 | 12 | 9 | 0 | 0 | 0 | 0 | 0 | 0 | 0 | 0 | 0 | 0 | 0 | 0 | 0
1987 | 12 | 10 | 0.45 | 0.45 | 0.4 | 0 | 0.45 | 0.4 | 0 | 0 | 0 | 0 | 0 | 0 | 0
1987 | 12 | 11 | 0.07 | 0.07 | 0.02 | 0 | 0.07 | 0.02 | 0 | 0 | 0 | 0 | 0 | 0 | 0
1987 | 12 | 12 | 0 | 0 | 0 | 0 | 0 | 0 | 0 | 0 | 0 | 0 | 0 | 0 | 0
1987 | 12 | 13 | 0 | 0 | 0 | 0 | 0 | 0 | 0 | 0 | 0 | 0 | 0 | 0 | 0
1987 | 12 | 14 | 0.07 | 0.07 | 0.02 | 0 | 0.07 | 0.02 | 0 | 0 | 0 | 0 | 0 | 0 | 0
1987 | 12 | 15 | 0.58 | 0.58 | 0.53 | 0 | 0.58 | 0.53 | 0 | 0 | 0 | 0 | 0 | 0 | 0
1987 | 12 | 16 | 0 | 0 | 0 | 0 | 0 | 0 | 0 | 0 | 0 | 0 | 0 | 0 | 0
1987 | 12 | 17 | 0 | 0 | 0 | 0 | 0 | 0 | 0 | 0 | 0 | 0 | 0 | 0 | 0
1987 | 12 | 18 | 0 | 0 | 0 | 0 | 0 | 0 | 0 | 0 | 0 | 0 | 0 | 0 | 0
1987 | 12 | 19 | 0.02 | 0.02 | 0 | 0 | 0.02 | 0 | 0 | 0 | 0 | 0 | 0 | 0 | 0
1987 | 12 | 20 | 0.25 | 0.25 | 0.2 | 0 | 0.25 | 0.2 | 0 | 0 | 0 | 0 | 0 | 0 | 0
1987 | 12 | 21 | 0 | 0 | 0 | 0 | 0 | 0 | 0 | 0 | 0 | 0 | 0 | 0 | 0
1987 | 12 | 22 | 0.03 | 0.03 | 0 | 0 | 0.03 | 0 | 0 | 0 | 0 | 0 | 0 | 0 | 0
1987 | 12 | 23 | 0 | 0 | 0 | 0 | 0 | 0 | 0 | 0 | 0 | 0 | 0 | 0 | 0
1987 | 12 | 24 | 0 | 0 | 0 | 0 | 0 | 0 | 0 | 0 | 0 | 0 | 0 | 0 | 0
1987 | 12 | 25 | 0.17 | 0.17 | 0.12 | 0 | 0.17 | 0.12 | 0 | 0 | 0 | 0 | 0 | 0 | 0
1987 | 12 | 26 | 0.19 | 0.19 | 0.14 | 0 | 0.19 | 0.14 | 0 | 0 | 0 | 0 | 0 | 0 | 0
1987 | 12 | 27 | 0 | 0 | 0 | 0 | 0 | 0 | 0 | 0 | 0 | 0 | 0 | 0 | 0
1987 | 12 | 28 | 0.38 | 0.38 | 0.33 | 0 | 0.38 | 0.33 | 0 | 0 | 0 | 0 | 0 | 0 | 0
1987 | 12 | 29 | 0.04 | 0.04 | 0 | 0 | 0.04 | 0 | 0 | 0 | 0 | 0 | 0 | 0 | 0
1987 | 12 | 30 | 0 | 0 | 0 | 0 | 0 | 0 | 0 | 0 | 0 | 0 | 0 | 0 | 0
1987 | 12 | 31 | 0 | 0 | 0 | 0 | 0 | 0 | 0 | 0 | 0 | 0 | 0 | 0 | 0
1988 | 1 | 1 | 0 | 0 | 0 | 0 | 0 | 0 | 0 | 0 | 0 | 0 | 0 | 0 | 0
1988 | 1 | 2 | 0 | 0 | 0 | 0 | 0 | 0 | 0 | 0 | 0 | 0 | 0 | 0 | 0
1988 | 1 | 3 | 0.3 | 0.3 | 0.25 | 0 | 0.3 | 0.25 | 0 | 0 | 0 | 0 | 0 | 0 | 0
1988 | 1 | 4 | 0.11 | 0.11 | 0.06 | 0 | 0.11 | 0.06 | 0 | 0 | 0 | 0 | 0 | 0 | 0
1988 | 1 | 5 | 0 | 0 | 0 | 0 | 0 | 0 | 0 | 0 | 0 | 0 | 0 | 0 | 0
1988 | 1 | 6 | 0 | 0 | 0 | 0 | 0 | 0 | 0 | 0 | 0 | 0 | 0 | 0 | 0
1988 | 1 | 7 | 0.13 | 0.13 | 0.08 | 0 | 0.13 | 0.08 | 0 | 0 | 0 | 0 | 0 | 0 | 0
1988 | 1 | 8 | 0.44 | 0.44 | 0.39 | 0 | 0.44 | 0.39 | 0 | 0 | 0 | 0 | 0 | 0 | 0
1988 | 1 | 9 | 0 | 0 | 0 | 0 | 0 | 0 | 0 | 0 | 0 | 0 | 0 | 0 | 0
1988 | 1 | 10 | 0 | 0 | 0 | 0 | 0 | 0 | 0 | 0 | 0 | 0 | 0 | 0 | 0
1988 | 1 | 11 | 0 | 0 | 0 | 0 | 0 | 0 | 0 | 0 | 0 | 0 | 0 | 0 | 0
1988 | 1 | 12 | 0 | 0 | 0 | 0 | 0 | 0 | 0 | 0 | 0 | 0 | 0 | 0 | 0
1988 | 1 | 13 | 0 | 0 | 0 | 0 | 0 | 0 | 0 | 0 | 0 | 0 | 0 | 0 | 0
1988 | 1 | 14 | 0 | 0 | 0 | 0 | 0 | 0 | 0 | 0 | 0 | 0 | 0 | 0 | 0
1988 | 1 | 15 | 0 | 0 | 0 | 0 | 0 | 0 | 0 | 0 | 0 | 0 | 0 | 0 | 0
1988 | 1 | 16 | 0 | 0 | 0 | 0 | 0 | 0 | 0 | 0 | 0 | 0 | 0 | 0 | 0
1988 | 1 | 17 | 0.08 | 0.08 | 0.03 | 0 | 0.08 | 0.03 | 0 | 0 | 0 | 0 | 0 | 0 | 0
1988 | 1 | 18 | 0.21 | 0.21 | 0.16 | 0 | 0.21 | 0.16 | 0 | 0 | 0 | 0 | 0 | 0 | 0
1988 | 1 | 19 | 0.27 | 0.27 | 0.22 | 0 | 0.27 | 0.22 | 0 | 0 | 0 | 0 | 0 | 0 | 0
1988 | 1 | 20 | 1 | 1 | 0.95 | 0 | 1 | 0.95 | 0 | 0 | 0 | 0 | 0 | 0 | 0
1988 | 1 | 21 | 0 | 0 | 0 | 0 | 0 | 0 | 0 | 0 | 0 | 0 | 0 | 0 | 0
1988 | 1 | 22 | 0 | 0 | 0 | 0 | 0 | 0 | 0 | 0 | 0 | 0 | 0 | 0 | 0
1988 | 1 | 23 | 0 | 0 | 0 | 0 | 0 | 0 | 0 | 0 | 0 | 0 | 0 | 0 | 0
1988 | 1 | 24 | 0 | 0 | 0 | 0 | 0 | 0 | 0 | 0 | 0 | 0 | 0 | 0 | 0
1988 | 1 | 25 | 0.6 | 0.6 | 0.55 | 0 | 0.6 | 0.55 | 0 | 0 | 0 | 0 | 0 | 0 | 0
1988 | 1 | 26 | 0 | 0 | 0 | 0 | 0 | 0 | 0 | 0 | 0 | 0 | 0 | 0 | 0
1988 | 1 | 27 | 0 | 0 | 0 | 0 | 0 | 0 | 0 | 0 | 0 | 0 | 0 | 0 | 0
1988 | 1 | 28 | 0 | 0 | 0 | 0 | 0 | 0 | 0 | 0 | 0 | 0 | 0 | 0 | 0
1988 | 1 | 29 | 0 | 0 | 0 | 0 | 0 | 0 | 0 | 0 | 0 | 0 | 0 | 0 | 0
1988 | 1 | 30 | 0 | 0 | 0 | 0 | 0 | 0 | 0 | 0 | 0 | 0 | 0 | 0 | 0
1988 | 1 | 31 | 0 | 0 | 0 | 0 | 0 | 0 | 0 | 0 | 0 | 0 | 0 | 0 | 0
1988 | 2 | 1 | 0 | 0 | 0 | 0 | 0 | 0 | 0 | 0 | 0 | 0 | 0 | 0 | 0
1988 | 2 | 2 | 0.59 | 0.59 | 0.54 | 0 | 0.59 | 0.54 | 0 | 0 | 0 | 0 | 0 | 0 | 0
1988 | 2 | 3 | 0.09 | 0.09 | 0.04 | 0 | 0.09 | 0.04 | 0 | 0 | 0 | 0 | 0 | 0 | 0
1988 | 2 | 4 | 0.2 | 0.2 | 0.15 | 0 | 0.2 | 0.15 | 0 | 0 | 0 | 0 | 0 | 0 | 0
1988 | 2 | 5 | 0 | 0 | 0 | 0 | 0 | 0 | 0 | 0 | 0 | 0 | 0 | 0 | 0
1988 | 2 | 6 | 0 | 0 | 0 | 0 | 0 | 0 | 0 | 0 | 0 | 0 | 0 | 0 | 0
1988 | 2 | 7 | 0 | 0 | 0 | 0 | 0 | 0 | 0 | 0 | 0 | 0 | 0 | 0 | 0
1988 | 2 | 8 | 0 | 0 | 0 | 0 | 0 | 0 | 0 | 0 | 0 | 0 | 0 | 0 | 0
1988 | 2 | 9 | 0 | 0 | 0 | 0 | 0 | 0 | 0 | 0 | 0 | 0 | 0 | 0 | 0
1988 | 2 | 10 | 0 | 0 | 0 | 0 | 0 | 0 | 0 | 0 | 0 | 0 | 0 | 0 | 0
1988 | 2 | 11 | 0.73 | 0.73 | 0.68 | 0 | 0.73 | 0.68 | 0 | 0 | 0 | 0 | 0 | 0 | 0
1988 | 2 | 12 | 0.12 | 0.12 | 0.07 | 0 | 0.12 | 0.07 | 0 | 0 | 0 | 0 | 0 | 0 | 0
1988 | 2 | 13 | 0 | 0 | 0 | 0 | 0 | 0 | 0 | 0 | 0 | 0 | 0 | 0 | 0
1988 | 2 | 14 | 0 | 0 | 0 | 0 | 0 | 0 | 0 | 0 | 0 | 0 | 0 | 0 | 0
1988 | 2 | 15 | 0.32 | 0.32 | 0.27 | 0 | 0.32 | 0.27 | 0 | 0 | 0 | 0 | 0 | 0 | 0
1988 | 2 | 16 | 0.02 | 0.02 | 0 | 0 | 0.02 | 0 | 0 | 0 | 0 | 0 | 0 | 0 | 0
1988 | 2 | 17 | 0 | 0 | 0 | 0 | 0 | 0 | 0 | 0 | 0 | 0 | 0 | 0 | 0
1988 | 2 | 18 | 0 | 0 | 0 | 0 | 0 | 0 | 0 | 0 | 0 | 0 | 0 | 0 | 0
1988 | 2 | 19 | 0.37 | 0.37 | 0.32 | 0 | 0.37 | 0.32 | 0 | 0 | 0 | 0 | 0 | 0 | 0
1988 | 2 | 20 | 0 | 0 | 0 | 0 | 0 | 0 | 0 | 0 | 0 | 0 | 0 | 0 | 0
1988 | 2 | 21 | 0 | 0 | 0 | 0 | 0 | 0 | 0 | 0 | 0 | 0 | 0 | 0 | 0
1988 | 2 | 22 | 0 | 0 | 0 | 0 | 0 | 0 | 0 | 0 | 0 | 0 | 0 | 0 | 0
1988 | 2 | 23 | 0.05 | 0.05 | 0 | 0 | 0.05 | 0 | 0 | 0 | 0 | 0 | 0 | 0 | 0
1988 | 2 | 24 | 0 | 0 | 0 | 0 | 0 | 0 | 0 | 0 | 0 | 0 | 0 | 0 | 0
1988 | 2 | 25 | 0 | 0 | 0 | 0 | 0 | 0 | 0 | 0 | 0 | 0 | 0 | 0 | 0
1988 | 2 | 26 | 0 | 0 | 0 | 0 | 0 | 0 | 0 | 0 | 0 | 0 | 0 | 0 | 0
1988 | 2 | 27 | 0.01 | 0.01 | 0 | 0 | 0.01 | 0 | 0 | 0 | 0 | 0 | 0 | 0 | 0
1988 | 2 | 28 | 0.02 | 0.02 | 0 | 0 | 0.02 | 0 | 0 | 0 | 0 | 0 | 0 | 0 | 0
1988 | 2 | 29 | 0 | 0 | 0 | 0 | 0 | 0 | 0 | 0 | 0 | 0 | 0 | 0 | 0
1988 | 3 | 1 | 0 | 0 | 0 | 0 | 0 | 0 | 0 | 0 | 0 | 0 | 0 | 0 | 0
1988 | 3 | 2 | 0 | 0 | 0 | 0 | 0 | 0 | 0 | 0 | 0 | 0 | 0 | 0 | 0
1988 | 3 | 3 | 0.01 | 0.01 | 0 | 0 | 0.01 | 0 | 0 | 0 | 0 | 0 | 0 | 0 | 0
1988 | 3 | 4 | 0.73 | 0.73 | 0.68 | 0 | 0.73 | 0.68 | 0 | 0 | 0 | 0 | 0 | 0 | 0
1988 | 3 | 5 | 0 | 0 | 0 | 0 | 0 | 0 | 0 | 0 | 0 | 0 | 0 | 0 | 0
1988 | 3 | 6 | 0 | 0 | 0 | 0 | 0 | 0 | 0 | 0 | 0 | 0 | 0 | 0 | 0
1988 | 3 | 7 | 0 | 0 | 0 | 0 | 0 | 0 | 0 | 0 | 0 | 0 | 0 | 0 | 0
1988 | 3 | 8 | 0 | 0 | 0 | 0 | 0 | 0 | 0 | 0 | 0 | 0 | 0 | 0 | 0
1988 | 3 | 9 | 0.02 | 0.02 | 0 | 0 | 0.02 | 0 | 0 | 0 | 0 | 0 | 0 | 0 | 0
1988 | 3 | 10 | 0.02 | 0.02 | 0 | 0 | 0.02 | 0 | 0 | 0 | 0 | 0 | 0 | 0 | 0
1988 | 3 | 11 | 0 | 0 | 0 | 0 | 0 | 0 | 0 | 0 | 0 | 0 | 0 | 0 | 0
1988 | 3 | 12 | 0 | 0 | 0 | 0 | 0 | 0 | 0 | 0 | 0 | 0 | 0 | 0 | 0
1988 | 3 | 13 | 0.1 | 0.1 | 0.05 | 0 | 0.1 | 0.05 | 0 | 0 | 0 | 0 | 0 | 0 | 0
1988 | 3 | 14 | 0 | 0 | 0 | 0 | 0 | 0 | 0 | 0 | 0 | 0 | 0 | 0 | 0
1988 | 3 | 15 | 0 | 0 | 0 | 0 | 0 | 0 | 0 | 0 | 0 | 0 | 0 | 0 | 0
1988 | 3 | 16 | 0 | 0 | 0 | 0 | 0 | 0 | 0 | 0 | 0 | 0 | 0 | 0 | 0
1988 | 3 | 17 | 0 | 0 | 0 | 0 | 0 | 0 | 0 | 0 | 0 | 0 | 0 | 0 | 0
1988 | 3 | 18 | 0 | 0 | 0 | 0 | 0 | 0 | 0 | 0 | 0 | 0 | 0 | 0 | 0
1988 | 3 | 19 | 0 | 0 | 0 | 0 | 0 | 0 | 0 | 0 | 0 | 0 | 0 | 0 | 0
1988 | 3 | 20 | 0.01 | 0.01 | 0 | 0 | 0.01 | 0 | 0 | 0 | 0 | 0 | 0 | 0 | 0
1988 | 3 | 21 | 0.04 | 0.04 | 0 | 0 | 0.04 | 0 | 0 | 0 | 0 | 0 | 0 | 0 | 0
1988 | 3 | 22 | 0 | 0 | 0 | 0 | 0 | 0 | 0 | 0 | 0 | 0 | 0 | 0 | 0
1988 | 3 | 23 | 0 | 0 | 0 | 0 | 0 | 0 | 0 | 0 | 0 | 0 | 0 | 0 | 0
1988 | 3 | 24 | 0 | 0 | 0 | 0 | 0 | 0 | 0 | 0 | 0 | 0 | 0 | 0 | 0
1988 | 3 | 25 | 0 | 0 | 0 | 0 | 0 | 0 | 0 | 0 | 0 | 0 | 0 | 0 | 0
1988 | 3 | 26 | 1.34 | 1 | 0.95 | 0 | 1 | 0.95 | 0 | 0 | 0 | 0 | 0 | 0 | 0
1988 | 3 | 27 | 0 | 0 | 0 | 0 | 0 | 0 | 0 | 0 | 0 | 0 | 0 | 0 | 0
1988 | 3 | 28 | 0 | 0 | 0 | 0 | 0 | 0 | 0 | 0 | 0 | 0 | 0 | 0 | 0
1988 | 3 | 29 | 0 | 0 | 0 | 0 | 0 | 0 | 0 | 0 | 0 | 0 | 0 | 0 | 0
1988 | 3 | 30 | 0 | 0 | 0 | 0 | 0 | 0 | 0 | 0 | 0 | 0 | 0 | 0 | 0
1988 | 3 | 31 | 0 | 0 | 0 | 0 | 0 | 0 | 0 | 0 | 0 | 0 | 0 | 0 | 0
1988 | 4 | 1 | 0 | 0 | 0 | 0 | 0 | 0 | 0 | 0 | 0 | 0 | 0 | 0 | 0
1988 | 4 | 2 | 0 | 0 | 0 | 0 | 0 | 0 | 0 | 0 | 0 | 0 | 0 | 0 | 0
1988 | 4 | 3 | 0 | 0 | 0 | 0 | 0 | 0 | 0 | 0 | 0 | 0 | 0 | 0 | 0
1988 | 4 | 4 | 0.02 | 0.02 | 0 | 0 | 0.02 | 0 | 0 | 0 | 0 | 0 | 0 | 0 | 0
1988 | 4 | 5 | 0 | 0 | 0 | 0 | 0 | 0 | 0 | 0 | 0 | 0 | 0 | 0 | 0
1988 | 4 | 6 | 0.01 | 0.01 | 0 | 0 | 0.01 | 0 | 0 | 0 | 0 | 0 | 0 | 0 | 0
1988 | 4 | 7 | 1.04 | 1 | 0.95 | 0 | 1 | 0.95 | 0 | 0 | 0 | 0 | 0 | 0 | 0
1988 | 4 | 8 | 0.08 | 0.08 | 0.03 | 0 | 0.08 | 0.03 | 0 | 0 | 0 | 0 | 0 | 0 | 0
1988 | 4 | 9 | 0.01 | 0.01 | 0 | 0 | 0.01 | 0 | 0 | 0 | 0 | 0 | 0 | 0 | 0
1988 | 4 | 10 | 0 | 0 | 0 | 0 | 0 | 0 | 0 | 0 | 0 | 0 | 0 | 0 | 0
1988 | 4 | 11 | 0 | 0 | 0 | 0 | 0 | 0 | 0 | 0 | 0 | 0 | 0 | 0 | 0
1988 | 4 | 12 | 0 | 0 | 0 | 0 | 0 | 0 | 0 | 0 | 0 | 0 | 0 | 0 | 0
1988 | 4 | 13 | 0 | 0 | 0 | 0 | 0 | 0 | 0 | 0 | 0 | 0 | 0 | 0 | 0
1988 | 4 | 14 | 0 | 0 | 0 | 0 | 0 | 0 | 0 | 0 | 0 | 0 | 0 | 0 | 0
1988 | 4 | 15 | 0.01 | 0.01 | 0 | 0 | 0.01 | 0 | 0 | 0 | 0 | 0 | 0 | 0 | 0
1988 | 4 | 16 | 0 | 0 | 0 | 0 | 0 | 0 | 0 | 0 | 0 | 0 | 0 | 0 | 0
1988 | 4 | 17 | 0 | 0 | 0 | 0 | 0 | 0 | 0 | 0 | 0 | 0 | 0 | 0 | 0
1988 | 4 | 18 | 0.07 | 0.07 | 0.02 | 0 | 0.07 | 0.02 | 0 | 0 | 0 | 0 | 0 | 0 | 0
1988 | 4 | 19 | 0 | 0 | 0 | 0 | 0 | 0 | 0 | 0 | 0 | 0 | 0 | 0 | 0
1988 | 4 | 20 | 0 | 0 | 0 | 0 | 0 | 0 | 0 | 0 | 0 | 0 | 0 | 0 | 0
1988 | 4 | 21 | 0 | 0 | 0 | 0 | 0 | 0 | 0 | 0 | 0 | 0 | 0 | 0 | 0
1988 | 4 | 22 | 0 | 0 | 0 | 0 | 0 | 0 | 0 | 0 | 0 | 0 | 0 | 0 | 0
1988 | 4 | 23 | 0.04 | 0.04 | 0 | 0 | 0.04 | 0 | 0 | 0 | 0 | 0 | 0 | 0 | 0
1988 | 4 | 24 | 0 | 0 | 0 | 0 | 0 | 0 | 0 | 0 | 0 | 0 | 0 | 0 | 0
1988 | 4 | 25 | 0 | 0 | 0 | 0 | 0 | 0 | 0 | 0 | 0 | 0 | 0 | 0 | 0
1988 | 4 | 26 | 0 | 0 | 0 | 0 | 0 | 0 | 0 | 0 | 0 | 0 | 0 | 0 | 0
1988 | 4 | 27 | 0.68 | 0.68 | 0.63 | 0 | 0.68 | 0.63 | 0 | 0 | 0 | 0 | 0 | 0 | 0
1988 | 4 | 28 | 0.03 | 0.03 | 0 | 0 | 0.03 | 0 | 0 | 0 | 0 | 0 | 0 | 0 | 0
1988 | 4 | 29 | 0 | 0 | 0 | 0 | 0 | 0 | 0 | 0 | 0 | 0 | 0 | 0 | 0
1988 | 4 | 30 | 0.01 | 0.01 | 0 | 0 | 0.01 | 0 | 0 | 0 | 0 | 0 | 0 | 0 | 0
1988 | 5 | 1 | 0 | 0 | 0 | 0 | 0 | 0 | 0 | 0 | 0 | 0 | 0 | 0 | 0
1988 | 5 | 2 | 0 | 0 | 0 | 0 | 0 | 0 | 0 | 0 | 0 | 0 | 0 | 0 | 0
1988 | 5 | 3 | 0.02 | 0.02 | 0 | 0 | 0.02 | 0 | 0 | 0 | 0 | 0 | 0 | 0 | 0
1988 | 5 | 4 | 0.03 | 0.03 | 0 | 0 | 0.03 | 0 | 0 | 0 | 0 | 0 | 0 | 0 | 0
1988 | 5 | 5 | 0.68 | 0.68 | 0.63 | 0 | 0.68 | 0.63 | 0 | 0 | 0 | 0 | 0 | 0 | 0
1988 | 5 | 6 | 0.48 | 0.48 | 0.43 | 0 | 0.48 | 0.43 | 0 | 0 | 0 | 0 | 0 | 0 | 0
1988 | 5 | 7 | 0 | 0 | 0 | 0 | 0 | 0 | 0 | 0 | 0 | 0 | 0 | 0 | 0
1988 | 5 | 8 | 0 | 0 | 0 | 0 | 0 | 0 | 0 | 0 | 0 | 0 | 0 | 0 | 0
1988 | 5 | 9 | 0.06 | 0.06 | 0.01 | 0 | 0.06 | 0.01 | 0 | 0 | 0 | 0 | 0 | 0 | 0
1988 | 5 | 10 | 0.1 | 0.1 | 0.05 | 0 | 0.1 | 0.05 | 0 | 0 | 0 | 0 | 0 | 0 | 0
1988 | 5 | 11 | 0.04 | 0.04 | 0 | 0 | 0.04 | 0 | 0 | 0 | 0 | 0 | 0 | 0 | 0
1988 | 5 | 12 | 0 | 0 | 0 | 0 | 0 | 0 | 0 | 0 | 0 | 0 | 0 | 0 | 0
1988 | 5 | 13 | 0 | 0 | 0 | 0 | 0 | 0 | 0 | 0 | 0 | 0 | 0 | 0 | 0
1988 | 5 | 14 | 0 | 0 | 0 | 0 | 0 | 0 | 0 | 0 | 0 | 0 | 0 | 0 | 0
1988 | 5 | 15 | 0 | 0 | 0 | 0 | 0 | 0 | 0 | 0 | 0 | 0 | 0 | 0 | 0
1988 | 5 | 16 | 1.33 | 1 | 0.95 | 0 | 1 | 0.95 | 0 | 0 | 0 | 0 | 0 | 0 | 0
1988 | 5 | 17 | 1.02 | 1 | 0.95 | 0 | 1 | 0.95 | 0 | 0 | 0 | 0 | 0 | 0 | 0
1988 | 5 | 18 | 0.15 | 0.15 | 0.1 | 0 | 0.15 | 0.1 | 0 | 0 | 0 | 0 | 0 | 0 | 0
1988 | 5 | 19 | 0.04 | 0.04 | 0 | 0 | 0.04 | 0 | 0 | 0 | 0 | 0 | 0 | 0 | 0
1988 | 5 | 20 | 0.02 | 0.02 | 0 | 0 | 0.02 | 0 | 0 | 0 | 0 | 0 | 0 | 0 | 0
1988 | 5 | 21 | 0 | 0 | 0 | 0 | 0 | 0 | 0 | 0 | 0 | 0 | 0 | 0 | 0
1988 | 5 | 22 | 0 | 0 | 0 | 0 | 0 | 0 | 0 | 0 | 0 | 0 | 0 | 0 | 0
1988 | 5 | 23 | 0.01 | 0.01 | 0 | 0 | 0.01 | 0 | 0 | 0 | 0 | 0 | 0 | 0 | 0
1988 | 5 | 24 | 0.41 | 0.41 | 0.36 | 0 | 0.41 | 0.36 | 0 | 0 | 0 | 0 | 0 | 0 | 0
1988 | 5 | 25 | 0.11 | 0.11 | 0.06 | 0 | 0.11 | 0.06 | 0 | 0 | 0 | 0 | 0 | 0 | 0
1988 | 5 | 26 | 0 | 0 | 0 | 0 | 0 | 0 | 0 | 0 | 0 | 0 | 0 | 0 | 0
1988 | 5 | 27 | 0 | 0 | 0 | 0 | 0 | 0 | 0 | 0 | 0 | 0 | 0 | 0 | 0
1988 | 5 | 28 | 0 | 0 | 0 | 0 | 0 | 0 | 0 | 0 | 0 | 0 | 0 | 0 | 0
1988 | 5 | 29 | 0 | 0 | 0 | 0 | 0 | 0 | 0 | 0 | 0 | 0 | 0 | 0 | 0
1988 | 5 | 30 | 0 | 0 | 0 | 0 | 0 | 0 | 0 | 0 | 0 | 0 | 0 | 0 | 0
1988 | 5 | 31 | 0 | 0 | 0 | 0 | 0 | 0 | 0 | 0 | 0 | 0 | 0 | 0 | 0
1988 | 6 | 1 | 0 | 0 | 0 | 0 | 0 | 0 | 0 | 0 | 0 | 0 | 0 | 0 | 0
1988 | 6 | 2 | 0.07 | 0.07 | 0.02 | 0 | 0.07 | 0.02 | 0 | 0 | 0 | 0 | 0 | 0 | 0
1988 | 6 | 3 | 0 | 0 | 0 | 0 | 0 | 0 | 0 | 0 | 0 | 0 | 0 | 0 | 0
1988 | 6 | 4 | 0 | 0 | 0 | 0 | 0 | 0 | 0 | 0 | 0 | 0 | 0 | 0 | 0
1988 | 6 | 5 | 0 | 0 | 0 | 0 | 0 | 0 | 0 | 0 | 0 | 0 | 0 | 0 | 0
1988 | 6 | 6 | 0 | 0 | 0 | 0 | 0 | 0 | 0 | 0 | 0 | 0 | 0 | 0 | 0
1988 | 6 | 7 | 0 | 0 | 0 | 0 | 0 | 0 | 0 | 0 | 0 | 0 | 0 | 0 | 0
1988 | 6 | 8 | 0.7 | 0.7 | 0.65 | 0 | 0.7 | 0.65 | 0 | 0 | 0 | 0 | 0 | 0 | 0
1988 | 6 | 9 | 0.17 | 0.17 | 0.12 | 0 | 0.17 | 0.12 | 0 | 0 | 0 | 0 | 0 | 0 | 0
1988 | 6 | 10 | 0 | 0 | 0 | 0 | 0 | 0 | 0 | 0 | 0 | 0 | 0 | 0 | 0
1988 | 6 | 11 | 0 | 0 | 0 | 0 | 0 | 0 | 0 | 0 | 0 | 0 | 0 | 0 | 0
1988 | 6 | 12 | 0 | 0 | 0 | 0 | 0 | 0 | 0 | 0 | 0 | 0 | 0 | 0 | 0
1988 | 6 | 13 | 0 | 0 | 0 | 0 | 0 | 0 | 0 | 0 | 0 | 0 | 0 | 0 | 0
1988 | 6 | 14 | 0 | 0 | 0 | 0 | 0 | 0 | 0 | 0 | 0 | 0 | 0 | 0 | 0
1988 | 6 | 15 | 0 | 0 | 0 | 0 | 0 | 0 | 0 | 0 | 0 | 0 | 0 | 0 | 0
1988 | 6 | 16 | 0 | 0 | 0 | 0 | 0 | 0 | 0 | 0 | 0 | 0 | 0 | 0 | 0
1988 | 6 | 17 | 0.01 | 0.01 | 0 | 0 | 0.01 | 0 | 0 | 0 | 0 | 0 | 0 | 0 | 0
1988 | 6 | 18 | 0 | 0 | 0 | 0 | 0 | 0 | 0 | 0 | 0 | 0 | 0 | 0 | 0
1988 | 6 | 19 | 0 | 0 | 0 | 0 | 0 | 0 | 0 | 0 | 0 | 0 | 0 | 0 | 0
1988 | 6 | 20 | 0 | 0 | 0 | 0 | 0 | 0 | 0 | 0 | 0 | 0 | 0 | 0 | 0
1988 | 6 | 21 | 0 | 0 | 0 | 0 | 0 | 0 | 0 | 0 | 0 | 0 | 0 | 0 | 0
1988 | 6 | 22 | 0 | 0 | 0 | 0 | 0 | 0 | 0 | 0 | 0 | 0 | 0 | 0 | 0
1988 | 6 | 23 | 0 | 0 | 0 | 0 | 0 | 0 | 0 | 0 | 0 | 0 | 0 | 0 | 0
1988 | 6 | 24 | 0 | 0 | 0 | 0 | 0 | 0 | 0 | 0 | 0 | 0 | 0 | 0 | 0
1988 | 6 | 25 | 0 | 0 | 0 | 0 | 0 | 0 | 0 | 0 | 0 | 0 | 0 | 0 | 0
1988 | 6 | 26 | 0 | 0 | 0 | 0 | 0 | 0 | 0 | 0 | 0 | 0 | 0 | 0 | 0
1988 | 6 | 27 | 0 | 0 | 0 | 0 | 0 | 0 | 0 | 0 | 0 | 0 | 0 | 0 | 0
1988 | 6 | 28 | 0 | 0 | 0 | 0 | 0 | 0 | 0 | 0 | 0 | 0 | 0 | 0 | 0
1988 | 6 | 29 | 0 | 0 | 0 | 0 | 0 | 0 | 0 | 0 | 0 | 0 | 0 | 0 | 0
1988 | 6 | 30 | 0 | 0 | 0 | 0 | 0 | 0 | 0 | 0 | 0 | 0 | 0 | 0 | 0
1988 | 7 | 1 | 0 | 0 | 0 | 0 | 0 | 0 | 0 | 0 | 0 | 0 | 0 | 0 | 0
1988 | 7 | 2 | 0 | 0 | 0 | 0 | 0 | 0 | 0 | 0 | 0 | 0 | 0 | 0 | 0
1988 | 7 | 3 | 0 | 0 | 0 | 0 | 0 | 0 | 0 | 0 | 0 | 0 | 0 | 0 | 0
1988 | 7 | 4 | 0 | 0 | 0 | 0 | 0 | 0 | 0 | 0 | 0 | 0 | 0 | 0 | 0
1988 | 7 | 5 | 0 | 0 | 0 | 0 | 0 | 0 | 0 | 0 | 0 | 0 | 0 | 0 | 0
1988 | 7 | 6 | 0 | 0 | 0 | 0 | 0 | 0 | 0 | 0 | 0 | 0 | 0 | 0 | 0
1988 | 7 | 7 | 0 | 0 | 0 | 0 | 0 | 0 | 0 | 0 | 0 | 0 | 0 | 0 | 0
1988 | 7 | 8 | 0 | 0 | 0 | 0 | 0 | 0 | 0 | 0 | 0 | 0 | 0 | 0 | 0
1988 | 7 | 9 | 0 | 0 | 0 | 0 | 0 | 0 | 0 | 0 | 0 | 0 | 0 | 0 | 0
1988 | 7 | 10 | 0 | 0 | 0 | 0 | 0 | 0 | 0 | 0 | 0 | 0 | 0 | 0 | 0
1988 | 7 | 11 | 0.01 | 0.01 | 0 | 0 | 0.01 | 0 | 0 | 0 | 0 | 0 | 0 | 0 | 0
1988 | 7 | 12 | 0.1 | 0.1 | 0.05 | 0 | 0.1 | 0.05 | 0 | 0 | 0 | 0 | 0 | 0 | 0
1988 | 7 | 13 | 0 | 0 | 0 | 0 | 0 | 0 | 0 | 0 | 0 | 0 | 0 | 0 | 0
1988 | 7 | 14 | 0 | 0 | 0 | 0 | 0 | 0 | 0 | 0 | 0 | 0 | 0 | 0 | 0
1988 | 7 | 15 | 0 | 0 | 0 | 0 | 0 | 0 | 0 | 0 | 0 | 0 | 0 | 0 | 0
1988 | 7 | 16 | 0 | 0 | 0 | 0 | 0 | 0 | 0 | 0 | 0 | 0 | 0 | 0 | 0
1988 | 7 | 17 | 0.29 | 0.29 | 0.24 | 0 | 0.29 | 0.24 | 0 | 0 | 0 | 0 | 0 | 0 | 0
1988 | 7 | 18 | 0 | 0 | 0 | 0 | 0 | 0 | 0 | 0 | 0 | 0 | 0 | 0 | 0
1988 | 7 | 19 | 0.11 | 0.11 | 0.06 | 0 | 0.11 | 0.06 | 0 | 0 | 0 | 0 | 0 | 0 | 0
1988 | 7 | 20 | 0.64 | 0.64 | 0.59 | 0 | 0.64 | 0.59 | 0 | 0 | 0 | 0 | 0 | 0 | 0
1988 | 7 | 21 | 1.19 | 1 | 0.95 | 0 | 1 | 0.95 | 0 | 0 | 0 | 0 | 0 | 0 | 0
1988 | 7 | 22 | 0.01 | 0.01 | 0 | 0 | 0.01 | 0 | 0 | 0 | 0 | 0 | 0 | 0 | 0
1988 | 7 | 23 | 0.33 | 0.33 | 0.28 | 0 | 0.33 | 0.28 | 0 | 0 | 0 | 0 | 0 | 0 | 0
1988 | 7 | 24 | 0 | 0 | 0 | 0 | 0 | 0 | 0 | 0 | 0 | 0 | 0 | 0 | 0
1988 | 7 | 25 | 0 | 0 | 0 | 0 | 0 | 0 | 0 | 0 | 0 | 0 | 0 | 0 | 0
1988 | 7 | 26 | 1.01 | 1 | 0.95 | 0 | 1 | 0.95 | 0 | 0 | 0 | 0 | 0 | 0 | 0
1988 | 7 | 27 | 0.05 | 0.05 | 0 | 0 | 0.05 | 0 | 0 | 0 | 0 | 0 | 0 | 0 | 0
1988 | 7 | 28 | 0 | 0 | 0 | 0 | 0 | 0 | 0 | 0 | 0 | 0 | 0 | 0 | 0
1988 | 7 | 29 | 0 | 0 | 0 | 0 | 0 | 0 | 0 | 0 | 0 | 0 | 0 | 0 | 0
1988 | 7 | 30 | 0 | 0 | 0 | 0 | 0 | 0 | 0 | 0 | 0 | 0 | 0 | 0 | 0
1988 | 7 | 31 | 0 | 0 | 0 | 0 | 0 | 0 | 0 | 0 | 0 | 0 | 0 | 0 | 0
1988 | 8 | 1 | 0 | 0 | 0 | 0 | 0 | 0 | 0 | 0 | 0 | 0 | 0 | 0 | 0
1988 | 8 | 2 | 0 | 0 | 0 | 0 | 0 | 0 | 0 | 0 | 0 | 0 | 0 | 0 | 0
1988 | 8 | 3 | 0 | 0 | 0 | 0 | 0 | 0 | 0 | 0 | 0 | 0 | 0 | 0 | 0
1988 | 8 | 4 | 0 | 0 | 0 | 0 | 0 | 0 | 0 | 0 | 0 | 0 | 0 | 0 | 0
1988 | 8 | 5 | 0 | 0 | 0 | 0 | 0 | 0 | 0 | 0 | 0 | 0 | 0 | 0 | 0
1988 | 8 | 6 | 0.05 | 0.05 | 0 | 0 | 0.05 | 0 | 0 | 0 | 0 | 0 | 0 | 0 | 0
1988 | 8 | 7 | 0 | 0 | 0 | 0 | 0 | 0 | 0 | 0 | 0 | 0 | 0 | 0 | 0
1988 | 8 | 8 | 0 | 0 | 0 | 0 | 0 | 0 | 0 | 0 | 0 | 0 | 0 | 0 | 0
1988 | 8 | 9 | 0 | 0 | 0 | 0 | 0 | 0 | 0 | 0 | 0 | 0 | 0 | 0 | 0
1988 | 8 | 10 | 0 | 0 | 0 | 0 | 0 | 0 | 0 | 0 | 0 | 0 | 0 | 0 | 0
1988 | 8 | 11 | 0 | 0 | 0 | 0 | 0 | 0 | 0 | 0 | 0 | 0 | 0 | 0 | 0
1988 | 8 | 12 | 0 | 0 | 0 | 0 | 0 | 0 | 0 | 0 | 0 | 0 | 0 | 0 | 0
1988 | 8 | 13 | 0 | 0 | 0 | 0 | 0 | 0 | 0 | 0 | 0 | 0 | 0 | 0 | 0
1988 | 8 | 14 | 0 | 0 | 0 | 0 | 0 | 0 | 0 | 0 | 0 | 0 | 0 | 0 | 0
1988 | 8 | 15 | 0.26 | 0.26 | 0.21 | 0 | 0.26 | 0.21 | 0 | 0 | 0 | 0 | 0 | 0 | 0
1988 | 8 | 16 | 0 | 0 | 0 | 0 | 0 | 0 | 0 | 0 | 0 | 0 | 0 | 0 | 0
1988 | 8 | 17 | 0.02 | 0.02 | 0 | 0 | 0.02 | 0 | 0 | 0 | 0 | 0 | 0 | 0 | 0
1988 | 8 | 18 | 0.01 | 0.01 | 0 | 0 | 0.01 | 0 | 0 | 0 | 0 | 0 | 0 | 0 | 0
1988 | 8 | 19 | 0.09 | 0.09 | 0.04 | 0 | 0.09 | 0.04 | 0 | 0 | 0 | 0 | 0 | 0 | 0
1988 | 8 | 20 | 1.04 | 1 | 0.95 | 0 | 1 | 0.95 | 0 | 0 | 0 | 0 | 0 | 0 | 0
1988 | 8 | 21 | 0 | 0 | 0 | 0 | 0 | 0 | 0 | 0 | 0 | 0 | 0 | 0 | 0
1988 | 8 | 22 | 0 | 0 | 0 | 0 | 0 | 0 | 0 | 0 | 0 | 0 | 0 | 0 | 0
1988 | 8 | 23 | 0.03 | 0.03 | 0 | 0 | 0.03 | 0 | 0 | 0 | 0 | 0 | 0 | 0 | 0
1988 | 8 | 24 | 0.04 | 0.04 | 0 | 0 | 0.04 | 0 | 0 | 0 | 0 | 0 | 0 | 0 | 0
1988 | 8 | 25 | 0 | 0 | 0 | 0 | 0 | 0 | 0 | 0 | 0 | 0 | 0 | 0 | 0
1988 | 8 | 26 | 0 | 0 | 0 | 0 | 0 | 0 | 0 | 0 | 0 | 0 | 0 | 0 | 0
1988 | 8 | 27 | 0 | 0 | 0 | 0 | 0 | 0 | 0 | 0 | 0 | 0 | 0 | 0 | 0
1988 | 8 | 28 | 0 | 0 | 0 | 0 | 0 | 0 | 0 | 0 | 0 | 0 | 0 | 0 | 0
1988 | 8 | 29 | 0.85 | 0.85 | 0.8 | 0 | 0.85 | 0.8 | 0 | 0 | 0 | 0 | 0 | 0 | 0
1988 | 8 | 30 | 0 | 0 | 0 | 0 | 0 | 0 | 0 | 0 | 0 | 0 | 0 | 0 | 0
1988 | 8 | 31 | 0 | 0 | 0 | 0 | 0 | 0 | 0 | 0 | 0 | 0 | 0 | 0 | 0
1988 | 9 | 1 | 0 | 0 | 0 | 0 | 0 | 0 | 0 | 0 | 0 | 0 | 0 | 0 | 0
1988 | 9 | 2 | 0 | 0 | 0 | 0 | 0 | 0 | 0 | 0 | 0 | 0 | 0 | 0 | 0
1988 | 9 | 3 | 0 | 0 | 0 | 0 | 0 | 0 | 0 | 0 | 0 | 0 | 0 | 0 | 0
1988 | 9 | 4 | 0.86 | 0.86 | 0.81 | 0 | 0.86 | 0.81 | 0 | 0 | 0 | 0 | 0 | 0 | 0
1988 | 9 | 5 | 0 | 0 | 0 | 0 | 0 | 0 | 0 | 0 | 0 | 0 | 0 | 0 | 0
1988 | 9 | 6 | 0 | 0 | 0 | 0 | 0 | 0 | 0 | 0 | 0 | 0 | 0 | 0 | 0
1988 | 9 | 7 | 0 | 0 | 0 | 0 | 0 | 0 | 0 | 0 | 0 | 0 | 0 | 0 | 0
1988 | 9 | 8 | 0 | 0 | 0 | 0 | 0 | 0 | 0 | 0 | 0 | 0 | 0 | 0 | 0
1988 | 9 | 9 | 0.06 | 0.06 | 0.01 | 0 | 0.06 | 0.01 | 0 | 0 | 0 | 0 | 0 | 0 | 0
1988 | 9 | 10 | 0.05 | 0.05 | 0 | 0 | 0.05 | 0 | 0 | 0 | 0 | 0 | 0 | 0 | 0
1988 | 9 | 11 | 0 | 0 | 0 | 0 | 0 | 0 | 0 | 0 | 0 | 0 | 0 | 0 | 0
1988 | 9 | 12 | 0 | 0 | 0 | 0 | 0 | 0 | 0 | 0 | 0 | 0 | 0 | 0 | 0
1988 | 9 | 13 | 0 | 0 | 0 | 0 | 0 | 0 | 0 | 0 | 0 | 0 | 0 | 0 | 0
1988 | 9 | 14 | 0 | 0 | 0 | 0 | 0 | 0 | 0 | 0 | 0 | 0 | 0 | 0 | 0
1988 | 9 | 15 | 0 | 0 | 0 | 0 | 0 | 0 | 0 | 0 | 0 | 0 | 0 | 0 | 0
1988 | 9 | 16 | 0 | 0 | 0 | 0 | 0 | 0 | 0 | 0 | 0 | 0 | 0 | 0 | 0
1988 | 9 | 17 | 0.13 | 0.13 | 0.08 | 0 | 0.13 | 0.08 | 0 | 0 | 0 | 0 | 0 | 0 | 0
1988 | 9 | 18 | 0 | 0 | 0 | 0 | 0 | 0 | 0 | 0 | 0 | 0 | 0 | 0 | 0
1988 | 9 | 19 | 0 | 0 | 0 | 0 | 0 | 0 | 0 | 0 | 0 | 0 | 0 | 0 | 0
1988 | 9 | 20 | 0.07 | 0.07 | 0.02 | 0 | 0.07 | 0.02 | 0 | 0 | 0 | 0 | 0 | 0 | 0
1988 | 9 | 21 | 0 | 0 | 0 | 0 | 0 | 0 | 0 | 0 | 0 | 0 | 0 | 0 | 0
1988 | 9 | 22 | 0 | 0 | 0 | 0 | 0 | 0 | 0 | 0 | 0 | 0 | 0 | 0 | 0
1988 | 9 | 23 | 0 | 0 | 0 | 0 | 0 | 0 | 0 | 0 | 0 | 0 | 0 | 0 | 0
1988 | 9 | 24 | 0.22 | 0.22 | 0.17 | 0 | 0.22 | 0.17 | 0 | 0 | 0 | 0 | 0 | 0 | 0
1988 | 9 | 25 | 0.46 | 0.46 | 0.41 | 0 | 0.46 | 0.41 | 0 | 0 | 0 | 0 | 0 | 0 | 0
1988 | 9 | 26 | 0 | 0 | 0 | 0 | 0 | 0 | 0 | 0 | 0 | 0 | 0 | 0 | 0
1988 | 9 | 27 | 0 | 0 | 0 | 0 | 0 | 0 | 0 | 0 | 0 | 0 | 0 | 0 | 0
1988 | 9 | 28 | 0 | 0 | 0 | 0 | 0 | 0 | 0 | 0 | 0 | 0 | 0 | 0 | 0
1988 | 9 | 29 | 0 | 0 | 0 | 0 | 0 | 0 | 0 | 0 | 0 | 0 | 0 | 0 | 0
1988 | 9 | 30 | 0 | 0 | 0 | 0 | 0 | 0 | 0 | 0 | 0 | 0 | 0 | 0 | 0
1988 | 10 | 1 | 0 | 0 | 0 | 0 | 0 | 0 | 0 | 0 | 0 | 0 | 0 | 0 | 0
1988 | 10 | 2 | 0.25 | 0.25 | 0.2 | 0 | 0.25 | 0.2 | 0 | 0 | 0 | 0 | 0 | 0 | 0
1988 | 10 | 3 | 0.07 | 0.07 | 0.02 | 0 | 0.07 | 0.02 | 0 | 0 | 0 | 0 | 0 | 0 | 0
1988 | 10 | 4 | 0.03 | 0.03 | 0 | 0 | 0.03 | 0 | 0 | 0 | 0 | 0 | 0 | 0 | 0
1988 | 10 | 5 | 0 | 0 | 0 | 0 | 0 | 0 | 0 | 0 | 0 | 0 | 0 | 0 | 0
1988 | 10 | 6 | 0 | 0 | 0 | 0 | 0 | 0 | 0 | 0 | 0 | 0 | 0 | 0 | 0
1988 | 10 | 7 | 0 | 0 | 0 | 0 | 0 | 0 | 0 | 0 | 0 | 0 | 0 | 0 | 0
1988 | 10 | 8 | 0 | 0 | 0 | 0 | 0 | 0 | 0 | 0 | 0 | 0 | 0 | 0 | 0
1988 | 10 | 9 | 0 | 0 | 0 | 0 | 0 | 0 | 0 | 0 | 0 | 0 | 0 | 0 | 0
1988 | 10 | 10 | 0 | 0 | 0 | 0 | 0 | 0 | 0 | 0 | 0 | 0 | 0 | 0 | 0
1988 | 10 | 11 | 0 | 0 | 0 | 0 | 0 | 0 | 0 | 0 | 0 | 0 | 0 | 0 | 0
1988 | 10 | 12 | 0 | 0 | 0 | 0 | 0 | 0 | 0 | 0 | 0 | 0 | 0 | 0 | 0
1988 | 10 | 13 | 0 | 0 | 0 | 0 | 0 | 0 | 0 | 0 | 0 | 0 | 0 | 0 | 0
1988 | 10 | 14 | 0 | 0 | 0 | 0 | 0 | 0 | 0 | 0 | 0 | 0 | 0 | 0 | 0
1988 | 10 | 15 | 0 | 0 | 0 | 0 | 0 | 0 | 0 | 0 | 0 | 0 | 0 | 0 | 0
1988 | 10 | 16 | 0 | 0 | 0 | 0 | 0 | 0 | 0 | 0 | 0 | 0 | 0 | 0 | 0
1988 | 10 | 17 | 0 | 0 | 0 | 0 | 0 | 0 | 0 | 0 | 0 | 0 | 0 | 0 | 0
1988 | 10 | 18 | 0.03 | 0.03 | 0 | 0 | 0.03 | 0 | 0 | 0 | 0 | 0 | 0 | 0 | 0
1988 | 10 | 19 | 0 | 0 | 0 | 0 | 0 | 0 | 0 | 0 | 0 | 0 | 0 | 0 | 0
1988 | 10 | 20 | 0 | 0 | 0 | 0 | 0 | 0 | 0 | 0 | 0 | 0 | 0 | 0 | 0
1988 | 10 | 21 | 1.22 | 1 | 0.95 | 0 | 1 | 0.95 | 0 | 0 | 0 | 0 | 0 | 0 | 0
1988 | 10 | 22 | 0 | 0 | 0 | 0 | 0 | 0 | 0 | 0 | 0 | 0 | 0 | 0 | 0
1988 | 10 | 23 | 0 | 0 | 0 | 0 | 0 | 0 | 0 | 0 | 0 | 0 | 0 | 0 | 0
1988 | 10 | 24 | 0.11 | 0.11 | 0.06 | 0 | 0.11 | 0.06 | 0 | 0 | 0 | 0 | 0 | 0 | 0
1988 | 10 | 25 | 0.04 | 0.04 | 0 | 0 | 0.04 | 0 | 0 | 0 | 0 | 0 | 0 | 0 | 0
1988 | 10 | 26 | 0 | 0 | 0 | 0 | 0 | 0 | 0 | 0 | 0 | 0 | 0 | 0 | 0
1988 | 10 | 27 | 0 | 0 | 0 | 0 | 0 | 0 | 0 | 0 | 0 | 0 | 0 | 0 | 0
1988 | 10 | 28 | 0 | 0 | 0 | 0 | 0 | 0 | 0 | 0 | 0 | 0 | 0 | 0 | 0
1988 | 10 | 29 | 0 | 0 | 0 | 0 | 0 | 0 | 0 | 0 | 0 | 0 | 0 | 0 | 0
1988 | 10 | 30 | 0 | 0 | 0 | 0 | 0 | 0 | 0 | 0 | 0 | 0 | 0 | 0 | 0
1988 | 10 | 31 | 0 | 0 | 0 | 0 | 0 | 0 | 0 | 0 | 0 | 0 | 0 | 0 | 0
1988 | 11 | 1 | 0.71 | 0.71 | 0.66 | 0 | 0.71 | 0.66 | 0 | 0 | 0 | 0 | 0 | 0 | 0
1988 | 11 | 2 | 0 | 0 | 0 | 0 | 0 | 0 | 0 | 0 | 0 | 0 | 0 | 0 | 0
1988 | 11 | 3 | 0 | 0 | 0 | 0 | 0 | 0 | 0 | 0 | 0 | 0 | 0 | 0 | 0
1988 | 11 | 4 | 0.03 | 0.03 | 0 | 0 | 0.03 | 0 | 0 | 0 | 0 | 0 | 0 | 0 | 0
1988 | 11 | 5 | 0.21 | 0.21 | 0.16 | 0 | 0.21 | 0.16 | 0 | 0 | 0 | 0 | 0 | 0 | 0
1988 | 11 | 6 | 0 | 0 | 0 | 0 | 0 | 0 | 0 | 0 | 0 | 0 | 0 | 0 | 0
1988 | 11 | 7 | 0 | 0 | 0 | 0 | 0 | 0 | 0 | 0 | 0 | 0 | 0 | 0 | 0
1988 | 11 | 8 | 0 | 0 | 0 | 0 | 0 | 0 | 0 | 0 | 0 | 0 | 0 | 0 | 0
1988 | 11 | 9 | 0 | 0 | 0 | 0 | 0 | 0 | 0 | 0 | 0 | 0 | 0 | 0 | 0
1988 | 11 | 10 | 0.12 | 0.12 | 0.07 | 0 | 0.12 | 0.07 | 0 | 0 | 0 | 0 | 0 | 0 | 0
1988 | 11 | 11 | 0 | 0 | 0 | 0 | 0 | 0 | 0 | 0 | 0 | 0 | 0 | 0 | 0
1988 | 11 | 12 | 0 | 0 | 0 | 0 | 0 | 0 | 0 | 0 | 0 | 0 | 0 | 0 | 0
1988 | 11 | 13 | 0.32 | 0.32 | 0.27 | 0 | 0.32 | 0.27 | 0 | 0 | 0 | 0 | 0 | 0 | 0
1988 | 11 | 14 | 0 | 0 | 0 | 0 | 0 | 0 | 0 | 0 | 0 | 0 | 0 | 0 | 0
1988 | 11 | 15 | 0 | 0 | 0 | 0 | 0 | 0 | 0 | 0 | 0 | 0 | 0 | 0 | 0
1988 | 11 | 16 | 0.01 | 0.01 | 0 | 0 | 0.01 | 0 | 0 | 0 | 0 | 0 | 0 | 0 | 0
1988 | 11 | 17 | 1.04 | 1 | 0.95 | 0 | 1 | 0.95 | 0 | 0 | 0 | 0 | 0 | 0 | 0
1988 | 11 | 18 | 0 | 0 | 0 | 0 | 0 | 0 | 0 | 0 | 0 | 0 | 0 | 0 | 0
1988 | 11 | 19 | 0.86 | 0.86 | 0.81 | 0 | 0.86 | 0.81 | 0 | 0 | 0 | 0 | 0 | 0 | 0
1988 | 11 | 20 | 0.24 | 0.24 | 0.19 | 0 | 0.24 | 0.19 | 0 | 0 | 0 | 0 | 0 | 0 | 0
1988 | 11 | 21 | 0 | 0 | 0 | 0 | 0 | 0 | 0 | 0 | 0 | 0 | 0 | 0 | 0
1988 | 11 | 22 | 0 | 0 | 0 | 0 | 0 | 0 | 0 | 0 | 0 | 0 | 0 | 0 | 0
1988 | 11 | 23 | 0 | 0 | 0 | 0 | 0 | 0 | 0 | 0 | 0 | 0 | 0 | 0 | 0
1988 | 11 | 24 | 0 | 0 | 0 | 0 | 0 | 0 | 0 | 0 | 0 | 0 | 0 | 0 | 0
1988 | 11 | 25 | 0 | 0 | 0 | 0 | 0 | 0 | 0 | 0 | 0 | 0 | 0 | 0 | 0
1988 | 11 | 26 | 0 | 0 | 0 | 0 | 0 | 0 | 0 | 0 | 0 | 0 | 0 | 0 | 0
1988 | 11 | 27 | 1.18 | 1 | 0.95 | 0 | 1 | 0.95 | 0 | 0 | 0 | 0 | 0 | 0 | 0
1988 | 11 | 28 | 0.61 | 0.61 | 0.56 | 0 | 0.61 | 0.56 | 0 | 0 | 0 | 0 | 0 | 0 | 0
1988 | 11 | 29 | 0 | 0 | 0 | 0 | 0 | 0 | 0 | 0 | 0 | 0 | 0 | 0 | 0
1988 | 11 | 30 | 0 | 0 | 0 | 0 | 0 | 0 | 0 | 0 | 0 | 0 | 0 | 0 | 0
1988 | 12 | 1 | 0 | 0 | 0 | 0 | 0 | 0 | 0 | 0 | 0 | 0 | 0 | 0 | 0
1988 | 12 | 2 | 0 | 0 | 0 | 0 | 0 | 0 | 0 | 0 | 0 | 0 | 0 | 0 | 0
1988 | 12 | 3 | 0 | 0 | 0 | 0 | 0 | 0 | 0 | 0 | 0 | 0 | 0 | 0 | 0
1988 | 12 | 4 | 0 | 0 | 0 | 0 | 0 | 0 | 0 | 0 | 0 | 0 | 0 | 0 | 0
1988 | 12 | 5 | 0 | 0 | 0 | 0 | 0 | 0 | 0 | 0 | 0 | 0 | 0 | 0 | 0
1988 | 12 | 6 | 0 | 0 | 0 | 0 | 0 | 0 | 0 | 0 | 0 | 0 | 0 | 0 | 0
1988 | 12 | 7 | 0 | 0 | 0 | 0 | 0 | 0 | 0 | 0 | 0 | 0 | 0 | 0 | 0
1988 | 12 | 8 | 0 | 0 | 0 | 0 | 0 | 0 | 0 | 0 | 0 | 0 | 0 | 0 | 0
1988 | 12 | 9 | 0.19 | 0.19 | 0.14 | 0 | 0.19 | 0.14 | 0 | 0 | 0 | 0 | 0 | 0 | 0
1988 | 12 | 10 | 0 | 0 | 0 | 0 | 0 | 0 | 0 | 0 | 0 | 0 | 0 | 0 | 0
1988 | 12 | 11 | 0 | 0 | 0 | 0 | 0 | 0 | 0 | 0 | 0 | 0 | 0 | 0 | 0
1988 | 12 | 12 | 0 | 0 | 0 | 0 | 0 | 0 | 0 | 0 | 0 | 0 | 0 | 0 | 0
1988 | 12 | 13 | 0 | 0 | 0 | 0 | 0 | 0 | 0 | 0 | 0 | 0 | 0 | 0 | 0
1988 | 12 | 14 | 0 | 0 | 0 | 0 | 0 | 0 | 0 | 0 | 0 | 0 | 0 | 0 | 0
1988 | 12 | 15 | 0 | 0 | 0 | 0 | 0 | 0 | 0 | 0 | 0 | 0 | 0 | 0 | 0
1988 | 12 | 16 | 0 | 0 | 0 | 0 | 0 | 0 | 0 | 0 | 0 | 0 | 0 | 0 | 0
1988 | 12 | 17 | 0 | 0 | 0 | 0 | 0 | 0 | 0 | 0 | 0 | 0 | 0 | 0 | 0
1988 | 12 | 18 | 0 | 0 | 0 | 0 | 0 | 0 | 0 | 0 | 0 | 0 | 0 | 0 | 0
1988 | 12 | 19 | 0 | 0 | 0 | 0 | 0 | 0 | 0 | 0 | 0 | 0 | 0 | 0 | 0
1988 | 12 | 20 | 0 | 0 | 0 | 0 | 0 | 0 | 0 | 0 | 0 | 0 | 0 | 0 | 0
1988 | 12 | 21 | 0.24 | 0.24 | 0.19 | 0 | 0.24 | 0.19 | 0 | 0 | 0 | 0 | 0 | 0 | 0
1988 | 12 | 22 | 0 | 0 | 0 | 0 | 0 | 0 | 0 | 0 | 0 | 0 | 0 | 0 | 0
1988 | 12 | 23 | 0.18 | 0.18 | 0.13 | 0 | 0.18 | 0.13 | 0 | 0 | 0 | 0 | 0 | 0 | 0
1988 | 12 | 24 | 0.57 | 0.57 | 0.52 | 0 | 0.57 | 0.52 | 0 | 0 | 0 | 0 | 0 | 0 | 0
1988 | 12 | 25 | 0 | 0 | 0 | 0 | 0 | 0 | 0 | 0 | 0 | 0 | 0 | 0 | 0
1988 | 12 | 26 | 0 | 0 | 0 | 0 | 0 | 0 | 0 | 0 | 0 | 0 | 0 | 0 | 0
1988 | 12 | 27 | 0 | 0 | 0 | 0 | 0 | 0 | 0 | 0 | 0 | 0 | 0 | 0 | 0
1988 | 12 | 28 | 0.12 | 0.12 | 0.07 | 0 | 0.12 | 0.07 | 0 | 0 | 0 | 0 | 0 | 0 | 0
1988 | 12 | 29 | 0 | 0 | 0 | 0 | 0 | 0 | 0 | 0 | 0 | 0 | 0 | 0 | 0
1988 | 12 | 30 | 0 | 0 | 0 | 0 | 0 | 0 | 0 | 0 | 0 | 0 | 0 | 0 | 0
1988 | 12 | 31 | 0 | 0 | 0 | 0 | 0 | 0 | 0 | 0 | 0 | 0 | 0 | 0 | 0
1989 | 1 | 1 | 0.26 | 0.26 | 0.21 | 0 | 0.26 | 0.21 | 0 | 0 | 0 | 0 | 0 | 0 | 0
1989 | 1 | 2 | 0 | 0 | 0 | 0 | 0 | 0 | 0 | 0 | 0 | 0 | 0 | 0 | 0
1989 | 1 | 3 | 0.13 | 0.13 | 0.08 | 0 | 0.13 | 0.08 | 0 | 0 | 0 | 0 | 0 | 0 | 0
1989 | 1 | 4 | 0.01 | 0.01 | 0 | 0 | 0.01 | 0 | 0 | 0 | 0 | 0 | 0 | 0 | 0
1989 | 1 | 5 | 0 | 0 | 0 | 0 | 0 | 0 | 0 | 0 | 0 | 0 | 0 | 0 | 0
1989 | 1 | 6 | 0.63 | 0.63 | 0.58 | 0 | 0.63 | 0.58 | 0 | 0 | 0 | 0 | 0 | 0 | 0
1989 | 1 | 7 | 0.02 | 0.02 | 0 | 0 | 0.02 | 0 | 0 | 0 | 0 | 0 | 0 | 0 | 0
1989 | 1 | 8 | 0.12 | 0.12 | 0.07 | 0 | 0.12 | 0.07 | 0 | 0 | 0 | 0 | 0 | 0 | 0
1989 | 1 | 9 | 0.02 | 0.02 | 0 | 0 | 0.02 | 0 | 0 | 0 | 0 | 0 | 0 | 0 | 0
1989 | 1 | 10 | 0 | 0 | 0 | 0 | 0 | 0 | 0 | 0 | 0 | 0 | 0 | 0 | 0
1989 | 1 | 11 | 0 | 0 | 0 | 0 | 0 | 0 | 0 | 0 | 0 | 0 | 0 | 0 | 0
1989 | 1 | 12 | 0.37 | 0.37 | 0.32 | 0 | 0.37 | 0.32 | 0 | 0 | 0 | 0 | 0 | 0 | 0
1989 | 1 | 13 | 0 | 0 | 0 | 0 | 0 | 0 | 0 | 0 | 0 | 0 | 0 | 0 | 0
1989 | 1 | 14 | 0.13 | 0.13 | 0.08 | 0 | 0.13 | 0.08 | 0 | 0 | 0 | 0 | 0 | 0 | 0
1989 | 1 | 15 | 0.53 | 0.53 | 0.48 | 0 | 0.53 | 0.48 | 0 | 0 | 0 | 0 | 0 | 0 | 0
1989 | 1 | 16 | 0 | 0 | 0 | 0 | 0 | 0 | 0 | 0 | 0 | 0 | 0 | 0 | 0
1989 | 1 | 17 | 0 | 0 | 0 | 0 | 0 | 0 | 0 | 0 | 0 | 0 | 0 | 0 | 0
1989 | 1 | 18 | 0 | 0 | 0 | 0 | 0 | 0 | 0 | 0 | 0 | 0 | 0 | 0 | 0
1989 | 1 | 19 | 0 | 0 | 0 | 0 | 0 | 0 | 0 | 0 | 0 | 0 | 0 | 0 | 0
1989 | 1 | 20 | 0 | 0 | 0 | 0 | 0 | 0 | 0 | 0 | 0 | 0 | 0 | 0 | 0
1989 | 1 | 21 | 0 | 0 | 0 | 0 | 0 | 0 | 0 | 0 | 0 | 0 | 0 | 0 | 0
1989 | 1 | 22 | 0 | 0 | 0 | 0 | 0 | 0 | 0 | 0 | 0 | 0 | 0 | 0 | 0
1989 | 1 | 23 | 0 | 0 | 0 | 0 | 0 | 0 | 0 | 0 | 0 | 0 | 0 | 0 | 0
1989 | 1 | 24 | 0 | 0 | 0 | 0 | 0 | 0 | 0 | 0 | 0 | 0 | 0 | 0 | 0
1989 | 1 | 25 | 0 | 0 | 0 | 0 | 0 | 0 | 0 | 0 | 0 | 0 | 0 | 0 | 0
1989 | 1 | 26 | 0.07 | 0.07 | 0.02 | 0 | 0.07 | 0.02 | 0 | 0 | 0 | 0 | 0 | 0 | 0
1989 | 1 | 27 | 0 | 0 | 0 | 0 | 0 | 0 | 0 | 0 | 0 | 0 | 0 | 0 | 0
1989 | 1 | 28 | 0 | 0 | 0 | 0 | 0 | 0 | 0 | 0 | 0 | 0 | 0 | 0 | 0
1989 | 1 | 29 | 0.02 | 0.02 | 0 | 0 | 0.02 | 0 | 0 | 0 | 0 | 0 | 0 | 0 | 0
1989 | 1 | 30 | 0.18 | 0.18 | 0.13 | 0 | 0.18 | 0.13 | 0 | 0 | 0 | 0 | 0 | 0 | 0
1989 | 1 | 31 | 0 | 0 | 0 | 0 | 0 | 0 | 0 | 0 | 0 | 0 | 0 | 0 | 0
1989 | 2 | 1 | 0 | 0 | 0 | 0 | 0 | 0 | 0 | 0 | 0 | 0 | 0 | 0 | 0
1989 | 2 | 2 | 0 | 0 | 0 | 0 | 0 | 0 | 0 | 0 | 0 | 0 | 0 | 0 | 0
1989 | 2 | 3 | 0.58 | 0.58 | 0.53 | 0 | 0.58 | 0.53 | 0 | 0 | 0 | 0 | 0 | 0 | 0
1989 | 2 | 4 | 0 | 0 | 0 | 0 | 0 | 0 | 0 | 0 | 0 | 0 | 0 | 0 | 0
1989 | 2 | 5 | 0.01 | 0.01 | 0 | 0 | 0.01 | 0 | 0 | 0 | 0 | 0 | 0 | 0 | 0
1989 | 2 | 6 | 0 | 0 | 0 | 0 | 0 | 0 | 0 | 0 | 0 | 0 | 0 | 0 | 0
1989 | 2 | 7 | 0.08 | 0.08 | 0.03 | 0 | 0.08 | 0.03 | 0 | 0 | 0 | 0 | 0 | 0 | 0
1989 | 2 | 8 | 0 | 0 | 0 | 0 | 0 | 0 | 0 | 0 | 0 | 0 | 0 | 0 | 0
1989 | 2 | 9 | 0 | 0 | 0 | 0 | 0 | 0 | 0 | 0 | 0 | 0 | 0 | 0 | 0
1989 | 2 | 10 | 0 | 0 | 0 | 0 | 0 | 0 | 0 | 0 | 0 | 0 | 0 | 0 | 0
1989 | 2 | 11 | 0 | 0 | 0 | 0 | 0 | 0 | 0 | 0 | 0 | 0 | 0 | 0 | 0
1989 | 2 | 12 | 0 | 0 | 0 | 0 | 0 | 0 | 0 | 0 | 0 | 0 | 0 | 0 | 0
1989 | 2 | 13 | 0.24 | 0.24 | 0.19 | 0 | 0.24 | 0.19 | 0 | 0 | 0 | 0 | 0 | 0 | 0
1989 | 2 | 14 | 0.15 | 0.15 | 0.1 | 0 | 0.15 | 0.1 | 0 | 0 | 0 | 0 | 0 | 0 | 0
1989 | 2 | 15 | 0.09 | 0.09 | 0.04 | 0 | 0.09 | 0.04 | 0 | 0 | 0 | 0 | 0 | 0 | 0
1989 | 2 | 16 | 0.17 | 0.17 | 0.12 | 0 | 0.17 | 0.12 | 0 | 0 | 0 | 0 | 0 | 0 | 0
1989 | 2 | 17 | 0 | 0 | 0 | 0 | 0 | 0 | 0 | 0 | 0 | 0 | 0 | 0 | 0
1989 | 2 | 18 | 0 | 0 | 0 | 0 | 0 | 0 | 0 | 0 | 0 | 0 | 0 | 0 | 0
1989 | 2 | 19 | 0 | 0 | 0 | 0 | 0 | 0 | 0 | 0 | 0 | 0 | 0 | 0 | 0
1989 | 2 | 20 | 0.03 | 0.03 | 0 | 0 | 0.03 | 0 | 0 | 0 | 0 | 0 | 0 | 0 | 0
1989 | 2 | 21 | 0.92 | 0.92 | 0.87 | 0 | 0.92 | 0.87 | 0 | 0 | 0 | 0 | 0 | 0 | 0
1989 | 2 | 22 | 0.35 | 0.35 | 0.3 | 0 | 0.35 | 0.3 | 0 | 0 | 0 | 0 | 0 | 0 | 0
1989 | 2 | 23 | 0 | 0 | 0 | 0 | 0 | 0 | 0 | 0 | 0 | 0 | 0 | 0 | 0
1989 | 2 | 24 | 0.02 | 0.02 | 0 | 0 | 0.02 | 0 | 0 | 0 | 0 | 0 | 0 | 0 | 0
1989 | 2 | 25 | 0 | 0 | 0 | 0 | 0 | 0 | 0 | 0 | 0 | 0 | 0 | 0 | 0
1989 | 2 | 26 | 0.13 | 0.13 | 0.08 | 0 | 0.13 | 0.08 | 0 | 0 | 0 | 0 | 0 | 0 | 0
1989 | 2 | 27 | 0 | 0 | 0 | 0 | 0 | 0 | 0 | 0 | 0 | 0 | 0 | 0 | 0
1989 | 2 | 28 | 0.03 | 0.03 | 0 | 0 | 0.03 | 0 | 0 | 0 | 0 | 0 | 0 | 0 | 0
1989 | 3 | 1 | 0 | 0 | 0 | 0 | 0 | 0 | 0 | 0 | 0 | 0 | 0 | 0 | 0
1989 | 3 | 2 | 0 | 0 | 0 | 0 | 0 | 0 | 0 | 0 | 0 | 0 | 0 | 0 | 0
1989 | 3 | 3 | 0 | 0 | 0 | 0 | 0 | 0 | 0 | 0 | 0 | 0 | 0 | 0 | 0
1989 | 3 | 4 | 0.07 | 0.07 | 0.02 | 0 | 0.07 | 0.02 | 0 | 0 | 0 | 0 | 0 | 0 | 0
1989 | 3 | 5 | 0.19 | 0.19 | 0.14 | 0 | 0.19 | 0.14 | 0 | 0 | 0 | 0 | 0 | 0 | 0
1989 | 3 | 6 | 1.11 | 1 | 0.95 | 0 | 1 | 0.95 | 0 | 0 | 0 | 0 | 0 | 0 | 0
1989 | 3 | 7 | 0.07 | 0.07 | 0.02 | 0 | 0.07 | 0.02 | 0 | 0 | 0 | 0 | 0 | 0 | 0
1989 | 3 | 8 | 0 | 0 | 0 | 0 | 0 | 0 | 0 | 0 | 0 | 0 | 0 | 0 | 0
1989 | 3 | 9 | 0 | 0 | 0 | 0 | 0 | 0 | 0 | 0 | 0 | 0 | 0 | 0 | 0
1989 | 3 | 10 | 0 | 0 | 0 | 0 | 0 | 0 | 0 | 0 | 0 | 0 | 0 | 0 | 0
1989 | 3 | 11 | 0 | 0 | 0 | 0 | 0 | 0 | 0 | 0 | 0 | 0 | 0 | 0 | 0
1989 | 3 | 12 | 0 | 0 | 0 | 0 | 0 | 0 | 0 | 0 | 0 | 0 | 0 | 0 | 0
1989 | 3 | 13 | 0.03 | 0.03 | 0 | 0 | 0.03 | 0 | 0 | 0 | 0 | 0 | 0 | 0 | 0
1989 | 3 | 14 | 0 | 0 | 0 | 0 | 0 | 0 | 0 | 0 | 0 | 0 | 0 | 0 | 0
1989 | 3 | 15 | 0 | 0 | 0 | 0 | 0 | 0 | 0 | 0 | 0 | 0 | 0 | 0 | 0
1989 | 3 | 16 | 0 | 0 | 0 | 0 | 0 | 0 | 0 | 0 | 0 | 0 | 0 | 0 | 0
1989 | 3 | 17 | 0 | 0 | 0 | 0 | 0 | 0 | 0 | 0 | 0 | 0 | 0 | 0 | 0
1989 | 3 | 18 | 0.17 | 0.17 | 0.12 | 0 | 0.17 | 0.12 | 0 | 0 | 0 | 0 | 0 | 0 | 0
1989 | 3 | 19 | 0 | 0 | 0 | 0 | 0 | 0 | 0 | 0 | 0 | 0 | 0 | 0 | 0
1989 | 3 | 20 | 0.3 | 0.3 | 0.25 | 0 | 0.3 | 0.25 | 0 | 0 | 0 | 0 | 0 | 0 | 0
1989 | 3 | 21 | 0.21 | 0.21 | 0.16 | 0 | 0.21 | 0.16 | 0 | 0 | 0 | 0 | 0 | 0 | 0
1989 | 3 | 22 | 0 | 0 | 0 | 0 | 0 | 0 | 0 | 0 | 0 | 0 | 0 | 0 | 0
1989 | 3 | 23 | 0.46 | 0.46 | 0.41 | 0 | 0.46 | 0.41 | 0 | 0 | 0 | 0 | 0 | 0 | 0
1989 | 3 | 24 | 1.21 | 1 | 0.95 | 0 | 1 | 0.95 | 0 | 0 | 0 | 0 | 0 | 0 | 0
1989 | 3 | 25 | 0 | 0 | 0 | 0 | 0 | 0 | 0 | 0 | 0 | 0 | 0 | 0 | 0
1989 | 3 | 26 | 0 | 0 | 0 | 0 | 0 | 0 | 0 | 0 | 0 | 0 | 0 | 0 | 0
1989 | 3 | 27 | 0 | 0 | 0 | 0 | 0 | 0 | 0 | 0 | 0 | 0 | 0 | 0 | 0
1989 | 3 | 28 | 0 | 0 | 0 | 0 | 0 | 0 | 0 | 0 | 0 | 0 | 0 | 0 | 0
1989 | 3 | 29 | 0 | 0 | 0 | 0 | 0 | 0 | 0 | 0 | 0 | 0 | 0 | 0 | 0
1989 | 3 | 30 | 0.45 | 0.45 | 0.4 | 0 | 0.45 | 0.4 | 0 | 0 | 0 | 0 | 0 | 0 | 0
1989 | 3 | 31 | 0.03 | 0.03 | 0 | 0 | 0.03 | 0 | 0 | 0 | 0 | 0 | 0 | 0 | 0
1989 | 4 | 1 | 0 | 0 | 0 | 0 | 0 | 0 | 0 | 0 | 0 | 0 | 0 | 0 | 0
1989 | 4 | 2 | 0 | 0 | 0 | 0 | 0 | 0 | 0 | 0 | 0 | 0 | 0 | 0 | 0
1989 | 4 | 3 | 0.15 | 0.15 | 0.1 | 0 | 0.15 | 0.1 | 0 | 0 | 0 | 0 | 0 | 0 | 0
1989 | 4 | 4 | 0 | 0 | 0 | 0 | 0 | 0 | 0 | 0 | 0 | 0 | 0 | 0 | 0
1989 | 4 | 5 | 0.55 | 0.55 | 0.5 | 0 | 0.55 | 0.5 | 0 | 0 | 0 | 0 | 0 | 0 | 0
1989 | 4 | 6 | 0.06 | 0.06 | 0.01 | 0 | 0.06 | 0.01 | 0 | 0 | 0 | 0 | 0 | 0 | 0
1989 | 4 | 7 | 0.3 | 0.3 | 0.25 | 0 | 0.3 | 0.25 | 0 | 0 | 0 | 0 | 0 | 0 | 0
1989 | 4 | 8 | 0.03 | 0.03 | 0 | 0 | 0.03 | 0 | 0 | 0 | 0 | 0 | 0 | 0 | 0
1989 | 4 | 9 | 0 | 0 | 0 | 0 | 0 | 0 | 0 | 0 | 0 | 0 | 0 | 0 | 0
1989 | 4 | 10 | 0 | 0 | 0 | 0 | 0 | 0 | 0 | 0 | 0 | 0 | 0 | 0 | 0
1989 | 4 | 11 | 0 | 0 | 0 | 0 | 0 | 0 | 0 | 0 | 0 | 0 | 0 | 0 | 0
1989 | 4 | 12 | 0 | 0 | 0 | 0 | 0 | 0 | 0 | 0 | 0 | 0 | 0 | 0 | 0
1989 | 4 | 13 | 0 | 0 | 0 | 0 | 0 | 0 | 0 | 0 | 0 | 0 | 0 | 0 | 0
1989 | 4 | 14 | 0 | 0 | 0 | 0 | 0 | 0 | 0 | 0 | 0 | 0 | 0 | 0 | 0
1989 | 4 | 15 | 0.6 | 0.6 | 0.55 | 0 | 0.6 | 0.55 | 0 | 0 | 0 | 0 | 0 | 0 | 0
1989 | 4 | 16 | 0 | 0 | 0 | 0 | 0 | 0 | 0 | 0 | 0 | 0 | 0 | 0 | 0
1989 | 4 | 17 | 0 | 0 | 0 | 0 | 0 | 0 | 0 | 0 | 0 | 0 | 0 | 0 | 0
1989 | 4 | 18 | 0.54 | 0.54 | 0.49 | 0 | 0.54 | 0.49 | 0 | 0 | 0 | 0 | 0 | 0 | 0
1989 | 4 | 19 | 0.28 | 0.28 | 0.23 | 0 | 0.28 | 0.23 | 0 | 0 | 0 | 0 | 0 | 0 | 0
1989 | 4 | 20 | 0 | 0 | 0 | 0 | 0 | 0 | 0 | 0 | 0 | 0 | 0 | 0 | 0
1989 | 4 | 21 | 0 | 0 | 0 | 0 | 0 | 0 | 0 | 0 | 0 | 0 | 0 | 0 | 0
1989 | 4 | 22 | 0 | 0 | 0 | 0 | 0 | 0 | 0 | 0 | 0 | 0 | 0 | 0 | 0
1989 | 4 | 23 | 0 | 0 | 0 | 0 | 0 | 0 | 0 | 0 | 0 | 0 | 0 | 0 | 0
1989 | 4 | 24 | 0 | 0 | 0 | 0 | 0 | 0 | 0 | 0 | 0 | 0 | 0 | 0 | 0
1989 | 4 | 25 | 0 | 0 | 0 | 0 | 0 | 0 | 0 | 0 | 0 | 0 | 0 | 0 | 0
1989 | 4 | 26 | 0 | 0 | 0 | 0 | 0 | 0 | 0 | 0 | 0 | 0 | 0 | 0 | 0
1989 | 4 | 27 | 0 | 0 | 0 | 0 | 0 | 0 | 0 | 0 | 0 | 0 | 0 | 0 | 0
1989 | 4 | 28 | 0 | 0 | 0 | 0 | 0 | 0 | 0 | 0 | 0 | 0 | 0 | 0 | 0
1989 | 4 | 29 | 0.99 | 0.99 | 0.94 | 0 | 0.99 | 0.94 | 0 | 0 | 0 | 0 | 0 | 0 | 0
1989 | 4 | 30 | 0 | 0 | 0 | 0 | 0 | 0 | 0 | 0 | 0 | 0 | 0 | 0 | 0
1989 | 5 | 1 | 1 | 1 | 0.95 | 0 | 1 | 0.95 | 0 | 0 | 0 | 0 | 0 | 0 | 0
1989 | 5 | 2 | 0.44 | 0.44 | 0.39 | 0 | 0.44 | 0.39 | 0 | 0 | 0 | 0 | 0 | 0 | 0
1989 | 5 | 3 | 0 | 0 | 0 | 0 | 0 | 0 | 0 | 0 | 0 | 0 | 0 | 0 | 0
1989 | 5 | 4 | 0 | 0 | 0 | 0 | 0 | 0 | 0 | 0 | 0 | 0 | 0 | 0 | 0
1989 | 5 | 5 | 2.1 | 1 | 0.95 | 0 | 1 | 0.95 | 0 | 0 | 0 | 0 | 0 | 0 | 0
1989 | 5 | 6 | 0.5 | 0.5 | 0.45 | 0 | 0.5 | 0.45 | 0 | 0 | 0 | 0 | 0 | 0 | 0
1989 | 5 | 7 | 0 | 0 | 0 | 0 | 0 | 0 | 0 | 0 | 0 | 0 | 0 | 0 | 0
1989 | 5 | 8 | 0 | 0 | 0 | 0 | 0 | 0 | 0 | 0 | 0 | 0 | 0 | 0 | 0
1989 | 5 | 9 | 0.32 | 0.32 | 0.27 | 0 | 0.32 | 0.27 | 0 | 0 | 0 | 0 | 0 | 0 | 0
1989 | 5 | 10 | 0.27 | 0.27 | 0.22 | 0 | 0.27 | 0.22 | 0 | 0 | 0 | 0 | 0 | 0 | 0
1989 | 5 | 11 | 0 | 0 | 0 | 0 | 0 | 0 | 0 | 0 | 0 | 0 | 0 | 0 | 0
1989 | 5 | 12 | 0.19 | 0.19 | 0.14 | 0 | 0.19 | 0.14 | 0 | 0 | 0 | 0 | 0 | 0 | 0
1989 | 5 | 13 | 0.01 | 0.01 | 0 | 0 | 0.01 | 0 | 0 | 0 | 0 | 0 | 0 | 0 | 0
1989 | 5 | 14 | 0 | 0 | 0 | 0 | 0 | 0 | 0 | 0 | 0 | 0 | 0 | 0 | 0
1989 | 5 | 15 | 0.37 | 0.37 | 0.32 | 0 | 0.37 | 0.32 | 0 | 0 | 0 | 0 | 0 | 0 | 0
1989 | 5 | 16 | 0.61 | 0.61 | 0.56 | 0 | 0.61 | 0.56 | 0 | 0 | 0 | 0 | 0 | 0 | 0
1989 | 5 | 17 | 0.12 | 0.12 | 0.07 | 0 | 0.12 | 0.07 | 0 | 0 | 0 | 0 | 0 | 0 | 0
1989 | 5 | 18 | 0 | 0 | 0 | 0 | 0 | 0 | 0 | 0 | 0 | 0 | 0 | 0 | 0
1989 | 5 | 19 | 0 | 0 | 0 | 0 | 0 | 0 | 0 | 0 | 0 | 0 | 0 | 0 | 0
1989 | 5 | 20 | 0 | 0 | 0 | 0 | 0 | 0 | 0 | 0 | 0 | 0 | 0 | 0 | 0
1989 | 5 | 21 | 0 | 0 | 0 | 0 | 0 | 0 | 0 | 0 | 0 | 0 | 0 | 0 | 0
1989 | 5 | 22 | 0 | 0 | 0 | 0 | 0 | 0 | 0 | 0 | 0 | 0 | 0 | 0 | 0
1989 | 5 | 23 | 1.59 | 1 | 0.95 | 0 | 1 | 0.95 | 0 | 0 | 0 | 0 | 0 | 0 | 0
1989 | 5 | 24 | 0.05 | 0.05 | 0 | 0 | 0.05 | 0 | 0 | 0 | 0 | 0 | 0 | 0 | 0
1989 | 5 | 25 | 0 | 0 | 0 | 0 | 0 | 0 | 0 | 0 | 0 | 0 | 0 | 0 | 0
1989 | 5 | 26 | 0.01 | 0.01 | 0 | 0 | 0.01 | 0 | 0 | 0 | 0 | 0 | 0 | 0 | 0
1989 | 5 | 27 | 0.19 | 0.19 | 0.14 | 0 | 0.19 | 0.14 | 0 | 0 | 0 | 0 | 0 | 0 | 0
1989 | 5 | 28 | 0 | 0 | 0 | 0 | 0 | 0 | 0 | 0 | 0 | 0 | 0 | 0 | 0
1989 | 5 | 29 | 0 | 0 | 0 | 0 | 0 | 0 | 0 | 0 | 0 | 0 | 0 | 0 | 0
1989 | 5 | 30 | 0 | 0 | 0 | 0 | 0 | 0 | 0 | 0 | 0 | 0 | 0 | 0 | 0
1989 | 5 | 31 | 0 | 0 | 0 | 0 | 0 | 0 | 0 | 0 | 0 | 0 | 0 | 0 | 0
1989 | 6 | 1 | 0 | 0 | 0 | 0 | 0 | 0 | 0 | 0 | 0 | 0 | 0 | 0 | 0
1989 | 6 | 2 | 0 | 0 | 0 | 0 | 0 | 0 | 0 | 0 | 0 | 0 | 0 | 0 | 0
1989 | 6 | 3 | 0 | 0 | 0 | 0 | 0 | 0 | 0 | 0 | 0 | 0 | 0 | 0 | 0
1989 | 6 | 4 | 0 | 0 | 0 | 0 | 0 | 0 | 0 | 0 | 0 | 0 | 0 | 0 | 0
1989 | 6 | 5 | 0.58 | 0.58 | 0.53 | 0 | 0.58 | 0.53 | 0 | 0 | 0 | 0 | 0 | 0 | 0
1989 | 6 | 6 | 0.59 | 0.59 | 0.54 | 0 | 0.59 | 0.54 | 0 | 0 | 0 | 0 | 0 | 0 | 0
1989 | 6 | 7 | 0.68 | 0.68 | 0.63 | 0 | 0.68 | 0.63 | 0 | 0 | 0 | 0 | 0 | 0 | 0
1989 | 6 | 8 | 0 | 0 | 0 | 0 | 0 | 0 | 0 | 0 | 0 | 0 | 0 | 0 | 0
1989 | 6 | 9 | 0.74 | 0.74 | 0.69 | 0 | 0.74 | 0.69 | 0 | 0 | 0 | 0 | 0 | 0 | 0
1989 | 6 | 10 | 0 | 0 | 0 | 0 | 0 | 0 | 0 | 0 | 0 | 0 | 0 | 0 | 0
1989 | 6 | 11 | 0 | 0 | 0 | 0 | 0 | 0 | 0 | 0 | 0 | 0 | 0 | 0 | 0
1989 | 6 | 12 | 0 | 0 | 0 | 0 | 0 | 0 | 0 | 0 | 0 | 0 | 0 | 0 | 0
1989 | 6 | 13 | 0.02 | 0.02 | 0 | 0 | 0.02 | 0 | 0 | 0 | 0 | 0 | 0 | 0 | 0
1989 | 6 | 14 | 0.8 | 0.8 | 0.75 | 0 | 0.8 | 0.75 | 0 | 0 | 0 | 0 | 0 | 0 | 0
1989 | 6 | 15 | 0.69 | 0.69 | 0.64 | 0 | 0.69 | 0.64 | 0 | 0 | 0 | 0 | 0 | 0 | 0
1989 | 6 | 16 | 0.09 | 0.09 | 0.04 | 0 | 0.09 | 0.04 | 0 | 0 | 0 | 0 | 0 | 0 | 0
1989 | 6 | 17 | 0 | 0 | 0 | 0 | 0 | 0 | 0 | 0 | 0 | 0 | 0 | 0 | 0
1989 | 6 | 18 | 0 | 0 | 0 | 0 | 0 | 0 | 0 | 0 | 0 | 0 | 0 | 0 | 0
1989 | 6 | 19 | 0 | 0 | 0 | 0 | 0 | 0 | 0 | 0 | 0 | 0 | 0 | 0 | 0
1989 | 6 | 20 | 0.16 | 0.16 | 0.11 | 0 | 0.16 | 0.11 | 0 | 0 | 0 | 0 | 0 | 0 | 0
1989 | 6 | 21 | 0.23 | 0.23 | 0.18 | 0 | 0.23 | 0.18 | 0 | 0 | 0 | 0 | 0 | 0 | 0
1989 | 6 | 22 | 0.02 | 0.02 | 0 | 0 | 0.02 | 0 | 0 | 0 | 0 | 0 | 0 | 0 | 0
1989 | 6 | 23 | 1.34 | 1 | 0.95 | 0 | 1 | 0.95 | 0 | 0 | 0 | 0 | 0 | 0 | 0
1989 | 6 | 24 | 0.08 | 0.08 | 0.03 | 0 | 0.08 | 0.03 | 0 | 0 | 0 | 0 | 0 | 0 | 0
1989 | 6 | 25 | 0 | 0 | 0 | 0 | 0 | 0 | 0 | 0 | 0 | 0 | 0 | 0 | 0
1989 | 6 | 26 | 0 | 0 | 0 | 0 | 0 | 0 | 0 | 0 | 0 | 0 | 0 | 0 | 0
1989 | 6 | 27 | 0 | 0 | 0 | 0 | 0 | 0 | 0 | 0 | 0 | 0 | 0 | 0 | 0
1989 | 6 | 28 | 0 | 0 | 0 | 0 | 0 | 0 | 0 | 0 | 0 | 0 | 0 | 0 | 0
1989 | 6 | 29 | 0 | 0 | 0 | 0 | 0 | 0 | 0 | 0 | 0 | 0 | 0 | 0 | 0
1989 | 6 | 30 | 0 | 0 | 0 | 0 | 0 | 0 | 0 | 0 | 0 | 0 | 0 | 0 | 0
1989 | 7 | 1 | 0 | 0 | 0 | 0 | 0 | 0 | 0 | 0 | 0 | 0 | 0 | 0 | 0
1989 | 7 | 2 | 0 | 0 | 0 | 0 | 0 | 0 | 0 | 0 | 0 | 0 | 0 | 0 | 0
1989 | 7 | 3 | 0 | 0 | 0 | 0 | 0 | 0 | 0 | 0 | 0 | 0 | 0 | 0 | 0
1989 | 7 | 4 | 1.28 | 1 | 0.95 | 0 | 1 | 0.95 | 0 | 0 | 0 | 0 | 0 | 0 | 0
1989 | 7 | 5 | 0.37 | 0.37 | 0.32 | 0 | 0.37 | 0.32 | 0 | 0 | 0 | 0 | 0 | 0 | 0
1989 | 7 | 6 | 0.76 | 0.76 | 0.71 | 0 | 0.76 | 0.71 | 0 | 0 | 0 | 0 | 0 | 0 | 0
1989 | 7 | 7 | 0 | 0 | 0 | 0 | 0 | 0 | 0 | 0 | 0 | 0 | 0 | 0 | 0
1989 | 7 | 8 | 0 | 0 | 0 | 0 | 0 | 0 | 0 | 0 | 0 | 0 | 0 | 0 | 0
1989 | 7 | 9 | 0 | 0 | 0 | 0 | 0 | 0 | 0 | 0 | 0 | 0 | 0 | 0 | 0
1989 | 7 | 10 | 0 | 0 | 0 | 0 | 0 | 0 | 0 | 0 | 0 | 0 | 0 | 0 | 0
1989 | 7 | 11 | 0 | 0 | 0 | 0 | 0 | 0 | 0 | 0 | 0 | 0 | 0 | 0 | 0
1989 | 7 | 12 | 0 | 0 | 0 | 0 | 0 | 0 | 0 | 0 | 0 | 0 | 0 | 0 | 0
1989 | 7 | 13 | 0.23 | 0.23 | 0.18 | 0 | 0.23 | 0.18 | 0 | 0 | 0 | 0 | 0 | 0 | 0
1989 | 7 | 14 | 0 | 0 | 0 | 0 | 0 | 0 | 0 | 0 | 0 | 0 | 0 | 0 | 0
1989 | 7 | 15 | 0 | 0 | 0 | 0 | 0 | 0 | 0 | 0 | 0 | 0 | 0 | 0 | 0
1989 | 7 | 16 | 0.64 | 0.64 | 0.59 | 0 | 0.64 | 0.59 | 0 | 0 | 0 | 0 | 0 | 0 | 0
1989 | 7 | 17 | 0 | 0 | 0 | 0 | 0 | 0 | 0 | 0 | 0 | 0 | 0 | 0 | 0
1989 | 7 | 18 | 0 | 0 | 0 | 0 | 0 | 0 | 0 | 0 | 0 | 0 | 0 | 0 | 0
1989 | 7 | 19 | 0 | 0 | 0 | 0 | 0 | 0 | 0 | 0 | 0 | 0 | 0 | 0 | 0
1989 | 7 | 20 | 0.68 | 0.68 | 0.63 | 0 | 0.68 | 0.63 | 0 | 0 | 0 | 0 | 0 | 0 | 0
1989 | 7 | 21 | 0 | 0 | 0 | 0 | 0 | 0 | 0 | 0 | 0 | 0 | 0 | 0 | 0
1989 | 7 | 22 | 0 | 0 | 0 | 0 | 0 | 0 | 0 | 0 | 0 | 0 | 0 | 0 | 0
1989 | 7 | 23 | 0 | 0 | 0 | 0 | 0 | 0 | 0 | 0 | 0 | 0 | 0 | 0 | 0
1989 | 7 | 24 | 0.21 | 0.21 | 0.16 | 0 | 0.21 | 0.16 | 0 | 0 | 0 | 0 | 0 | 0 | 0
1989 | 7 | 25 | 0 | 0 | 0 | 0 | 0 | 0 | 0 | 0 | 0 | 0 | 0 | 0 | 0
1989 | 7 | 26 | 1.19 | 1 | 0.95 | 0 | 1 | 0.95 | 0 | 0 | 0 | 0 | 0 | 0 | 0
1989 | 7 | 27 | 0.22 | 0.22 | 0.17 | 0 | 0.22 | 0.17 | 0 | 0 | 0 | 0 | 0 | 0 | 0
1989 | 7 | 28 | 0.02 | 0.02 | 0 | 0 | 0.02 | 0 | 0 | 0 | 0 | 0 | 0 | 0 | 0
1989 | 7 | 29 | 0 | 0 | 0 | 0 | 0 | 0 | 0 | 0 | 0 | 0 | 0 | 0 | 0
1989 | 7 | 30 | 0.04 | 0.04 | 0 | 0 | 0.04 | 0 | 0 | 0 | 0 | 0 | 0 | 0 | 0
1989 | 7 | 31 | 0.02 | 0.02 | 0 | 0 | 0.02 | 0 | 0 | 0 | 0 | 0 | 0 | 0 | 0
1989 | 8 | 1 | 0 | 0 | 0 | 0 | 0 | 0 | 0 | 0 | 0 | 0 | 0 | 0 | 0
1989 | 8 | 2 | 0 | 0 | 0 | 0 | 0 | 0 | 0 | 0 | 0 | 0 | 0 | 0 | 0
1989 | 8 | 3 | 0 | 0 | 0 | 0 | 0 | 0 | 0 | 0 | 0 | 0 | 0 | 0 | 0
1989 | 8 | 4 | 0 | 0 | 0 | 0 | 0 | 0 | 0 | 0 | 0 | 0 | 0 | 0 | 0
1989 | 8 | 5 | 0 | 0 | 0 | 0 | 0 | 0 | 0 | 0 | 0 | 0 | 0 | 0 | 0
1989 | 8 | 6 | 0 | 0 | 0 | 0 | 0 | 0 | 0 | 0 | 0 | 0 | 0 | 0 | 0
1989 | 8 | 7 | 0 | 0 | 0 | 0 | 0 | 0 | 0 | 0 | 0 | 0 | 0 | 0 | 0
1989 | 8 | 8 | 0 | 0 | 0 | 0 | 0 | 0 | 0 | 0 | 0 | 0 | 0 | 0 | 0
1989 | 8 | 9 | 0 | 0 | 0 | 0 | 0 | 0 | 0 | 0 | 0 | 0 | 0 | 0 | 0
1989 | 8 | 10 | 0 | 0 | 0 | 0 | 0 | 0 | 0 | 0 | 0 | 0 | 0 | 0 | 0
1989 | 8 | 11 | 0.01 | 0.01 | 0 | 0 | 0.01 | 0 | 0 | 0 | 0 | 0 | 0 | 0 | 0
1989 | 8 | 12 | 0.01 | 0.01 | 0 | 0 | 0.01 | 0 | 0 | 0 | 0 | 0 | 0 | 0 | 0
1989 | 8 | 13 | 0 | 0 | 0 | 0 | 0 | 0 | 0 | 0 | 0 | 0 | 0 | 0 | 0
1989 | 8 | 14 | 0 | 0 | 0 | 0 | 0 | 0 | 0 | 0 | 0 | 0 | 0 | 0 | 0
1989 | 8 | 15 | 0 | 0 | 0 | 0 | 0 | 0 | 0 | 0 | 0 | 0 | 0 | 0 | 0
1989 | 8 | 16 | 0 | 0 | 0 | 0 | 0 | 0 | 0 | 0 | 0 | 0 | 0 | 0 | 0
1989 | 8 | 17 | 0.94 | 0.94 | 0.89 | 0 | 0.94 | 0.89 | 0 | 0 | 0 | 0 | 0 | 0 | 0
1989 | 8 | 18 | 0.04 | 0.04 | 0 | 0 | 0.04 | 0 | 0 | 0 | 0 | 0 | 0 | 0 | 0
1989 | 8 | 19 | 0 | 0 | 0 | 0 | 0 | 0 | 0 | 0 | 0 | 0 | 0 | 0 | 0
1989 | 8 | 20 | 0 | 0 | 0 | 0 | 0 | 0 | 0 | 0 | 0 | 0 | 0 | 0 | 0
1989 | 8 | 21 | 0.15 | 0.15 | 0.1 | 0 | 0.15 | 0.1 | 0 | 0 | 0 | 0 | 0 | 0 | 0
1989 | 8 | 22 | 0 | 0 | 0 | 0 | 0 | 0 | 0 | 0 | 0 | 0 | 0 | 0 | 0
1989 | 8 | 23 | 0 | 0 | 0 | 0 | 0 | 0 | 0 | 0 | 0 | 0 | 0 | 0 | 0
1989 | 8 | 24 | 0 | 0 | 0 | 0 | 0 | 0 | 0 | 0 | 0 | 0 | 0 | 0 | 0
1989 | 8 | 25 | 0 | 0 | 0 | 0 | 0 | 0 | 0 | 0 | 0 | 0 | 0 | 0 | 0
1989 | 8 | 26 | 0 | 0 | 0 | 0 | 0 | 0 | 0 | 0 | 0 | 0 | 0 | 0 | 0
1989 | 8 | 27 | 0 | 0 | 0 | 0 | 0 | 0 | 0 | 0 | 0 | 0 | 0 | 0 | 0
1989 | 8 | 28 | 0 | 0 | 0 | 0 | 0 | 0 | 0 | 0 | 0 | 0 | 0 | 0 | 0
1989 | 8 | 29 | 0 | 0 | 0 | 0 | 0 | 0 | 0 | 0 | 0 | 0 | 0 | 0 | 0
1989 | 8 | 30 | 0 | 0 | 0 | 0 | 0 | 0 | 0 | 0 | 0 | 0 | 0 | 0 | 0
1989 | 8 | 31 | 0 | 0 | 0 | 0 | 0 | 0 | 0 | 0 | 0 | 0 | 0 | 0 | 0
1989 | 9 | 1 | 0 | 0 | 0 | 0 | 0 | 0 | 0 | 0 | 0 | 0 | 0 | 0 | 0
1989 | 9 | 2 | 0 | 0 | 0 | 0 | 0 | 0 | 0 | 0 | 0 | 0 | 0 | 0 | 0
1989 | 9 | 3 | 0 | 0 | 0 | 0 | 0 | 0 | 0 | 0 | 0 | 0 | 0 | 0 | 0
1989 | 9 | 4 | 0 | 0 | 0 | 0 | 0 | 0 | 0 | 0 | 0 | 0 | 0 | 0 | 0
1989 | 9 | 5 | 0 | 0 | 0 | 0 | 0 | 0 | 0 | 0 | 0 | 0 | 0 | 0 | 0
1989 | 9 | 6 | 0 | 0 | 0 | 0 | 0 | 0 | 0 | 0 | 0 | 0 | 0 | 0 | 0
1989 | 9 | 7 | 0 | 0 | 0 | 0 | 0 | 0 | 0 | 0 | 0 | 0 | 0 | 0 | 0
1989 | 9 | 8 | 0 | 0 | 0 | 0 | 0 | 0 | 0 | 0 | 0 | 0 | 0 | 0 | 0
1989 | 9 | 9 | 0 | 0 | 0 | 0 | 0 | 0 | 0 | 0 | 0 | 0 | 0 | 0 | 0
1989 | 9 | 10 | 0 | 0 | 0 | 0 | 0 | 0 | 0 | 0 | 0 | 0 | 0 | 0 | 0
1989 | 9 | 11 | 0 | 0 | 0 | 0 | 0 | 0 | 0 | 0 | 0 | 0 | 0 | 0 | 0
1989 | 9 | 12 | 0.03 | 0.03 | 0 | 0 | 0.03 | 0 | 0 | 0 | 0 | 0 | 0 | 0 | 0
1989 | 9 | 13 | 1.62 | 1 | 0.95 | 0 | 1 | 0.95 | 0 | 0 | 0 | 0 | 0 | 0 | 0
1989 | 9 | 14 | 0.01 | 0.01 | 0 | 0 | 0.01 | 0 | 0 | 0 | 0 | 0 | 0 | 0 | 0
1989 | 9 | 15 | 0 | 0 | 0 | 0 | 0 | 0 | 0 | 0 | 0 | 0 | 0 | 0 | 0
1989 | 9 | 16 | 1.84 | 1 | 0.95 | 0 | 1 | 0.95 | 0 | 0 | 0 | 0 | 0 | 0 | 0
1989 | 9 | 17 | 0 | 0 | 0 | 0 | 0 | 0 | 0 | 0 | 0 | 0 | 0 | 0 | 0
1989 | 9 | 18 | 0 | 0 | 0 | 0 | 0 | 0 | 0 | 0 | 0 | 0 | 0 | 0 | 0
1989 | 9 | 19 | 0.29 | 0.29 | 0.24 | 0 | 0.29 | 0.24 | 0 | 0 | 0 | 0 | 0 | 0 | 0
1989 | 9 | 20 | 1.1 | 1 | 0.95 | 0 | 1 | 0.95 | 0 | 0 | 0 | 0 | 0 | 0 | 0
1989 | 9 | 21 | 0 | 0 | 0 | 0 | 0 | 0 | 0 | 0 | 0 | 0 | 0 | 0 | 0
1989 | 9 | 22 | 0.1 | 0.1 | 0.05 | 0 | 0.1 | 0.05 | 0 | 0 | 0 | 0 | 0 | 0 | 0
1989 | 9 | 23 | 0.18 | 0.18 | 0.13 | 0 | 0.18 | 0.13 | 0 | 0 | 0 | 0 | 0 | 0 | 0
1989 | 9 | 24 | 0 | 0 | 0 | 0 | 0 | 0 | 0 | 0 | 0 | 0 | 0 | 0 | 0
1989 | 9 | 25 | 0.36 | 0.36 | 0.31 | 0 | 0.36 | 0.31 | 0 | 0 | 0 | 0 | 0 | 0 | 0
1989 | 9 | 26 | 1.15 | 1 | 0.95 | 0 | 1 | 0.95 | 0 | 0 | 0 | 0 | 0 | 0 | 0
1989 | 9 | 27 | 0 | 0 | 0 | 0 | 0 | 0 | 0 | 0 | 0 | 0 | 0 | 0 | 0
1989 | 9 | 28 | 0 | 0 | 0 | 0 | 0 | 0 | 0 | 0 | 0 | 0 | 0 | 0 | 0
1989 | 9 | 29 | 0 | 0 | 0 | 0 | 0 | 0 | 0 | 0 | 0 | 0 | 0 | 0 | 0
1989 | 9 | 30 | 0 | 0 | 0 | 0 | 0 | 0 | 0 | 0 | 0 | 0 | 0 | 0 | 0
1989 | 10 | 1 | 0.87 | 0.87 | 0.82 | 0 | 0.87 | 0.82 | 0 | 0 | 0 | 0 | 0 | 0 | 0
1989 | 10 | 2 | 0.96 | 0.96 | 0.91 | 0 | 0.96 | 0.91 | 0 | 0 | 0 | 0 | 0 | 0 | 0
1989 | 10 | 3 | 0 | 0 | 0 | 0 | 0 | 0 | 0 | 0 | 0 | 0 | 0 | 0 | 0
1989 | 10 | 4 | 0 | 0 | 0 | 0 | 0 | 0 | 0 | 0 | 0 | 0 | 0 | 0 | 0
1989 | 10 | 5 | 0 | 0 | 0 | 0 | 0 | 0 | 0 | 0 | 0 | 0 | 0 | 0 | 0
1989 | 10 | 6 | 0 | 0 | 0 | 0 | 0 | 0 | 0 | 0 | 0 | 0 | 0 | 0 | 0
1989 | 10 | 7 | 0 | 0 | 0 | 0 | 0 | 0 | 0 | 0 | 0 | 0 | 0 | 0 | 0
1989 | 10 | 8 | 0 | 0 | 0 | 0 | 0 | 0 | 0 | 0 | 0 | 0 | 0 | 0 | 0
1989 | 10 | 9 | 0 | 0 | 0 | 0 | 0 | 0 | 0 | 0 | 0 | 0 | 0 | 0 | 0
1989 | 10 | 10 | 0 | 0 | 0 | 0 | 0 | 0 | 0 | 0 | 0 | 0 | 0 | 0 | 0
1989 | 10 | 11 | 0 | 0 | 0 | 0 | 0 | 0 | 0 | 0 | 0 | 0 | 0 | 0 | 0
1989 | 10 | 12 | 0 | 0 | 0 | 0 | 0 | 0 | 0 | 0 | 0 | 0 | 0 | 0 | 0
1989 | 10 | 13 | 0 | 0 | 0 | 0 | 0 | 0 | 0 | 0 | 0 | 0 | 0 | 0 | 0
1989 | 10 | 14 | 0 | 0 | 0 | 0 | 0 | 0 | 0 | 0 | 0 | 0 | 0 | 0 | 0
1989 | 10 | 15 | 0 | 0 | 0 | 0 | 0 | 0 | 0 | 0 | 0 | 0 | 0 | 0 | 0
1989 | 10 | 16 | 0 | 0 | 0 | 0 | 0 | 0 | 0 | 0 | 0 | 0 | 0 | 0 | 0
1989 | 10 | 17 | 0.64 | 0.64 | 0.59 | 0 | 0.64 | 0.59 | 0 | 0 | 0 | 0 | 0 | 0 | 0
1989 | 10 | 18 | 0.94 | 0.94 | 0.89 | 0 | 0.94 | 0.89 | 0 | 0 | 0 | 0 | 0 | 0 | 0
1989 | 10 | 19 | 1.12 | 1 | 0.95 | 0 | 1 | 0.95 | 0 | 0 | 0 | 0 | 0 | 0 | 0
1989 | 10 | 20 | 0.65 | 0.65 | 0.6 | 0 | 0.65 | 0.6 | 0 | 0 | 0 | 0 | 0 | 0 | 0
1989 | 10 | 21 | 0 | 0 | 0 | 0 | 0 | 0 | 0 | 0 | 0 | 0 | 0 | 0 | 0
1989 | 10 | 22 | 0 | 0 | 0 | 0 | 0 | 0 | 0 | 0 | 0 | 0 | 0 | 0 | 0
1989 | 10 | 23 | 0 | 0 | 0 | 0 | 0 | 0 | 0 | 0 | 0 | 0 | 0 | 0 | 0
1989 | 10 | 24 | 0 | 0 | 0 | 0 | 0 | 0 | 0 | 0 | 0 | 0 | 0 | 0 | 0
1989 | 10 | 25 | 0 | 0 | 0 | 0 | 0 | 0 | 0 | 0 | 0 | 0 | 0 | 0 | 0
1989 | 10 | 26 | 0 | 0 | 0 | 0 | 0 | 0 | 0 | 0 | 0 | 0 | 0 | 0 | 0
1989 | 10 | 27 | 0 | 0 | 0 | 0 | 0 | 0 | 0 | 0 | 0 | 0 | 0 | 0 | 0
1989 | 10 | 28 | 0 | 0 | 0 | 0 | 0 | 0 | 0 | 0 | 0 | 0 | 0 | 0 | 0
1989 | 10 | 29 | 0 | 0 | 0 | 0 | 0 | 0 | 0 | 0 | 0 | 0 | 0 | 0 | 0
1989 | 10 | 30 | 0.08 | 0.08 | 0.03 | 0 | 0.08 | 0.03 | 0 | 0 | 0 | 0 | 0 | 0 | 0
1989 | 10 | 31 | 0.22 | 0.22 | 0.17 | 0 | 0.22 | 0.17 | 0 | 0 | 0 | 0 | 0 | 0 | 0
1989 | 11 | 1 | 0 | 0 | 0 | 0 | 0 | 0 | 0 | 0 | 0 | 0 | 0 | 0 | 0
1989 | 11 | 2 | 0.12 | 0.12 | 0.07 | 0 | 0.12 | 0.07 | 0 | 0 | 0 | 0 | 0 | 0 | 0
1989 | 11 | 3 | 0.04 | 0.04 | 0 | 0 | 0.04 | 0 | 0 | 0 | 0 | 0 | 0 | 0 | 0
1989 | 11 | 4 | 0 | 0 | 0 | 0 | 0 | 0 | 0 | 0 | 0 | 0 | 0 | 0 | 0
1989 | 11 | 5 | 0 | 0 | 0 | 0 | 0 | 0 | 0 | 0 | 0 | 0 | 0 | 0 | 0
1989 | 11 | 6 | 0 | 0 | 0 | 0 | 0 | 0 | 0 | 0 | 0 | 0 | 0 | 0 | 0
1989 | 11 | 7 | 0 | 0 | 0 | 0 | 0 | 0 | 0 | 0 | 0 | 0 | 0 | 0 | 0
1989 | 11 | 8 | 0.56 | 0.56 | 0.51 | 0 | 0.56 | 0.51 | 0 | 0 | 0 | 0 | 0 | 0 | 0
1989 | 11 | 9 | 0.03 | 0.03 | 0 | 0 | 0.03 | 0 | 0 | 0 | 0 | 0 | 0 | 0 | 0
1989 | 11 | 10 | 0 | 0 | 0 | 0 | 0 | 0 | 0 | 0 | 0 | 0 | 0 | 0 | 0
1989 | 11 | 11 | 0 | 0 | 0 | 0 | 0 | 0 | 0 | 0 | 0 | 0 | 0 | 0 | 0
1989 | 11 | 12 | 0 | 0 | 0 | 0 | 0 | 0 | 0 | 0 | 0 | 0 | 0 | 0 | 0
1989 | 11 | 13 | 0 | 0 | 0 | 0 | 0 | 0 | 0 | 0 | 0 | 0 | 0 | 0 | 0
1989 | 11 | 14 | 0.01 | 0.01 | 0 | 0 | 0.01 | 0 | 0 | 0 | 0 | 0 | 0 | 0 | 0
1989 | 11 | 15 | 0.05 | 0.05 | 0 | 0 | 0.05 | 0 | 0 | 0 | 0 | 0 | 0 | 0 | 0
1989 | 11 | 16 | 1.2 | 1 | 0.95 | 0 | 1 | 0.95 | 0 | 0 | 0 | 0 | 0 | 0 | 0
1989 | 11 | 17 | 0 | 0 | 0 | 0 | 0 | 0 | 0 | 0 | 0 | 0 | 0 | 0 | 0
1989 | 11 | 18 | 0 | 0 | 0 | 0 | 0 | 0 | 0 | 0 | 0 | 0 | 0 | 0 | 0
1989 | 11 | 19 | 0 | 0 | 0 | 0 | 0 | 0 | 0 | 0 | 0 | 0 | 0 | 0 | 0
1989 | 11 | 20 | 0 | 0 | 0 | 0 | 0 | 0 | 0 | 0 | 0 | 0 | 0 | 0 | 0
1989 | 11 | 21 | 0 | 0 | 0 | 0 | 0 | 0 | 0 | 0 | 0 | 0 | 0 | 0 | 0
1989 | 11 | 22 | 0.2 | 0.2 | 0.15 | 0 | 0.2 | 0.15 | 0 | 0 | 0 | 0 | 0 | 0 | 0
1989 | 11 | 23 | 0.15 | 0.15 | 0.1 | 0 | 0.15 | 0.1 | 0 | 0 | 0 | 0 | 0 | 0 | 0
1989 | 11 | 24 | 0 | 0 | 0 | 0 | 0 | 0 | 0 | 0 | 0 | 0 | 0 | 0 | 0
1989 | 11 | 25 | 0 | 0 | 0 | 0 | 0 | 0 | 0 | 0 | 0 | 0 | 0 | 0 | 0
1989 | 11 | 26 | 0 | 0 | 0 | 0 | 0 | 0 | 0 | 0 | 0 | 0 | 0 | 0 | 0
1989 | 11 | 27 | 0.01 | 0.01 | 0 | 0 | 0.01 | 0 | 0 | 0 | 0 | 0 | 0 | 0 | 0
1989 | 11 | 28 | 0 | 0 | 0 | 0 | 0 | 0 | 0 | 0 | 0 | 0 | 0 | 0 | 0
1989 | 11 | 29 | 0 | 0 | 0 | 0 | 0 | 0 | 0 | 0 | 0 | 0 | 0 | 0 | 0
1989 | 11 | 30 | 0 | 0 | 0 | 0 | 0 | 0 | 0 | 0 | 0 | 0 | 0 | 0 | 0
1989 | 12 | 1 | 0 | 0 | 0 | 0 | 0 | 0 | 0 | 0 | 0 | 0 | 0 | 0 | 0
1989 | 12 | 2 | 0 | 0 | 0 | 0 | 0 | 0 | 0 | 0 | 0 | 0 | 0 | 0 | 0
1989 | 12 | 3 | 0 | 0 | 0 | 0 | 0 | 0 | 0 | 0 | 0 | 0 | 0 | 0 | 0
1989 | 12 | 4 | 0 | 0 | 0 | 0 | 0 | 0 | 0 | 0 | 0 | 0 | 0 | 0 | 0
1989 | 12 | 5 | 0 | 0 | 0 | 0 | 0 | 0 | 0 | 0 | 0 | 0 | 0 | 0 | 0
1989 | 12 | 6 | 0.01 | 0.01 | 0 | 0 | 0.01 | 0 | 0 | 0 | 0 | 0 | 0 | 0 | 0
1989 | 12 | 7 | 0 | 0 | 0 | 0 | 0 | 0 | 0 | 0 | 0 | 0 | 0 | 0 | 0
1989 | 12 | 8 | 0.32 | 0.32 | 0.27 | 0 | 0.32 | 0.27 | 0 | 0 | 0 | 0 | 0 | 0 | 0
1989 | 12 | 9 | 0 | 0 | 0 | 0 | 0 | 0 | 0 | 0 | 0 | 0 | 0 | 0 | 0
1989 | 12 | 10 | 0 | 0 | 0 | 0 | 0 | 0 | 0 | 0 | 0 | 0 | 0 | 0 | 0
1989 | 12 | 11 | 0 | 0 | 0 | 0 | 0 | 0 | 0 | 0 | 0 | 0 | 0 | 0 | 0
1989 | 12 | 12 | 0.25 | 0.25 | 0.2 | 0 | 0.25 | 0.2 | 0 | 0 | 0 | 0 | 0 | 0 | 0
1989 | 12 | 13 | 0.2 | 0.2 | 0.15 | 0 | 0.2 | 0.15 | 0 | 0 | 0 | 0 | 0 | 0 | 0
1989 | 12 | 14 | 0 | 0 | 0 | 0 | 0 | 0 | 0 | 0 | 0 | 0 | 0 | 0 | 0
1989 | 12 | 15 | 0.04 | 0.04 | 0 | 0 | 0.04 | 0 | 0 | 0 | 0 | 0 | 0 | 0 | 0
1989 | 12 | 16 | 0 | 0 | 0 | 0 | 0 | 0 | 0 | 0 | 0 | 0 | 0 | 0 | 0
1989 | 12 | 17 | 0 | 0 | 0 | 0 | 0 | 0 | 0 | 0 | 0 | 0 | 0 | 0 | 0
1989 | 12 | 18 | 0 | 0 | 0 | 0 | 0 | 0 | 0 | 0 | 0 | 0 | 0 | 0 | 0
1989 | 12 | 19 | 0 | 0 | 0 | 0 | 0 | 0 | 0 | 0 | 0 | 0 | 0 | 0 | 0
1989 | 12 | 20 | 0 | 0 | 0 | 0 | 0 | 0 | 0 | 0 | 0 | 0 | 0 | 0 | 0
1989 | 12 | 21 | 0 | 0 | 0 | 0 | 0 | 0 | 0 | 0 | 0 | 0 | 0 | 0 | 0
1989 | 12 | 22 | 0 | 0 | 0 | 0 | 0 | 0 | 0 | 0 | 0 | 0 | 0 | 0 | 0
1989 | 12 | 23 | 0 | 0 | 0 | 0 | 0 | 0 | 0 | 0 | 0 | 0 | 0 | 0 | 0
1989 | 12 | 24 | 0 | 0 | 0 | 0 | 0 | 0 | 0 | 0 | 0 | 0 | 0 | 0 | 0
1989 | 12 | 25 | 0 | 0 | 0 | 0 | 0 | 0 | 0 | 0 | 0 | 0 | 0 | 0 | 0
1989 | 12 | 26 | 0.02 | 0.02 | 0 | 0 | 0.02 | 0 | 0 | 0 | 0 | 0 | 0 | 0 | 0
1989 | 12 | 27 | 0 | 0 | 0 | 0 | 0 | 0 | 0 | 0 | 0 | 0 | 0 | 0 | 0
1989 | 12 | 28 | 0 | 0 | 0 | 0 | 0 | 0 | 0 | 0 | 0 | 0 | 0 | 0 | 0
1989 | 12 | 29 | 0 | 0 | 0 | 0 | 0 | 0 | 0 | 0 | 0 | 0 | 0 | 0 | 0
1989 | 12 | 30 | 0.03 | 0.03 | 0 | 0 | 0.03 | 0 | 0 | 0 | 0 | 0 | 0 | 0 | 0
1989 | 12 | 31 | 1.23 | 1 | 0.95 | 0 | 1 | 0.95 | 0 | 0 | 0 | 0 | 0 | 0 | 0
1990 | 1 | 1 | 0.2 | 0.2 | 0.15 | 0 | 0.2 | 0.15 | 0 | 0 | 0 | 0 | 0 | 0 | 0
1990 | 1 | 2 | 0 | 0 | 0 | 0 | 0 | 0 | 0 | 0 | 0 | 0 | 0 | 0 | 0
1990 | 1 | 3 | 0 | 0 | 0 | 0 | 0 | 0 | 0 | 0 | 0 | 0 | 0 | 0 | 0
1990 | 1 | 4 | 0.06 | 0.06 | 0.01 | 0 | 0.06 | 0.01 | 0 | 0 | 0 | 0 | 0 | 0 | 0
1990 | 1 | 5 | 0 | 0 | 0 | 0 | 0 | 0 | 0 | 0 | 0 | 0 | 0 | 0 | 0
1990 | 1 | 6 | 0.04 | 0.04 | 0 | 0 | 0.04 | 0 | 0 | 0 | 0 | 0 | 0 | 0 | 0
1990 | 1 | 7 | 0 | 0 | 0 | 0 | 0 | 0 | 0 | 0 | 0 | 0 | 0 | 0 | 0
1990 | 1 | 8 | 0.52 | 0.52 | 0.47 | 0 | 0.52 | 0.47 | 0 | 0 | 0 | 0 | 0 | 0 | 0
1990 | 1 | 9 | 0 | 0 | 0 | 0 | 0 | 0 | 0 | 0 | 0 | 0 | 0 | 0 | 0
1990 | 1 | 10 | 0.01 | 0.01 | 0 | 0 | 0.01 | 0 | 0 | 0 | 0 | 0 | 0 | 0 | 0
1990 | 1 | 11 | 0 | 0 | 0 | 0 | 0 | 0 | 0 | 0 | 0 | 0 | 0 | 0 | 0
1990 | 1 | 12 | 0 | 0 | 0 | 0 | 0 | 0 | 0 | 0 | 0 | 0 | 0 | 0 | 0
1990 | 1 | 13 | 0 | 0 | 0 | 0 | 0 | 0 | 0 | 0 | 0 | 0 | 0 | 0 | 0
1990 | 1 | 14 | 0 | 0 | 0 | 0 | 0 | 0 | 0 | 0 | 0 | 0 | 0 | 0 | 0
1990 | 1 | 15 | 0.02 | 0.02 | 0 | 0 | 0.02 | 0 | 0 | 0 | 0 | 0 | 0 | 0 | 0
1990 | 1 | 16 | 0 | 0 | 0 | 0 | 0 | 0 | 0 | 0 | 0 | 0 | 0 | 0 | 0
1990 | 1 | 17 | 0 | 0 | 0 | 0 | 0 | 0 | 0 | 0 | 0 | 0 | 0 | 0 | 0
1990 | 1 | 18 | 0 | 0 | 0 | 0 | 0 | 0 | 0 | 0 | 0 | 0 | 0 | 0 | 0
1990 | 1 | 19 | 0 | 0 | 0 | 0 | 0 | 0 | 0 | 0 | 0 | 0 | 0 | 0 | 0
1990 | 1 | 20 | 0.11 | 0.11 | 0.06 | 0 | 0.11 | 0.06 | 0 | 0 | 0 | 0 | 0 | 0 | 0
1990 | 1 | 21 | 0 | 0 | 0 | 0 | 0 | 0 | 0 | 0 | 0 | 0 | 0 | 0 | 0
1990 | 1 | 22 | 0 | 0 | 0 | 0 | 0 | 0 | 0 | 0 | 0 | 0 | 0 | 0 | 0
1990 | 1 | 23 | 0 | 0 | 0 | 0 | 0 | 0 | 0 | 0 | 0 | 0 | 0 | 0 | 0
1990 | 1 | 24 | 0.01 | 0.01 | 0 | 0 | 0.01 | 0 | 0 | 0 | 0 | 0 | 0 | 0 | 0
1990 | 1 | 25 | 0.92 | 0.92 | 0.87 | 0 | 0.92 | 0.87 | 0 | 0 | 0 | 0 | 0 | 0 | 0
1990 | 1 | 26 | 0.5 | 0.5 | 0.45 | 0 | 0.5 | 0.45 | 0 | 0 | 0 | 0 | 0 | 0 | 0
1990 | 1 | 27 | 0 | 0 | 0 | 0 | 0 | 0 | 0 | 0 | 0 | 0 | 0 | 0 | 0
1990 | 1 | 28 | 0 | 0 | 0 | 0 | 0 | 0 | 0 | 0 | 0 | 0 | 0 | 0 | 0
1990 | 1 | 29 | 0.56 | 0.56 | 0.51 | 0 | 0.56 | 0.51 | 0 | 0 | 0 | 0 | 0 | 0 | 0
1990 | 1 | 30 | 0 | 0 | 0 | 0 | 0 | 0 | 0 | 0 | 0 | 0 | 0 | 0 | 0
1990 | 1 | 31 | 0 | 0 | 0 | 0 | 0 | 0 | 0 | 0 | 0 | 0 | 0 | 0 | 0
1990 | 2 | 1 | 0 | 0 | 0 | 0 | 0 | 0 | 0 | 0 | 0 | 0 | 0 | 0 | 0
1990 | 2 | 2 | 0 | 0 | 0 | 0 | 0 | 0 | 0 | 0 | 0 | 0 | 0 | 0 | 0
1990 | 2 | 3 | 0.23 | 0.23 | 0.18 | 0 | 0.23 | 0.18 | 0 | 0 | 0 | 0 | 0 | 0 | 0
1990 | 2 | 4 | 0.06 | 0.06 | 0.01 | 0 | 0.06 | 0.01 | 0 | 0 | 0 | 0 | 0 | 0 | 0
1990 | 2 | 5 | 0 | 0 | 0 | 0 | 0 | 0 | 0 | 0 | 0 | 0 | 0 | 0 | 0
1990 | 2 | 6 | 0 | 0 | 0 | 0 | 0 | 0 | 0 | 0 | 0 | 0 | 0 | 0 | 0
1990 | 2 | 7 | 0.04 | 0.04 | 0 | 0 | 0.04 | 0 | 0 | 0 | 0 | 0 | 0 | 0 | 0
1990 | 2 | 8 | 0 | 0 | 0 | 0 | 0 | 0 | 0 | 0 | 0 | 0 | 0 | 0 | 0
1990 | 2 | 9 | 0.01 | 0.01 | 0 | 0 | 0.01 | 0 | 0 | 0 | 0 | 0 | 0 | 0 | 0
1990 | 2 | 10 | 0.46 | 0.46 | 0.41 | 0 | 0.46 | 0.41 | 0 | 0 | 0 | 0 | 0 | 0 | 0
1990 | 2 | 11 | 0.02 | 0.02 | 0 | 0 | 0.02 | 0 | 0 | 0 | 0 | 0 | 0 | 0 | 0
1990 | 2 | 12 | 0 | 0 | 0 | 0 | 0 | 0 | 0 | 0 | 0 | 0 | 0 | 0 | 0
1990 | 2 | 13 | 0 | 0 | 0 | 0 | 0 | 0 | 0 | 0 | 0 | 0 | 0 | 0 | 0
1990 | 2 | 14 | 0 | 0 | 0 | 0 | 0 | 0 | 0 | 0 | 0 | 0 | 0 | 0 | 0
1990 | 2 | 15 | 0.01 | 0.01 | 0 | 0 | 0.01 | 0 | 0 | 0 | 0 | 0 | 0 | 0 | 0
1990 | 2 | 16 | 0.07 | 0.07 | 0.02 | 0 | 0.07 | 0.02 | 0 | 0 | 0 | 0 | 0 | 0 | 0
1990 | 2 | 17 | 0 | 0 | 0 | 0 | 0 | 0 | 0 | 0 | 0 | 0 | 0 | 0 | 0
1990 | 2 | 18 | 0 | 0 | 0 | 0 | 0 | 0 | 0 | 0 | 0 | 0 | 0 | 0 | 0
1990 | 2 | 19 | 0 | 0 | 0 | 0 | 0 | 0 | 0 | 0 | 0 | 0 | 0 | 0 | 0
1990 | 2 | 20 | 0 | 0 | 0 | 0 | 0 | 0 | 0 | 0 | 0 | 0 | 0 | 0 | 0
1990 | 2 | 21 | 0 | 0 | 0 | 0 | 0 | 0 | 0 | 0 | 0 | 0 | 0 | 0 | 0
1990 | 2 | 22 | 0.31 | 0.31 | 0.26 | 0 | 0.31 | 0.26 | 0 | 0 | 0 | 0 | 0 | 0 | 0
1990 | 2 | 23 | 0.08 | 0.08 | 0.03 | 0 | 0.08 | 0.03 | 0 | 0 | 0 | 0 | 0 | 0 | 0
1990 | 2 | 24 | 0 | 0 | 0 | 0 | 0 | 0 | 0 | 0 | 0 | 0 | 0 | 0 | 0
1990 | 2 | 25 | 0 | 0 | 0 | 0 | 0 | 0 | 0 | 0 | 0 | 0 | 0 | 0 | 0
1990 | 2 | 26 | 0 | 0 | 0 | 0 | 0 | 0 | 0 | 0 | 0 | 0 | 0 | 0 | 0
1990 | 2 | 27 | 0.01 | 0.01 | 0 | 0 | 0.01 | 0 | 0 | 0 | 0 | 0 | 0 | 0 | 0
1990 | 2 | 28 | 0 | 0 | 0 | 0 | 0 | 0 | 0 | 0 | 0 | 0 | 0 | 0 | 0
1990 | 3 | 1 | 0 | 0 | 0 | 0 | 0 | 0 | 0 | 0 | 0 | 0 | 0 | 0 | 0
1990 | 3 | 2 | 0.05 | 0.05 | 0 | 0 | 0.05 | 0 | 0 | 0 | 0 | 0 | 0 | 0 | 0
1990 | 3 | 3 | 0.01 | 0.01 | 0 | 0 | 0.01 | 0 | 0 | 0 | 0 | 0 | 0 | 0 | 0
1990 | 3 | 4 | 0 | 0 | 0 | 0 | 0 | 0 | 0 | 0 | 0 | 0 | 0 | 0 | 0
1990 | 3 | 5 | 0 | 0 | 0 | 0 | 0 | 0 | 0 | 0 | 0 | 0 | 0 | 0 | 0
1990 | 3 | 6 | 0 | 0 | 0 | 0 | 0 | 0 | 0 | 0 | 0 | 0 | 0 | 0 | 0
1990 | 3 | 7 | 0 | 0 | 0 | 0 | 0 | 0 | 0 | 0 | 0 | 0 | 0 | 0 | 0
1990 | 3 | 8 | 0 | 0 | 0 | 0 | 0 | 0 | 0 | 0 | 0 | 0 | 0 | 0 | 0
1990 | 3 | 9 | 0.01 | 0.01 | 0 | 0 | 0.01 | 0 | 0 | 0 | 0 | 0 | 0 | 0 | 0
1990 | 3 | 10 | 0 | 0 | 0 | 0 | 0 | 0 | 0 | 0 | 0 | 0 | 0 | 0 | 0
1990 | 3 | 11 | 0.01 | 0.01 | 0 | 0 | 0.01 | 0 | 0 | 0 | 0 | 0 | 0 | 0 | 0
1990 | 3 | 12 | 0 | 0 | 0 | 0 | 0 | 0 | 0 | 0 | 0 | 0 | 0 | 0 | 0
1990 | 3 | 13 | 0 | 0 | 0 | 0 | 0 | 0 | 0 | 0 | 0 | 0 | 0 | 0 | 0
1990 | 3 | 14 | 0 | 0 | 0 | 0 | 0 | 0 | 0 | 0 | 0 | 0 | 0 | 0 | 0
1990 | 3 | 15 | 0 | 0 | 0 | 0 | 0 | 0 | 0 | 0 | 0 | 0 | 0 | 0 | 0
1990 | 3 | 16 | 0.03 | 0.03 | 0 | 0 | 0.03 | 0 | 0 | 0 | 0 | 0 | 0 | 0 | 0
1990 | 3 | 17 | 1.34 | 1 | 0.95 | 0 | 1 | 0.95 | 0 | 0 | 0 | 0 | 0 | 0 | 0
1990 | 3 | 18 | 0.01 | 0.01 | 0 | 0 | 0.01 | 0 | 0 | 0 | 0 | 0 | 0 | 0 | 0
1990 | 3 | 19 | 0.01 | 0.01 | 0 | 0 | 0.01 | 0 | 0 | 0 | 0 | 0 | 0 | 0 | 0
1990 | 3 | 20 | 0.1 | 0.1 | 0.05 | 0 | 0.1 | 0.05 | 0 | 0 | 0 | 0 | 0 | 0 | 0
1990 | 3 | 21 | 0 | 0 | 0 | 0 | 0 | 0 | 0 | 0 | 0 | 0 | 0 | 0 | 0
1990 | 3 | 22 | 0 | 0 | 0 | 0 | 0 | 0 | 0 | 0 | 0 | 0 | 0 | 0 | 0
1990 | 3 | 23 | 0 | 0 | 0 | 0 | 0 | 0 | 0 | 0 | 0 | 0 | 0 | 0 | 0
1990 | 3 | 24 | 0.22 | 0.22 | 0.17 | 0 | 0.22 | 0.17 | 0 | 0 | 0 | 0 | 0 | 0 | 0
1990 | 3 | 25 | 0.1 | 0.1 | 0.05 | 0 | 0.1 | 0.05 | 0 | 0 | 0 | 0 | 0 | 0 | 0
1990 | 3 | 26 | 0 | 0 | 0 | 0 | 0 | 0 | 0 | 0 | 0 | 0 | 0 | 0 | 0
1990 | 3 | 27 | 0 | 0 | 0 | 0 | 0 | 0 | 0 | 0 | 0 | 0 | 0 | 0 | 0
1990 | 3 | 28 | 0 | 0 | 0 | 0 | 0 | 0 | 0 | 0 | 0 | 0 | 0 | 0 | 0
1990 | 3 | 29 | 0.06 | 0.06 | 0.01 | 0 | 0.06 | 0.01 | 0 | 0 | 0 | 0 | 0 | 0 | 0
1990 | 3 | 30 | 0.31 | 0.31 | 0.26 | 0 | 0.31 | 0.26 | 0 | 0 | 0 | 0 | 0 | 0 | 0
1990 | 3 | 31 | 0.31 | 0.31 | 0.26 | 0 | 0.31 | 0.26 | 0 | 0 | 0 | 0 | 0 | 0 | 0
1990 | 4 | 1 | 0.36 | 0.36 | 0.31 | 0 | 0.36 | 0.31 | 0 | 0 | 0 | 0 | 0 | 0 | 0
1990 | 4 | 2 | 0.56 | 0.56 | 0.51 | 0 | 0.56 | 0.51 | 0 | 0 | 0 | 0 | 0 | 0 | 0
1990 | 4 | 3 | 0.01 | 0.01 | 0 | 0 | 0.01 | 0 | 0 | 0 | 0 | 0 | 0 | 0 | 0
1990 | 4 | 4 | 0.02 | 0.02 | 0 | 0 | 0.02 | 0 | 0 | 0 | 0 | 0 | 0 | 0 | 0
1990 | 4 | 5 | 0 | 0 | 0 | 0 | 0 | 0 | 0 | 0 | 0 | 0 | 0 | 0 | 0
1990 | 4 | 6 | 0.55 | 0.55 | 0.5 | 0 | 0.55 | 0.5 | 0 | 0 | 0 | 0 | 0 | 0 | 0
1990 | 4 | 7 | 0.1 | 0.1 | 0.05 | 0 | 0.1 | 0.05 | 0 | 0 | 0 | 0 | 0 | 0 | 0
1990 | 4 | 8 | 0 | 0 | 0 | 0 | 0 | 0 | 0 | 0 | 0 | 0 | 0 | 0 | 0
1990 | 4 | 9 | 0 | 0 | 0 | 0 | 0 | 0 | 0 | 0 | 0 | 0 | 0 | 0 | 0
1990 | 4 | 10 | 0 | 0 | 0 | 0 | 0 | 0 | 0 | 0 | 0 | 0 | 0 | 0 | 0
1990 | 4 | 11 | 0.02 | 0.02 | 0 | 0 | 0.02 | 0 | 0 | 0 | 0 | 0 | 0 | 0 | 0
1990 | 4 | 12 | 0 | 0 | 0 | 0 | 0 | 0 | 0 | 0 | 0 | 0 | 0 | 0 | 0
1990 | 4 | 13 | 0 | 0 | 0 | 0 | 0 | 0 | 0 | 0 | 0 | 0 | 0 | 0 | 0
1990 | 4 | 14 | 0.33 | 0.33 | 0.28 | 0 | 0.33 | 0.28 | 0 | 0 | 0 | 0 | 0 | 0 | 0
1990 | 4 | 15 | 0.75 | 0.75 | 0.7 | 0 | 0.75 | 0.7 | 0 | 0 | 0 | 0 | 0 | 0 | 0
1990 | 4 | 16 | 0 | 0 | 0 | 0 | 0 | 0 | 0 | 0 | 0 | 0 | 0 | 0 | 0
1990 | 4 | 17 | 0.12 | 0.12 | 0.07 | 0 | 0.12 | 0.07 | 0 | 0 | 0 | 0 | 0 | 0 | 0
1990 | 4 | 18 | 0 | 0 | 0 | 0 | 0 | 0 | 0 | 0 | 0 | 0 | 0 | 0 | 0
1990 | 4 | 19 | 0 | 0 | 0 | 0 | 0 | 0 | 0 | 0 | 0 | 0 | 0 | 0 | 0
1990 | 4 | 20 | 0 | 0 | 0 | 0 | 0 | 0 | 0 | 0 | 0 | 0 | 0 | 0 | 0
1990 | 4 | 21 | 0.17 | 0.17 | 0.12 | 0 | 0.17 | 0.12 | 0 | 0 | 0 | 0 | 0 | 0 | 0
1990 | 4 | 22 | 0 | 0 | 0 | 0 | 0 | 0 | 0 | 0 | 0 | 0 | 0 | 0 | 0
1990 | 4 | 23 | 0 | 0 | 0 | 0 | 0 | 0 | 0 | 0 | 0 | 0 | 0 | 0 | 0
1990 | 4 | 24 | 0 | 0 | 0 | 0 | 0 | 0 | 0 | 0 | 0 | 0 | 0 | 0 | 0
1990 | 4 | 25 | 0 | 0 | 0 | 0 | 0 | 0 | 0 | 0 | 0 | 0 | 0 | 0 | 0
1990 | 4 | 26 | 0 | 0 | 0 | 0 | 0 | 0 | 0 | 0 | 0 | 0 | 0 | 0 | 0
1990 | 4 | 27 | 0 | 0 | 0 | 0 | 0 | 0 | 0 | 0 | 0 | 0 | 0 | 0 | 0
1990 | 4 | 28 | 0 | 0 | 0 | 0 | 0 | 0 | 0 | 0 | 0 | 0 | 0 | 0 | 0
1990 | 4 | 29 | 1 | 1 | 0.95 | 0 | 1 | 0.95 | 0 | 0 | 0 | 0 | 0 | 0 | 0
1990 | 4 | 30 | 0.1 | 0.1 | 0.05 | 0 | 0.1 | 0.05 | 0 | 0 | 0 | 0 | 0 | 0 | 0
1990 | 5 | 1 | 0 | 0 | 0 | 0 | 0 | 0 | 0 | 0 | 0 | 0 | 0 | 0 | 0
1990 | 5 | 2 | 0 | 0 | 0 | 0 | 0 | 0 | 0 | 0 | 0 | 0 | 0 | 0 | 0
1990 | 5 | 3 | 0 | 0 | 0 | 0 | 0 | 0 | 0 | 0 | 0 | 0 | 0 | 0 | 0
1990 | 5 | 4 | 0.18 | 0.18 | 0.13 | 0 | 0.18 | 0.13 | 0 | 0 | 0 | 0 | 0 | 0 | 0
1990 | 5 | 5 | 0.67 | 0.67 | 0.62 | 0 | 0.67 | 0.62 | 0 | 0 | 0 | 0 | 0 | 0 | 0
1990 | 5 | 6 | 0 | 0 | 0 | 0 | 0 | 0 | 0 | 0 | 0 | 0 | 0 | 0 | 0
1990 | 5 | 7 | 0 | 0 | 0 | 0 | 0 | 0 | 0 | 0 | 0 | 0 | 0 | 0 | 0
1990 | 5 | 8 | 0 | 0 | 0 | 0 | 0 | 0 | 0 | 0 | 0 | 0 | 0 | 0 | 0
1990 | 5 | 9 | 0.15 | 0.15 | 0.1 | 0 | 0.15 | 0.1 | 0 | 0 | 0 | 0 | 0 | 0 | 0
1990 | 5 | 10 | 1.38 | 1 | 0.95 | 0 | 1 | 0.95 | 0 | 0 | 0 | 0 | 0 | 0 | 0
1990 | 5 | 11 | 0 | 0 | 0 | 0 | 0 | 0 | 0 | 0 | 0 | 0 | 0 | 0 | 0
1990 | 5 | 12 | 0 | 0 | 0 | 0 | 0 | 0 | 0 | 0 | 0 | 0 | 0 | 0 | 0
1990 | 5 | 13 | 0.34 | 0.34 | 0.29 | 0 | 0.34 | 0.29 | 0 | 0 | 0 | 0 | 0 | 0 | 0
1990 | 5 | 14 | 0 | 0 | 0 | 0 | 0 | 0 | 0 | 0 | 0 | 0 | 0 | 0 | 0
1990 | 5 | 15 | 0 | 0 | 0 | 0 | 0 | 0 | 0 | 0 | 0 | 0 | 0 | 0 | 0
1990 | 5 | 16 | 0 | 0 | 0 | 0 | 0 | 0 | 0 | 0 | 0 | 0 | 0 | 0 | 0
1990 | 5 | 17 | 0 | 0 | 0 | 0 | 0 | 0 | 0 | 0 | 0 | 0 | 0 | 0 | 0
1990 | 5 | 18 | 0 | 0 | 0 | 0 | 0 | 0 | 0 | 0 | 0 | 0 | 0 | 0 | 0
1990 | 5 | 19 | 0 | 0 | 0 | 0 | 0 | 0 | 0 | 0 | 0 | 0 | 0 | 0 | 0
1990 | 5 | 20 | 0 | 0 | 0 | 0 | 0 | 0 | 0 | 0 | 0 | 0 | 0 | 0 | 0
1990 | 5 | 21 | 0.12 | 0.12 | 0.07 | 0 | 0.12 | 0.07 | 0 | 0 | 0 | 0 | 0 | 0 | 0
1990 | 5 | 22 | 0.08 | 0.08 | 0.03 | 0 | 0.08 | 0.03 | 0 | 0 | 0 | 0 | 0 | 0 | 0
1990 | 5 | 23 | 0 | 0 | 0 | 0 | 0 | 0 | 0 | 0 | 0 | 0 | 0 | 0 | 0
1990 | 5 | 24 | 0 | 0 | 0 | 0 | 0 | 0 | 0 | 0 | 0 | 0 | 0 | 0 | 0
1990 | 5 | 25 | 0.16 | 0.16 | 0.11 | 0 | 0.16 | 0.11 | 0 | 0 | 0 | 0 | 0 | 0 | 0
1990 | 5 | 26 | 0.62 | 0.62 | 0.57 | 0 | 0.62 | 0.57 | 0 | 0 | 0 | 0 | 0 | 0 | 0
1990 | 5 | 27 | 0 | 0 | 0 | 0 | 0 | 0 | 0 | 0 | 0 | 0 | 0 | 0 | 0
1990 | 5 | 28 | 0.1 | 0.1 | 0.05 | 0 | 0.1 | 0.05 | 0 | 0 | 0 | 0 | 0 | 0 | 0
1990 | 5 | 29 | 1.38 | 1 | 0.95 | 0 | 1 | 0.95 | 0 | 0 | 0 | 0 | 0 | 0 | 0
1990 | 5 | 30 | 0.02 | 0.02 | 0 | 0 | 0.02 | 0 | 0 | 0 | 0 | 0 | 0 | 0 | 0
1990 | 5 | 31 | 0 | 0 | 0 | 0 | 0 | 0 | 0 | 0 | 0 | 0 | 0 | 0 | 0
1990 | 6 | 1 | 0 | 0 | 0 | 0 | 0 | 0 | 0 | 0 | 0 | 0 | 0 | 0 | 0
1990 | 6 | 2 | 0 | 0 | 0 | 0 | 0 | 0 | 0 | 0 | 0 | 0 | 0 | 0 | 0
1990 | 6 | 3 | 0.08 | 0.08 | 0.03 | 0 | 0.08 | 0.03 | 0 | 0 | 0 | 0 | 0 | 0 | 0
1990 | 6 | 4 | 0 | 0 | 0 | 0 | 0 | 0 | 0 | 0 | 0 | 0 | 0 | 0 | 0
1990 | 6 | 5 | 0 | 0 | 0 | 0 | 0 | 0 | 0 | 0 | 0 | 0 | 0 | 0 | 0
1990 | 6 | 6 | 0 | 0 | 0 | 0 | 0 | 0 | 0 | 0 | 0 | 0 | 0 | 0 | 0
1990 | 6 | 7 | 0 | 0 | 0 | 0 | 0 | 0 | 0 | 0 | 0 | 0 | 0 | 0 | 0
1990 | 6 | 8 | 0 | 0 | 0 | 0 | 0 | 0 | 0 | 0 | 0 | 0 | 0 | 0 | 0
1990 | 6 | 9 | 2.19 | 1 | 0.95 | 0 | 1 | 0.95 | 0 | 0 | 0 | 0 | 0 | 0 | 0
1990 | 6 | 10 | 0 | 0 | 0 | 0 | 0 | 0 | 0 | 0 | 0 | 0 | 0 | 0 | 0
1990 | 6 | 11 | 0 | 0 | 0 | 0 | 0 | 0 | 0 | 0 | 0 | 0 | 0 | 0 | 0
1990 | 6 | 12 | 0 | 0 | 0 | 0 | 0 | 0 | 0 | 0 | 0 | 0 | 0 | 0 | 0
1990 | 6 | 13 | 0 | 0 | 0 | 0 | 0 | 0 | 0 | 0 | 0 | 0 | 0 | 0 | 0
1990 | 6 | 14 | 0 | 0 | 0 | 0 | 0 | 0 | 0 | 0 | 0 | 0 | 0 | 0 | 0
1990 | 6 | 15 | 0.21 | 0.21 | 0.16 | 0 | 0.21 | 0.16 | 0 | 0 | 0 | 0 | 0 | 0 | 0
1990 | 6 | 16 | 0 | 0 | 0 | 0 | 0 | 0 | 0 | 0 | 0 | 0 | 0 | 0 | 0
1990 | 6 | 17 | 0 | 0 | 0 | 0 | 0 | 0 | 0 | 0 | 0 | 0 | 0 | 0 | 0
1990 | 6 | 18 | 0.22 | 0.22 | 0.17 | 0 | 0.22 | 0.17 | 0 | 0 | 0 | 0 | 0 | 0 | 0
1990 | 6 | 19 | 0.15 | 0.15 | 0.1 | 0 | 0.15 | 0.1 | 0 | 0 | 0 | 0 | 0 | 0 | 0
1990 | 6 | 20 | 0 | 0 | 0 | 0 | 0 | 0 | 0 | 0 | 0 | 0 | 0 | 0 | 0
1990 | 6 | 21 | 0 | 0 | 0 | 0 | 0 | 0 | 0 | 0 | 0 | 0 | 0 | 0 | 0
1990 | 6 | 22 | 0.06 | 0.06 | 0.01 | 0 | 0.06 | 0.01 | 0 | 0 | 0 | 0 | 0 | 0 | 0
1990 | 6 | 23 | 0.03 | 0.03 | 0 | 0 | 0.03 | 0 | 0 | 0 | 0 | 0 | 0 | 0 | 0
1990 | 6 | 24 | 0.01 | 0.01 | 0 | 0 | 0.01 | 0 | 0 | 0 | 0 | 0 | 0 | 0 | 0
1990 | 6 | 25 | 0 | 0 | 0 | 0 | 0 | 0 | 0 | 0 | 0 | 0 | 0 | 0 | 0
1990 | 6 | 26 | 0 | 0 | 0 | 0 | 0 | 0 | 0 | 0 | 0 | 0 | 0 | 0 | 0
1990 | 6 | 27 | 0 | 0 | 0 | 0 | 0 | 0 | 0 | 0 | 0 | 0 | 0 | 0 | 0
1990 | 6 | 28 | 0 | 0 | 0 | 0 | 0 | 0 | 0 | 0 | 0 | 0 | 0 | 0 | 0
1990 | 6 | 29 | 0.13 | 0.13 | 0.08 | 0 | 0.13 | 0.08 | 0 | 0 | 0 | 0 | 0 | 0 | 0
1990 | 6 | 30 | 0.06 | 0.06 | 0.01 | 0 | 0.06 | 0.01 | 0 | 0 | 0 | 0 | 0 | 0 | 0
1990 | 7 | 1 | 0.44 | 0.44 | 0.39 | 0 | 0.44 | 0.39 | 0 | 0 | 0 | 0 | 0 | 0 | 0
1990 | 7 | 2 | 0 | 0 | 0 | 0 | 0 | 0 | 0 | 0 | 0 | 0 | 0 | 0 | 0
1990 | 7 | 3 | 0 | 0 | 0 | 0 | 0 | 0 | 0 | 0 | 0 | 0 | 0 | 0 | 0
1990 | 7 | 4 | 0 | 0 | 0 | 0 | 0 | 0 | 0 | 0 | 0 | 0 | 0 | 0 | 0
1990 | 7 | 5 | 0.78 | 0.78 | 0.73 | 0 | 0.78 | 0.73 | 0 | 0 | 0 | 0 | 0 | 0 | 0
1990 | 7 | 6 | 0 | 0 | 0 | 0 | 0 | 0 | 0 | 0 | 0 | 0 | 0 | 0 | 0
1990 | 7 | 7 | 0 | 0 | 0 | 0 | 0 | 0 | 0 | 0 | 0 | 0 | 0 | 0 | 0
1990 | 7 | 8 | 0 | 0 | 0 | 0 | 0 | 0 | 0 | 0 | 0 | 0 | 0 | 0 | 0
1990 | 7 | 9 | 0 | 0 | 0 | 0 | 0 | 0 | 0 | 0 | 0 | 0 | 0 | 0 | 0
1990 | 7 | 10 | 0 | 0 | 0 | 0 | 0 | 0 | 0 | 0 | 0 | 0 | 0 | 0 | 0
1990 | 7 | 11 | 0.14 | 0.14 | 0.09 | 0 | 0.14 | 0.09 | 0 | 0 | 0 | 0 | 0 | 0 | 0
1990 | 7 | 12 | 0.72 | 0.72 | 0.67 | 0 | 0.72 | 0.67 | 0 | 0 | 0 | 0 | 0 | 0 | 0
1990 | 7 | 13 | 0 | 0 | 0 | 0 | 0 | 0 | 0 | 0 | 0 | 0 | 0 | 0 | 0
1990 | 7 | 14 | 1.22 | 1 | 0.95 | 0 | 1 | 0.95 | 0 | 0 | 0 | 0 | 0 | 0 | 0
1990 | 7 | 15 | 0.01 | 0.01 | 0 | 0 | 0.01 | 0 | 0 | 0 | 0 | 0 | 0 | 0 | 0
1990 | 7 | 16 | 0 | 0 | 0 | 0 | 0 | 0 | 0 | 0 | 0 | 0 | 0 | 0 | 0
1990 | 7 | 17 | 0 | 0 | 0 | 0 | 0 | 0 | 0 | 0 | 0 | 0 | 0 | 0 | 0
1990 | 7 | 18 | 0 | 0 | 0 | 0 | 0 | 0 | 0 | 0 | 0 | 0 | 0 | 0 | 0
1990 | 7 | 19 | 0 | 0 | 0 | 0 | 0 | 0 | 0 | 0 | 0 | 0 | 0 | 0 | 0
1990 | 7 | 20 | 0 | 0 | 0 | 0 | 0 | 0 | 0 | 0 | 0 | 0 | 0 | 0 | 0
1990 | 7 | 21 | 0.39 | 0.39 | 0.34 | 0 | 0.39 | 0.34 | 0 | 0 | 0 | 0 | 0 | 0 | 0
1990 | 7 | 22 | 0 | 0 | 0 | 0 | 0 | 0 | 0 | 0 | 0 | 0 | 0 | 0 | 0
1990 | 7 | 23 | 0.03 | 0.03 | 0 | 0 | 0.03 | 0 | 0 | 0 | 0 | 0 | 0 | 0 | 0
1990 | 7 | 24 | 0 | 0 | 0 | 0 | 0 | 0 | 0 | 0 | 0 | 0 | 0 | 0 | 0
1990 | 7 | 25 | 0 | 0 | 0 | 0 | 0 | 0 | 0 | 0 | 0 | 0 | 0 | 0 | 0
1990 | 7 | 26 | 0 | 0 | 0 | 0 | 0 | 0 | 0 | 0 | 0 | 0 | 0 | 0 | 0
1990 | 7 | 27 | 0 | 0 | 0 | 0 | 0 | 0 | 0 | 0 | 0 | 0 | 0 | 0 | 0
1990 | 7 | 28 | 0 | 0 | 0 | 0 | 0 | 0 | 0 | 0 | 0 | 0 | 0 | 0 | 0
1990 | 7 | 29 | 0.05 | 0.05 | 0 | 0 | 0.05 | 0 | 0 | 0 | 0 | 0 | 0 | 0 | 0
1990 | 7 | 30 | 0 | 0 | 0 | 0 | 0 | 0 | 0 | 0 | 0 | 0 | 0 | 0 | 0
1990 | 7 | 31 | 0 | 0 | 0 | 0 | 0 | 0 | 0 | 0 | 0 | 0 | 0 | 0 | 0
1990 | 8 | 1 | 0 | 0 | 0 | 0 | 0 | 0 | 0 | 0 | 0 | 0 | 0 | 0 | 0
1990 | 8 | 2 | 0 | 0 | 0 | 0 | 0 | 0 | 0 | 0 | 0 | 0 | 0 | 0 | 0
1990 | 8 | 3 | 0 | 0 | 0 | 0 | 0 | 0 | 0 | 0 | 0 | 0 | 0 | 0 | 0
1990 | 8 | 4 | 0 | 0 | 0 | 0 | 0 | 0 | 0 | 0 | 0 | 0 | 0 | 0 | 0
1990 | 8 | 5 | 1.55 | 1 | 0.95 | 0 | 1 | 0.95 | 0 | 0 | 0 | 0 | 0 | 0 | 0
1990 | 8 | 6 | 0.4 | 0.4 | 0.35 | 0 | 0.4 | 0.35 | 0 | 0 | 0 | 0 | 0 | 0 | 0
1990 | 8 | 7 | 0 | 0 | 0 | 0 | 0 | 0 | 0 | 0 | 0 | 0 | 0 | 0 | 0
1990 | 8 | 8 | 0 | 0 | 0 | 0 | 0 | 0 | 0 | 0 | 0 | 0 | 0 | 0 | 0
1990 | 8 | 9 | 1.93 | 1 | 0.95 | 0 | 1 | 0.95 | 0 | 0 | 0 | 0 | 0 | 0 | 0
1990 | 8 | 10 | 0.51 | 0.51 | 0.46 | 0 | 0.51 | 0.46 | 0 | 0 | 0 | 0 | 0 | 0 | 0
1990 | 8 | 11 | 0 | 0 | 0 | 0 | 0 | 0 | 0 | 0 | 0 | 0 | 0 | 0 | 0
1990 | 8 | 12 | 0 | 0 | 0 | 0 | 0 | 0 | 0 | 0 | 0 | 0 | 0 | 0 | 0
1990 | 8 | 13 | 1.03 | 1 | 0.95 | 0 | 1 | 0.95 | 0 | 0 | 0 | 0 | 0 | 0 | 0
1990 | 8 | 14 | 0 | 0 | 0 | 0 | 0 | 0 | 0 | 0 | 0 | 0 | 0 | 0 | 0
1990 | 8 | 15 | 0 | 0 | 0 | 0 | 0 | 0 | 0 | 0 | 0 | 0 | 0 | 0 | 0
1990 | 8 | 16 | 0 | 0 | 0 | 0 | 0 | 0 | 0 | 0 | 0 | 0 | 0 | 0 | 0
1990 | 8 | 17 | 0 | 0 | 0 | 0 | 0 | 0 | 0 | 0 | 0 | 0 | 0 | 0 | 0
1990 | 8 | 18 | 0 | 0 | 0 | 0 | 0 | 0 | 0 | 0 | 0 | 0 | 0 | 0 | 0
1990 | 8 | 19 | 0 | 0 | 0 | 0 | 0 | 0 | 0 | 0 | 0 | 0 | 0 | 0 | 0
1990 | 8 | 20 | 0.57 | 0.57 | 0.52 | 0 | 0.57 | 0.52 | 0 | 0 | 0 | 0 | 0 | 0 | 0
1990 | 8 | 21 | 0.03 | 0.03 | 0 | 0 | 0.03 | 0 | 0 | 0 | 0 | 0 | 0 | 0 | 0
1990 | 8 | 22 | 0.53 | 0.53 | 0.48 | 0 | 0.53 | 0.48 | 0 | 0 | 0 | 0 | 0 | 0 | 0
1990 | 8 | 23 | 0.14 | 0.14 | 0.09 | 0 | 0.14 | 0.09 | 0 | 0 | 0 | 0 | 0 | 0 | 0
1990 | 8 | 24 | 0 | 0 | 0 | 0 | 0 | 0 | 0 | 0 | 0 | 0 | 0 | 0 | 0
1990 | 8 | 25 | 0.02 | 0.02 | 0 | 0 | 0.02 | 0 | 0 | 0 | 0 | 0 | 0 | 0 | 0
1990 | 8 | 26 | 0 | 0 | 0 | 0 | 0 | 0 | 0 | 0 | 0 | 0 | 0 | 0 | 0
1990 | 8 | 27 | 0 | 0 | 0 | 0 | 0 | 0 | 0 | 0 | 0 | 0 | 0 | 0 | 0
1990 | 8 | 28 | 0 | 0 | 0 | 0 | 0 | 0 | 0 | 0 | 0 | 0 | 0 | 0 | 0
1990 | 8 | 29 | 0.03 | 0.03 | 0 | 0 | 0.03 | 0 | 0 | 0 | 0 | 0 | 0 | 0 | 0
1990 | 8 | 30 | 0 | 0 | 0 | 0 | 0 | 0 | 0 | 0 | 0 | 0 | 0 | 0 | 0
1990 | 8 | 31 | 0 | 0 | 0 | 0 | 0 | 0 | 0 | 0 | 0 | 0 | 0 | 0 | 0
1990 | 9 | 1 | 0 | 0 | 0 | 0 | 0 | 0 | 0 | 0 | 0 | 0 | 0 | 0 | 0
1990 | 9 | 2 | 0 | 0 | 0 | 0 | 0 | 0 | 0 | 0 | 0 | 0 | 0 | 0 | 0
1990 | 9 | 3 | 0 | 0 | 0 | 0 | 0 | 0 | 0 | 0 | 0 | 0 | 0 | 0 | 0
1990 | 9 | 4 | 0 | 0 | 0 | 0 | 0 | 0 | 0 | 0 | 0 | 0 | 0 | 0 | 0
1990 | 9 | 5 | 0 | 0 | 0 | 0 | 0 | 0 | 0 | 0 | 0 | 0 | 0 | 0 | 0
1990 | 9 | 6 | 0 | 0 | 0 | 0 | 0 | 0 | 0 | 0 | 0 | 0 | 0 | 0 | 0
1990 | 9 | 7 | 0 | 0 | 0 | 0 | 0 | 0 | 0 | 0 | 0 | 0 | 0 | 0 | 0
1990 | 9 | 8 | 0 | 0 | 0 | 0 | 0 | 0 | 0 | 0 | 0 | 0 | 0 | 0 | 0
1990 | 9 | 9 | 0 | 0 | 0 | 0 | 0 | 0 | 0 | 0 | 0 | 0 | 0 | 0 | 0
1990 | 9 | 10 | 0 | 0 | 0 | 0 | 0 | 0 | 0 | 0 | 0 | 0 | 0 | 0 | 0
1990 | 9 | 11 | 0 | 0 | 0 | 0 | 0 | 0 | 0 | 0 | 0 | 0 | 0 | 0 | 0
1990 | 9 | 12 | 0 | 0 | 0 | 0 | 0 | 0 | 0 | 0 | 0 | 0 | 0 | 0 | 0
1990 | 9 | 13 | 0.14 | 0.14 | 0.09 | 0 | 0.14 | 0.09 | 0 | 0 | 0 | 0 | 0 | 0 | 0
1990 | 9 | 14 | 0 | 0 | 0 | 0 | 0 | 0 | 0 | 0 | 0 | 0 | 0 | 0 | 0
1990 | 9 | 15 | 0.01 | 0.01 | 0 | 0 | 0.01 | 0 | 0 | 0 | 0 | 0 | 0 | 0 | 0
1990 | 9 | 16 | 0.42 | 0.42 | 0.37 | 0 | 0.42 | 0.37 | 0 | 0 | 0 | 0 | 0 | 0 | 0
1990 | 9 | 17 | 0 | 0 | 0 | 0 | 0 | 0 | 0 | 0 | 0 | 0 | 0 | 0 | 0
1990 | 9 | 18 | 0 | 0 | 0 | 0 | 0 | 0 | 0 | 0 | 0 | 0 | 0 | 0 | 0
1990 | 9 | 19 | 0.01 | 0.01 | 0 | 0 | 0.01 | 0 | 0 | 0 | 0 | 0 | 0 | 0 | 0
1990 | 9 | 20 | 0 | 0 | 0 | 0 | 0 | 0 | 0 | 0 | 0 | 0 | 0 | 0 | 0
1990 | 9 | 21 | 0 | 0 | 0 | 0 | 0 | 0 | 0 | 0 | 0 | 0 | 0 | 0 | 0
1990 | 9 | 22 | 0.17 | 0.17 | 0.12 | 0 | 0.17 | 0.12 | 0 | 0 | 0 | 0 | 0 | 0 | 0
1990 | 9 | 23 | 0 | 0 | 0 | 0 | 0 | 0 | 0 | 0 | 0 | 0 | 0 | 0 | 0
1990 | 9 | 24 | 0 | 0 | 0 | 0 | 0 | 0 | 0 | 0 | 0 | 0 | 0 | 0 | 0
1990 | 9 | 25 | 0 | 0 | 0 | 0 | 0 | 0 | 0 | 0 | 0 | 0 | 0 | 0 | 0
1990 | 9 | 26 | 0.06 | 0.06 | 0.01 | 0 | 0.06 | 0.01 | 0 | 0 | 0 | 0 | 0 | 0 | 0
1990 | 9 | 27 | 0 | 0 | 0 | 0 | 0 | 0 | 0 | 0 | 0 | 0 | 0 | 0 | 0
1990 | 9 | 28 | 0 | 0 | 0 | 0 | 0 | 0 | 0 | 0 | 0 | 0 | 0 | 0 | 0
1990 | 9 | 29 | 0 | 0 | 0 | 0 | 0 | 0 | 0 | 0 | 0 | 0 | 0 | 0 | 0
1990 | 9 | 30 | 0.06 | 0.06 | 0.01 | 0 | 0.06 | 0.01 | 0 | 0 | 0 | 0 | 0 | 0 | 0
1990 | 10 | 1 | 0 | 0 | 0 | 0 | 0 | 0 | 0 | 0 | 0 | 0 | 0 | 0 | 0
1990 | 10 | 2 | 0 | 0 | 0 | 0 | 0 | 0 | 0 | 0 | 0 | 0 | 0 | 0 | 0
1990 | 10 | 3 | 0 | 0 | 0 | 0 | 0 | 0 | 0 | 0 | 0 | 0 | 0 | 0 | 0
1990 | 10 | 4 | 0.11 | 0.11 | 0.06 | 0 | 0.11 | 0.06 | 0 | 0 | 0 | 0 | 0 | 0 | 0
1990 | 10 | 5 | 0 | 0 | 0 | 0 | 0 | 0 | 0 | 0 | 0 | 0 | 0 | 0 | 0
1990 | 10 | 6 | 0 | 0 | 0 | 0 | 0 | 0 | 0 | 0 | 0 | 0 | 0 | 0 | 0
1990 | 10 | 7 | 0 | 0 | 0 | 0 | 0 | 0 | 0 | 0 | 0 | 0 | 0 | 0 | 0
1990 | 10 | 8 | 0 | 0 | 0 | 0 | 0 | 0 | 0 | 0 | 0 | 0 | 0 | 0 | 0
1990 | 10 | 9 | 0 | 0 | 0 | 0 | 0 | 0 | 0 | 0 | 0 | 0 | 0 | 0 | 0
1990 | 10 | 10 | 0.1 | 0.1 | 0.05 | 0 | 0.1 | 0.05 | 0 | 0 | 0 | 0 | 0 | 0 | 0
1990 | 10 | 11 | 0.06 | 0.06 | 0.01 | 0 | 0.06 | 0.01 | 0 | 0 | 0 | 0 | 0 | 0 | 0
1990 | 10 | 12 | 0.02 | 0.02 | 0 | 0 | 0.02 | 0 | 0 | 0 | 0 | 0 | 0 | 0 | 0
1990 | 10 | 13 | 0.03 | 0.03 | 0 | 0 | 0.03 | 0 | 0 | 0 | 0 | 0 | 0 | 0 | 0
1990 | 10 | 14 | 0 | 0 | 0 | 0 | 0 | 0 | 0 | 0 | 0 | 0 | 0 | 0 | 0
1990 | 10 | 15 | 0 | 0 | 0 | 0 | 0 | 0 | 0 | 0 | 0 | 0 | 0 | 0 | 0
1990 | 10 | 16 | 0 | 0 | 0 | 0 | 0 | 0 | 0 | 0 | 0 | 0 | 0 | 0 | 0
1990 | 10 | 17 | 0 | 0 | 0 | 0 | 0 | 0 | 0 | 0 | 0 | 0 | 0 | 0 | 0
1990 | 10 | 18 | 1.67 | 1 | 0.95 | 0 | 1 | 0.95 | 0 | 0 | 0 | 0 | 0 | 0 | 0
1990 | 10 | 19 | 0 | 0 | 0 | 0 | 0 | 0 | 0 | 0 | 0 | 0 | 0 | 0 | 0
1990 | 10 | 20 | 0 | 0 | 0 | 0 | 0 | 0 | 0 | 0 | 0 | 0 | 0 | 0 | 0
1990 | 10 | 21 | 0 | 0 | 0 | 0 | 0 | 0 | 0 | 0 | 0 | 0 | 0 | 0 | 0
1990 | 10 | 22 | 0.14 | 0.14 | 0.09 | 0 | 0.14 | 0.09 | 0 | 0 | 0 | 0 | 0 | 0 | 0
1990 | 10 | 23 | 1.17 | 1 | 0.95 | 0 | 1 | 0.95 | 0 | 0 | 0 | 0 | 0 | 0 | 0
1990 | 10 | 24 | 0 | 0 | 0 | 0 | 0 | 0 | 0 | 0 | 0 | 0 | 0 | 0 | 0
1990 | 10 | 25 | 0 | 0 | 0 | 0 | 0 | 0 | 0 | 0 | 0 | 0 | 0 | 0 | 0
1990 | 10 | 26 | 0 | 0 | 0 | 0 | 0 | 0 | 0 | 0 | 0 | 0 | 0 | 0 | 0
1990 | 10 | 27 | 0 | 0 | 0 | 0 | 0 | 0 | 0 | 0 | 0 | 0 | 0 | 0 | 0
1990 | 10 | 28 | 0 | 0 | 0 | 0 | 0 | 0 | 0 | 0 | 0 | 0 | 0 | 0 | 0
1990 | 10 | 29 | 0 | 0 | 0 | 0 | 0 | 0 | 0 | 0 | 0 | 0 | 0 | 0 | 0
1990 | 10 | 30 | 0 | 0 | 0 | 0 | 0 | 0 | 0 | 0 | 0 | 0 | 0 | 0 | 0
1990 | 10 | 31 | 0 | 0 | 0 | 0 | 0 | 0 | 0 | 0 | 0 | 0 | 0 | 0 | 0
1990 | 11 | 1 | 0 | 0 | 0 | 0 | 0 | 0 | 0 | 0 | 0 | 0 | 0 | 0 | 0
1990 | 11 | 2 | 0 | 0 | 0 | 0 | 0 | 0 | 0 | 0 | 0 | 0 | 0 | 0 | 0
1990 | 11 | 3 | 0 | 0 | 0 | 0 | 0 | 0 | 0 | 0 | 0 | 0 | 0 | 0 | 0
1990 | 11 | 4 | 0 | 0 | 0 | 0 | 0 | 0 | 0 | 0 | 0 | 0 | 0 | 0 | 0
1990 | 11 | 5 | 0 | 0 | 0 | 0 | 0 | 0 | 0 | 0 | 0 | 0 | 0 | 0 | 0
1990 | 11 | 6 | 0.06 | 0.06 | 0.01 | 0 | 0.06 | 0.01 | 0 | 0 | 0 | 0 | 0 | 0 | 0
1990 | 11 | 7 | 0 | 0 | 0 | 0 | 0 | 0 | 0 | 0 | 0 | 0 | 0 | 0 | 0
1990 | 11 | 8 | 0 | 0 | 0 | 0 | 0 | 0 | 0 | 0 | 0 | 0 | 0 | 0 | 0
1990 | 11 | 9 | 0.05 | 0.05 | 0 | 0 | 0.05 | 0 | 0 | 0 | 0 | 0 | 0 | 0 | 0
1990 | 11 | 10 | 1.77 | 1 | 0.95 | 0 | 1 | 0.95 | 0 | 0 | 0 | 0 | 0 | 0 | 0
1990 | 11 | 11 | 0 | 0 | 0 | 0 | 0 | 0 | 0 | 0 | 0 | 0 | 0 | 0 | 0
1990 | 11 | 12 | 0 | 0 | 0 | 0 | 0 | 0 | 0 | 0 | 0 | 0 | 0 | 0 | 0
1990 | 11 | 13 | 0 | 0 | 0 | 0 | 0 | 0 | 0 | 0 | 0 | 0 | 0 | 0 | 0
1990 | 11 | 14 | 0 | 0 | 0 | 0 | 0 | 0 | 0 | 0 | 0 | 0 | 0 | 0 | 0
1990 | 11 | 15 | 0 | 0 | 0 | 0 | 0 | 0 | 0 | 0 | 0 | 0 | 0 | 0 | 0
1990 | 11 | 16 | 0 | 0 | 0 | 0 | 0 | 0 | 0 | 0 | 0 | 0 | 0 | 0 | 0
1990 | 11 | 17 | 0.14 | 0.14 | 0.09 | 0 | 0.14 | 0.09 | 0 | 0 | 0 | 0 | 0 | 0 | 0
1990 | 11 | 18 | 0 | 0 | 0 | 0 | 0 | 0 | 0 | 0 | 0 | 0 | 0 | 0 | 0
1990 | 11 | 19 | 0 | 0 | 0 | 0 | 0 | 0 | 0 | 0 | 0 | 0 | 0 | 0 | 0
1990 | 11 | 20 | 0 | 0 | 0 | 0 | 0 | 0 | 0 | 0 | 0 | 0 | 0 | 0 | 0
1990 | 11 | 21 | 0 | 0 | 0 | 0 | 0 | 0 | 0 | 0 | 0 | 0 | 0 | 0 | 0
1990 | 11 | 22 | 0 | 0 | 0 | 0 | 0 | 0 | 0 | 0 | 0 | 0 | 0 | 0 | 0
1990 | 11 | 23 | 0.11 | 0.11 | 0.06 | 0 | 0.11 | 0.06 | 0 | 0 | 0 | 0 | 0 | 0 | 0
1990 | 11 | 24 | 0 | 0 | 0 | 0 | 0 | 0 | 0 | 0 | 0 | 0 | 0 | 0 | 0
1990 | 11 | 25 | 0 | 0 | 0 | 0 | 0 | 0 | 0 | 0 | 0 | 0 | 0 | 0 | 0
1990 | 11 | 26 | 0 | 0 | 0 | 0 | 0 | 0 | 0 | 0 | 0 | 0 | 0 | 0 | 0
1990 | 11 | 27 | 0 | 0 | 0 | 0 | 0 | 0 | 0 | 0 | 0 | 0 | 0 | 0 | 0
1990 | 11 | 28 | 0.03 | 0.03 | 0 | 0 | 0.03 | 0 | 0 | 0 | 0 | 0 | 0 | 0 | 0
1990 | 11 | 29 | 0.01 | 0.01 | 0 | 0 | 0.01 | 0 | 0 | 0 | 0 | 0 | 0 | 0 | 0
1990 | 11 | 30 | 0 | 0 | 0 | 0 | 0 | 0 | 0 | 0 | 0 | 0 | 0 | 0 | 0
1990 | 12 | 1 | 0 | 0 | 0 | 0 | 0 | 0 | 0 | 0 | 0 | 0 | 0 | 0 | 0
1990 | 12 | 2 | 0 | 0 | 0 | 0 | 0 | 0 | 0 | 0 | 0 | 0 | 0 | 0 | 0
1990 | 12 | 3 | 0.74 | 0.74 | 0.69 | 0 | 0.74 | 0.69 | 0 | 0 | 0 | 0 | 0 | 0 | 0
1990 | 12 | 4 | 0.32 | 0.32 | 0.27 | 0 | 0.32 | 0.27 | 0 | 0 | 0 | 0 | 0 | 0 | 0
1990 | 12 | 5 | 0 | 0 | 0 | 0 | 0 | 0 | 0 | 0 | 0 | 0 | 0 | 0 | 0
1990 | 12 | 6 | 0 | 0 | 0 | 0 | 0 | 0 | 0 | 0 | 0 | 0 | 0 | 0 | 0
1990 | 12 | 7 | 0 | 0 | 0 | 0 | 0 | 0 | 0 | 0 | 0 | 0 | 0 | 0 | 0
1990 | 12 | 8 | 0 | 0 | 0 | 0 | 0 | 0 | 0 | 0 | 0 | 0 | 0 | 0 | 0
1990 | 12 | 9 | 0 | 0 | 0 | 0 | 0 | 0 | 0 | 0 | 0 | 0 | 0 | 0 | 0
1990 | 12 | 10 | 0 | 0 | 0 | 0 | 0 | 0 | 0 | 0 | 0 | 0 | 0 | 0 | 0
1990 | 12 | 11 | 0 | 0 | 0 | 0 | 0 | 0 | 0 | 0 | 0 | 0 | 0 | 0 | 0
1990 | 12 | 12 | 0 | 0 | 0 | 0 | 0 | 0 | 0 | 0 | 0 | 0 | 0 | 0 | 0
1990 | 12 | 13 | 0 | 0 | 0 | 0 | 0 | 0 | 0 | 0 | 0 | 0 | 0 | 0 | 0
1990 | 12 | 14 | 0 | 0 | 0 | 0 | 0 | 0 | 0 | 0 | 0 | 0 | 0 | 0 | 0
1990 | 12 | 15 | 0.7 | 0.7 | 0.65 | 0 | 0.7 | 0.65 | 0 | 0 | 0 | 0 | 0 | 0 | 0
1990 | 12 | 16 | 0 | 0 | 0 | 0 | 0 | 0 | 0 | 0 | 0 | 0 | 0 | 0 | 0
1990 | 12 | 17 | 0.09 | 0.09 | 0.04 | 0 | 0.09 | 0.04 | 0 | 0 | 0 | 0 | 0 | 0 | 0
1990 | 12 | 18 | 0.2 | 0.2 | 0.15 | 0 | 0.2 | 0.15 | 0 | 0 | 0 | 0 | 0 | 0 | 0
1990 | 12 | 19 | 0.01 | 0.01 | 0 | 0 | 0.01 | 0 | 0 | 0 | 0 | 0 | 0 | 0 | 0
1990 | 12 | 20 | 0 | 0 | 0 | 0 | 0 | 0 | 0 | 0 | 0 | 0 | 0 | 0 | 0
1990 | 12 | 21 | 0.45 | 0.45 | 0.4 | 0 | 0.45 | 0.4 | 0 | 0 | 0 | 0 | 0 | 0 | 0
1990 | 12 | 22 | 0.01 | 0.01 | 0 | 0 | 0.01 | 0 | 0 | 0 | 0 | 0 | 0 | 0 | 0
1990 | 12 | 23 | 0.25 | 0.25 | 0.2 | 0 | 0.25 | 0.2 | 0 | 0 | 0 | 0 | 0 | 0 | 0
1990 | 12 | 24 | 0.67 | 0.67 | 0.62 | 0 | 0.67 | 0.62 | 0 | 0 | 0 | 0 | 0 | 0 | 0
1990 | 12 | 25 | 0 | 0 | 0 | 0 | 0 | 0 | 0 | 0 | 0 | 0 | 0 | 0 | 0
1990 | 12 | 26 | 0 | 0 | 0 | 0 | 0 | 0 | 0 | 0 | 0 | 0 | 0 | 0 | 0
1990 | 12 | 27 | 0.42 | 0.42 | 0.37 | 0 | 0.42 | 0.37 | 0 | 0 | 0 | 0 | 0 | 0 | 0
1990 | 12 | 28 | 0.55 | 0.55 | 0.5 | 0 | 0.55 | 0.5 | 0 | 0 | 0 | 0 | 0 | 0 | 0
1990 | 12 | 29 | 0 | 0 | 0 | 0 | 0 | 0 | 0 | 0 | 0 | 0 | 0 | 0 | 0
1990 | 12 | 30 | 0.31 | 0.31 | 0.26 | 0 | 0.31 | 0.26 | 0 | 0 | 0 | 0 | 0 | 0 | 0
1990 | 12 | 31 | 0.01 | 0.01 | 0 | 0 | 0.01 | 0 | 0 | 0 | 0 | 0 | 0 | 0 | 0
1991 | 1 | 1 | 0 | 0 | 0 | 0 | 0 | 0 | 0 | 0 | 0 | 0 | 0 | 0 | 0
1991 | 1 | 2 | 0 | 0 | 0 | 0 | 0 | 0 | 0 | 0 | 0 | 0 | 0 | 0 | 0
1991 | 1 | 3 | 0 | 0 | 0 | 0 | 0 | 0 | 0 | 0 | 0 | 0 | 0 | 0 | 0
1991 | 1 | 4 | 0 | 0 | 0 | 0 | 0 | 0 | 0 | 0 | 0 | 0 | 0 | 0 | 0
1991 | 1 | 5 | 0 | 0 | 0 | 0 | 0 | 0 | 0 | 0 | 0 | 0 | 0 | 0 | 0
1991 | 1 | 6 | 0.08 | 0.08 | 0.03 | 0 | 0.08 | 0.03 | 0 | 0 | 0 | 0 | 0 | 0 | 0
1991 | 1 | 7 | 0.51 | 0.51 | 0.46 | 0 | 0.51 | 0.46 | 0 | 0 | 0 | 0 | 0 | 0 | 0
1991 | 1 | 8 | 0.07 | 0.07 | 0.02 | 0 | 0.07 | 0.02 | 0 | 0 | 0 | 0 | 0 | 0 | 0
1991 | 1 | 9 | 0.02 | 0.02 | 0 | 0 | 0.02 | 0 | 0 | 0 | 0 | 0 | 0 | 0 | 0
1991 | 1 | 10 | 0 | 0 | 0 | 0 | 0 | 0 | 0 | 0 | 0 | 0 | 0 | 0 | 0
1991 | 1 | 11 | 1.59 | 1 | 0.95 | 0 | 1 | 0.95 | 0 | 0 | 0 | 0 | 0 | 0 | 0
1991 | 1 | 12 | 0.08 | 0.08 | 0.03 | 0 | 0.08 | 0.03 | 0 | 0 | 0 | 0 | 0 | 0 | 0
1991 | 1 | 13 | 0 | 0 | 0 | 0 | 0 | 0 | 0 | 0 | 0 | 0 | 0 | 0 | 0
1991 | 1 | 14 | 0 | 0 | 0 | 0 | 0 | 0 | 0 | 0 | 0 | 0 | 0 | 0 | 0
1991 | 1 | 15 | 0 | 0 | 0 | 0 | 0 | 0 | 0 | 0 | 0 | 0 | 0 | 0 | 0
1991 | 1 | 16 | 0.54 | 0.54 | 0.49 | 0 | 0.54 | 0.49 | 0 | 0 | 0 | 0 | 0 | 0 | 0
1991 | 1 | 17 | 0 | 0 | 0 | 0 | 0 | 0 | 0 | 0 | 0 | 0 | 0 | 0 | 0
1991 | 1 | 18 | 0 | 0 | 0 | 0 | 0 | 0 | 0 | 0 | 0 | 0 | 0 | 0 | 0
1991 | 1 | 19 | 0 | 0 | 0 | 0 | 0 | 0 | 0 | 0 | 0 | 0 | 0 | 0 | 0
1991 | 1 | 20 | 0 | 0 | 0 | 0 | 0 | 0 | 0 | 0 | 0 | 0 | 0 | 0 | 0
1991 | 1 | 21 | 0.01 | 0.01 | 0 | 0 | 0.01 | 0 | 0 | 0 | 0 | 0 | 0 | 0 | 0
1991 | 1 | 22 | 0 | 0 | 0 | 0 | 0 | 0 | 0 | 0 | 0 | 0 | 0 | 0 | 0
1991 | 1 | 23 | 0 | 0 | 0 | 0 | 0 | 0 | 0 | 0 | 0 | 0 | 0 | 0 | 0
1991 | 1 | 24 | 0 | 0 | 0 | 0 | 0 | 0 | 0 | 0 | 0 | 0 | 0 | 0 | 0
1991 | 1 | 25 | 0 | 0 | 0 | 0 | 0 | 0 | 0 | 0 | 0 | 0 | 0 | 0 | 0
1991 | 1 | 26 | 0 | 0 | 0 | 0 | 0 | 0 | 0 | 0 | 0 | 0 | 0 | 0 | 0
1991 | 1 | 27 | 0 | 0 | 0 | 0 | 0 | 0 | 0 | 0 | 0 | 0 | 0 | 0 | 0
1991 | 1 | 28 | 0 | 0 | 0 | 0 | 0 | 0 | 0 | 0 | 0 | 0 | 0 | 0 | 0
1991 | 1 | 29 | 0 | 0 | 0 | 0 | 0 | 0 | 0 | 0 | 0 | 0 | 0 | 0 | 0
1991 | 1 | 30 | 0 | 0 | 0 | 0 | 0 | 0 | 0 | 0 | 0 | 0 | 0 | 0 | 0
1991 | 1 | 31 | 0 | 0 | 0 | 0 | 0 | 0 | 0 | 0 | 0 | 0 | 0 | 0 | 0
1991 | 2 | 1 | 0 | 0 | 0 | 0 | 0 | 0 | 0 | 0 | 0 | 0 | 0 | 0 | 0
1991 | 2 | 2 | 0 | 0 | 0 | 0 | 0 | 0 | 0 | 0 | 0 | 0 | 0 | 0 | 0
1991 | 2 | 3 | 0 | 0 | 0 | 0 | 0 | 0 | 0 | 0 | 0 | 0 | 0 | 0 | 0
1991 | 2 | 4 | 0 | 0 | 0 | 0 | 0 | 0 | 0 | 0 | 0 | 0 | 0 | 0 | 0
1991 | 2 | 5 | 0 | 0 | 0 | 0 | 0 | 0 | 0 | 0 | 0 | 0 | 0 | 0 | 0
1991 | 2 | 6 | 0.07 | 0.07 | 0.02 | 0 | 0.07 | 0.02 | 0 | 0 | 0 | 0 | 0 | 0 | 0
1991 | 2 | 7 | 0.13 | 0.13 | 0.08 | 0 | 0.13 | 0.08 | 0 | 0 | 0 | 0 | 0 | 0 | 0
1991 | 2 | 8 | 0.01 | 0.01 | 0 | 0 | 0.01 | 0 | 0 | 0 | 0 | 0 | 0 | 0 | 0
1991 | 2 | 9 | 0 | 0 | 0 | 0 | 0 | 0 | 0 | 0 | 0 | 0 | 0 | 0 | 0
1991 | 2 | 10 | 0 | 0 | 0 | 0 | 0 | 0 | 0 | 0 | 0 | 0 | 0 | 0 | 0
1991 | 2 | 11 | 0 | 0 | 0 | 0 | 0 | 0 | 0 | 0 | 0 | 0 | 0 | 0 | 0
1991 | 2 | 12 | 0 | 0 | 0 | 0 | 0 | 0 | 0 | 0 | 0 | 0 | 0 | 0 | 0
1991 | 2 | 13 | 0.31 | 0.31 | 0.26 | 0 | 0.31 | 0.26 | 0 | 0 | 0 | 0 | 0 | 0 | 0
1991 | 2 | 14 | 0.03 | 0.03 | 0 | 0 | 0.03 | 0 | 0 | 0 | 0 | 0 | 0 | 0 | 0
1991 | 2 | 15 | 0 | 0 | 0 | 0 | 0 | 0 | 0 | 0 | 0 | 0 | 0 | 0 | 0
1991 | 2 | 16 | 0 | 0 | 0 | 0 | 0 | 0 | 0 | 0 | 0 | 0 | 0 | 0 | 0
1991 | 2 | 17 | 0.08 | 0.08 | 0.03 | 0 | 0.08 | 0.03 | 0 | 0 | 0 | 0 | 0 | 0 | 0
1991 | 2 | 18 | 0.03 | 0.03 | 0 | 0 | 0.03 | 0 | 0 | 0 | 0 | 0 | 0 | 0 | 0
1991 | 2 | 19 | 0.12 | 0.12 | 0.07 | 0 | 0.12 | 0.07 | 0 | 0 | 0 | 0 | 0 | 0 | 0
1991 | 2 | 20 | 0 | 0 | 0 | 0 | 0 | 0 | 0 | 0 | 0 | 0 | 0 | 0 | 0
1991 | 2 | 21 | 0 | 0 | 0 | 0 | 0 | 0 | 0 | 0 | 0 | 0 | 0 | 0 | 0
1991 | 2 | 22 | 0 | 0 | 0 | 0 | 0 | 0 | 0 | 0 | 0 | 0 | 0 | 0 | 0
1991 | 2 | 23 | 0 | 0 | 0 | 0 | 0 | 0 | 0 | 0 | 0 | 0 | 0 | 0 | 0
1991 | 2 | 24 | 0 | 0 | 0 | 0 | 0 | 0 | 0 | 0 | 0 | 0 | 0 | 0 | 0
1991 | 2 | 25 | 0.01 | 0.01 | 0 | 0 | 0.01 | 0 | 0 | 0 | 0 | 0 | 0 | 0 | 0
1991 | 2 | 26 | 0.04 | 0.04 | 0 | 0 | 0.04 | 0 | 0 | 0 | 0 | 0 | 0 | 0 | 0
1991 | 2 | 27 | 0 | 0 | 0 | 0 | 0 | 0 | 0 | 0 | 0 | 0 | 0 | 0 | 0
1991 | 2 | 28 | 0 | 0 | 0 | 0 | 0 | 0 | 0 | 0 | 0 | 0 | 0 | 0 | 0
1991 | 3 | 1 | 0 | 0 | 0 | 0 | 0 | 0 | 0 | 0 | 0 | 0 | 0 | 0 | 0
1991 | 3 | 2 | 0.1 | 0.1 | 0.05 | 0 | 0.1 | 0.05 | 0 | 0 | 0 | 0 | 0 | 0 | 0
1991 | 3 | 3 | 0.33 | 0.33 | 0.28 | 0 | 0.33 | 0.28 | 0 | 0 | 0 | 0 | 0 | 0 | 0
1991 | 3 | 4 | 0.14 | 0.14 | 0.09 | 0 | 0.14 | 0.09 | 0 | 0 | 0 | 0 | 0 | 0 | 0
1991 | 3 | 5 | 0 | 0 | 0 | 0 | 0 | 0 | 0 | 0 | 0 | 0 | 0 | 0 | 0
1991 | 3 | 6 | 0.08 | 0.08 | 0.03 | 0 | 0.08 | 0.03 | 0 | 0 | 0 | 0 | 0 | 0 | 0
1991 | 3 | 7 | 0 | 0 | 0 | 0 | 0 | 0 | 0 | 0 | 0 | 0 | 0 | 0 | 0
1991 | 3 | 8 | 0 | 0 | 0 | 0 | 0 | 0 | 0 | 0 | 0 | 0 | 0 | 0 | 0
1991 | 3 | 9 | 0 | 0 | 0 | 0 | 0 | 0 | 0 | 0 | 0 | 0 | 0 | 0 | 0
1991 | 3 | 10 | 0 | 0 | 0 | 0 | 0 | 0 | 0 | 0 | 0 | 0 | 0 | 0 | 0
1991 | 3 | 11 | 0 | 0 | 0 | 0 | 0 | 0 | 0 | 0 | 0 | 0 | 0 | 0 | 0
1991 | 3 | 12 | 0 | 0 | 0 | 0 | 0 | 0 | 0 | 0 | 0 | 0 | 0 | 0 | 0
1991 | 3 | 13 | 0.17 | 0.17 | 0.12 | 0 | 0.17 | 0.12 | 0 | 0 | 0 | 0 | 0 | 0 | 0
1991 | 3 | 14 | 0.25 | 0.25 | 0.2 | 0 | 0.25 | 0.2 | 0 | 0 | 0 | 0 | 0 | 0 | 0
1991 | 3 | 15 | 0 | 0 | 0 | 0 | 0 | 0 | 0 | 0 | 0 | 0 | 0 | 0 | 0
1991 | 3 | 16 | 0 | 0 | 0 | 0 | 0 | 0 | 0 | 0 | 0 | 0 | 0 | 0 | 0
1991 | 3 | 17 | 0 | 0 | 0 | 0 | 0 | 0 | 0 | 0 | 0 | 0 | 0 | 0 | 0
1991 | 3 | 18 | 0.96 | 0.96 | 0.91 | 0 | 0.96 | 0.91 | 0 | 0 | 0 | 0 | 0 | 0 | 0
1991 | 3 | 19 | 0 | 0 | 0 | 0 | 0 | 0 | 0 | 0 | 0 | 0 | 0 | 0 | 0
1991 | 3 | 20 | 0 | 0 | 0 | 0 | 0 | 0 | 0 | 0 | 0 | 0 | 0 | 0 | 0
1991 | 3 | 21 | 0 | 0 | 0 | 0 | 0 | 0 | 0 | 0 | 0 | 0 | 0 | 0 | 0
1991 | 3 | 22 | 0.07 | 0.07 | 0.02 | 0 | 0.07 | 0.02 | 0 | 0 | 0 | 0 | 0 | 0 | 0
1991 | 3 | 23 | 1.29 | 1 | 0.95 | 0 | 1 | 0.95 | 0 | 0 | 0 | 0 | 0 | 0 | 0
1991 | 3 | 24 | 0 | 0 | 0 | 0 | 0 | 0 | 0 | 0 | 0 | 0 | 0 | 0 | 0
1991 | 3 | 25 | 0 | 0 | 0 | 0 | 0 | 0 | 0 | 0 | 0 | 0 | 0 | 0 | 0
1991 | 3 | 26 | 0 | 0 | 0 | 0 | 0 | 0 | 0 | 0 | 0 | 0 | 0 | 0 | 0
1991 | 3 | 27 | 0.07 | 0.07 | 0.02 | 0 | 0.07 | 0.02 | 0 | 0 | 0 | 0 | 0 | 0 | 0
1991 | 3 | 28 | 0 | 0 | 0 | 0 | 0 | 0 | 0 | 0 | 0 | 0 | 0 | 0 | 0
1991 | 3 | 29 | 0.84 | 0.84 | 0.79 | 0 | 0.84 | 0.79 | 0 | 0 | 0 | 0 | 0 | 0 | 0
1991 | 3 | 30 | 0.12 | 0.12 | 0.07 | 0 | 0.12 | 0.07 | 0 | 0 | 0 | 0 | 0 | 0 | 0
1991 | 3 | 31 | 0 | 0 | 0 | 0 | 0 | 0 | 0 | 0 | 0 | 0 | 0 | 0 | 0
1991 | 4 | 1 | 0 | 0 | 0 | 0 | 0 | 0 | 0 | 0 | 0 | 0 | 0 | 0 | 0
1991 | 4 | 2 | 0 | 0 | 0 | 0 | 0 | 0 | 0 | 0 | 0 | 0 | 0 | 0 | 0
1991 | 4 | 3 | 0 | 0 | 0 | 0 | 0 | 0 | 0 | 0 | 0 | 0 | 0 | 0 | 0
1991 | 4 | 4 | 0 | 0 | 0 | 0 | 0 | 0 | 0 | 0 | 0 | 0 | 0 | 0 | 0
1991 | 4 | 5 | 0.08 | 0.08 | 0.03 | 0 | 0.08 | 0.03 | 0 | 0 | 0 | 0 | 0 | 0 | 0
1991 | 4 | 6 | 0 | 0 | 0 | 0 | 0 | 0 | 0 | 0 | 0 | 0 | 0 | 0 | 0
1991 | 4 | 7 | 0 | 0 | 0 | 0 | 0 | 0 | 0 | 0 | 0 | 0 | 0 | 0 | 0
1991 | 4 | 8 | 0 | 0 | 0 | 0 | 0 | 0 | 0 | 0 | 0 | 0 | 0 | 0 | 0
1991 | 4 | 9 | 0 | 0 | 0 | 0 | 0 | 0 | 0 | 0 | 0 | 0 | 0 | 0 | 0
1991 | 4 | 10 | 0 | 0 | 0 | 0 | 0 | 0 | 0 | 0 | 0 | 0 | 0 | 0 | 0
1991 | 4 | 11 | 0 | 0 | 0 | 0 | 0 | 0 | 0 | 0 | 0 | 0 | 0 | 0 | 0
1991 | 4 | 12 | 0 | 0 | 0 | 0 | 0 | 0 | 0 | 0 | 0 | 0 | 0 | 0 | 0
1991 | 4 | 13 | 0.7 | 0.7 | 0.65 | 0 | 0.7 | 0.65 | 0 | 0 | 0 | 0 | 0 | 0 | 0
1991 | 4 | 14 | 0.12 | 0.12 | 0.07 | 0 | 0.12 | 0.07 | 0 | 0 | 0 | 0 | 0 | 0 | 0
1991 | 4 | 15 | 0.18 | 0.18 | 0.13 | 0 | 0.18 | 0.13 | 0 | 0 | 0 | 0 | 0 | 0 | 0
1991 | 4 | 16 | 0 | 0 | 0 | 0 | 0 | 0 | 0 | 0 | 0 | 0 | 0 | 0 | 0
1991 | 4 | 17 | 0 | 0 | 0 | 0 | 0 | 0 | 0 | 0 | 0 | 0 | 0 | 0 | 0
1991 | 4 | 18 | 0 | 0 | 0 | 0 | 0 | 0 | 0 | 0 | 0 | 0 | 0 | 0 | 0
1991 | 4 | 19 | 0.04 | 0.04 | 0 | 0 | 0.04 | 0 | 0 | 0 | 0 | 0 | 0 | 0 | 0
1991 | 4 | 20 | 0.01 | 0.01 | 0 | 0 | 0.01 | 0 | 0 | 0 | 0 | 0 | 0 | 0 | 0
1991 | 4 | 21 | 0.03 | 0.03 | 0 | 0 | 0.03 | 0 | 0 | 0 | 0 | 0 | 0 | 0 | 0
1991 | 4 | 22 | 0 | 0 | 0 | 0 | 0 | 0 | 0 | 0 | 0 | 0 | 0 | 0 | 0
1991 | 4 | 23 | 0 | 0 | 0 | 0 | 0 | 0 | 0 | 0 | 0 | 0 | 0 | 0 | 0
1991 | 4 | 24 | 0.04 | 0.04 | 0 | 0 | 0.04 | 0 | 0 | 0 | 0 | 0 | 0 | 0 | 0
1991 | 4 | 25 | 0 | 0 | 0 | 0 | 0 | 0 | 0 | 0 | 0 | 0 | 0 | 0 | 0
1991 | 4 | 26 | 0 | 0 | 0 | 0 | 0 | 0 | 0 | 0 | 0 | 0 | 0 | 0 | 0
1991 | 4 | 27 | 0.02 | 0.02 | 0 | 0 | 0.02 | 0 | 0 | 0 | 0 | 0 | 0 | 0 | 0
1991 | 4 | 28 | 0 | 0 | 0 | 0 | 0 | 0 | 0 | 0 | 0 | 0 | 0 | 0 | 0
1991 | 4 | 29 | 0.07 | 0.07 | 0.02 | 0 | 0.07 | 0.02 | 0 | 0 | 0 | 0 | 0 | 0 | 0
1991 | 4 | 30 | 0.1 | 0.1 | 0.05 | 0 | 0.1 | 0.05 | 0 | 0 | 0 | 0 | 0 | 0 | 0
1991 | 5 | 1 | 0 | 0 | 0 | 0 | 0 | 0 | 0 | 0 | 0 | 0 | 0 | 0 | 0
1991 | 5 | 2 | 0 | 0 | 0 | 0 | 0 | 0 | 0 | 0 | 0 | 0 | 0 | 0 | 0
1991 | 5 | 3 | 0 | 0 | 0 | 0 | 0 | 0 | 0 | 0 | 0 | 0 | 0 | 0 | 0
1991 | 5 | 4 | 0 | 0 | 0 | 0 | 0 | 0 | 0 | 0 | 0 | 0 | 0 | 0 | 0
1991 | 5 | 5 | 0.09 | 0.09 | 0.04 | 0 | 0.09 | 0.04 | 0 | 0 | 0 | 0 | 0 | 0 | 0
1991 | 5 | 6 | 0.87 | 0.87 | 0.82 | 0 | 0.87 | 0.82 | 0 | 0 | 0 | 0 | 0 | 0 | 0
1991 | 5 | 7 | 0 | 0 | 0 | 0 | 0 | 0 | 0 | 0 | 0 | 0 | 0 | 0 | 0
1991 | 5 | 8 | 0 | 0 | 0 | 0 | 0 | 0 | 0 | 0 | 0 | 0 | 0 | 0 | 0
1991 | 5 | 9 | 0.12 | 0.12 | 0.07 | 0 | 0.12 | 0.07 | 0 | 0 | 0 | 0 | 0 | 0 | 0
1991 | 5 | 10 | 0 | 0 | 0 | 0 | 0 | 0 | 0 | 0 | 0 | 0 | 0 | 0 | 0
1991 | 5 | 11 | 0 | 0 | 0 | 0 | 0 | 0 | 0 | 0 | 0 | 0 | 0 | 0 | 0
1991 | 5 | 12 | 0 | 0 | 0 | 0 | 0 | 0 | 0 | 0 | 0 | 0 | 0 | 0 | 0
1991 | 5 | 13 | 0 | 0 | 0 | 0 | 0 | 0 | 0 | 0 | 0 | 0 | 0 | 0 | 0
1991 | 5 | 14 | 0.02 | 0.02 | 0 | 0 | 0.02 | 0 | 0 | 0 | 0 | 0 | 0 | 0 | 0
1991 | 5 | 15 | 0 | 0 | 0 | 0 | 0 | 0 | 0 | 0 | 0 | 0 | 0 | 0 | 0
1991 | 5 | 16 | 0 | 0 | 0 | 0 | 0 | 0 | 0 | 0 | 0 | 0 | 0 | 0 | 0
1991 | 5 | 17 | 0.3 | 0.3 | 0.25 | 0 | 0.3 | 0.25 | 0 | 0 | 0 | 0 | 0 | 0 | 0
1991 | 5 | 18 | 0 | 0 | 0 | 0 | 0 | 0 | 0 | 0 | 0 | 0 | 0 | 0 | 0
1991 | 5 | 19 | 0.02 | 0.02 | 0 | 0 | 0.02 | 0 | 0 | 0 | 0 | 0 | 0 | 0 | 0
1991 | 5 | 20 | 0 | 0 | 0 | 0 | 0 | 0 | 0 | 0 | 0 | 0 | 0 | 0 | 0
1991 | 5 | 21 | 0 | 0 | 0 | 0 | 0 | 0 | 0 | 0 | 0 | 0 | 0 | 0 | 0
1991 | 5 | 22 | 0 | 0 | 0 | 0 | 0 | 0 | 0 | 0 | 0 | 0 | 0 | 0 | 0
1991 | 5 | 23 | 0 | 0 | 0 | 0 | 0 | 0 | 0 | 0 | 0 | 0 | 0 | 0 | 0
1991 | 5 | 24 | 0 | 0 | 0 | 0 | 0 | 0 | 0 | 0 | 0 | 0 | 0 | 0 | 0
1991 | 5 | 25 | 0 | 0 | 0 | 0 | 0 | 0 | 0 | 0 | 0 | 0 | 0 | 0 | 0
1991 | 5 | 26 | 0 | 0 | 0 | 0 | 0 | 0 | 0 | 0 | 0 | 0 | 0 | 0 | 0
1991 | 5 | 27 | 0.02 | 0.02 | 0 | 0 | 0.02 | 0 | 0 | 0 | 0 | 0 | 0 | 0 | 0
1991 | 5 | 28 | 0 | 0 | 0 | 0 | 0 | 0 | 0 | 0 | 0 | 0 | 0 | 0 | 0
1991 | 5 | 29 | 0 | 0 | 0 | 0 | 0 | 0 | 0 | 0 | 0 | 0 | 0 | 0 | 0
1991 | 5 | 30 | 0.02 | 0.02 | 0 | 0 | 0.02 | 0 | 0 | 0 | 0 | 0 | 0 | 0 | 0
1991 | 5 | 31 | 0.11 | 0.11 | 0.06 | 0 | 0.11 | 0.06 | 0 | 0 | 0 | 0 | 0 | 0 | 0
1991 | 6 | 1 | 0.42 | 0.42 | 0.37 | 0 | 0.42 | 0.37 | 0 | 0 | 0 | 0 | 0 | 0 | 0
1991 | 6 | 2 | 0 | 0 | 0 | 0 | 0 | 0 | 0 | 0 | 0 | 0 | 0 | 0 | 0
1991 | 6 | 3 | 0.22 | 0.22 | 0.17 | 0 | 0.22 | 0.17 | 0 | 0 | 0 | 0 | 0 | 0 | 0
1991 | 6 | 4 | 0 | 0 | 0 | 0 | 0 | 0 | 0 | 0 | 0 | 0 | 0 | 0 | 0
1991 | 6 | 5 | 0 | 0 | 0 | 0 | 0 | 0 | 0 | 0 | 0 | 0 | 0 | 0 | 0
1991 | 6 | 6 | 0 | 0 | 0 | 0 | 0 | 0 | 0 | 0 | 0 | 0 | 0 | 0 | 0
1991 | 6 | 7 | 0 | 0 | 0 | 0 | 0 | 0 | 0 | 0 | 0 | 0 | 0 | 0 | 0
1991 | 6 | 8 | 0 | 0 | 0 | 0 | 0 | 0 | 0 | 0 | 0 | 0 | 0 | 0 | 0
1991 | 6 | 9 | 0 | 0 | 0 | 0 | 0 | 0 | 0 | 0 | 0 | 0 | 0 | 0 | 0
1991 | 6 | 10 | 0 | 0 | 0 | 0 | 0 | 0 | 0 | 0 | 0 | 0 | 0 | 0 | 0
1991 | 6 | 11 | 0 | 0 | 0 | 0 | 0 | 0 | 0 | 0 | 0 | 0 | 0 | 0 | 0
1991 | 6 | 12 | 0 | 0 | 0 | 0 | 0 | 0 | 0 | 0 | 0 | 0 | 0 | 0 | 0
1991 | 6 | 13 | 0 | 0 | 0 | 0 | 0 | 0 | 0 | 0 | 0 | 0 | 0 | 0 | 0
1991 | 6 | 14 | 0 | 0 | 0 | 0 | 0 | 0 | 0 | 0 | 0 | 0 | 0 | 0 | 0
1991 | 6 | 15 | 0 | 0 | 0 | 0 | 0 | 0 | 0 | 0 | 0 | 0 | 0 | 0 | 0
1991 | 6 | 16 | 0.01 | 0.01 | 0 | 0 | 0.01 | 0 | 0 | 0 | 0 | 0 | 0 | 0 | 0
1991 | 6 | 17 | 0 | 0 | 0 | 0 | 0 | 0 | 0 | 0 | 0 | 0 | 0 | 0 | 0
1991 | 6 | 18 | 0.1 | 0.1 | 0.05 | 0 | 0.1 | 0.05 | 0 | 0 | 0 | 0 | 0 | 0 | 0
1991 | 6 | 19 | 0 | 0 | 0 | 0 | 0 | 0 | 0 | 0 | 0 | 0 | 0 | 0 | 0
1991 | 6 | 20 | 0 | 0 | 0 | 0 | 0 | 0 | 0 | 0 | 0 | 0 | 0 | 0 | 0
1991 | 6 | 21 | 0 | 0 | 0 | 0 | 0 | 0 | 0 | 0 | 0 | 0 | 0 | 0 | 0
1991 | 6 | 22 | 0.34 | 0.34 | 0.29 | 0 | 0.34 | 0.29 | 0 | 0 | 0 | 0 | 0 | 0 | 0
1991 | 6 | 23 | 0.18 | 0.18 | 0.13 | 0 | 0.18 | 0.13 | 0 | 0 | 0 | 0 | 0 | 0 | 0
1991 | 6 | 24 | 0 | 0 | 0 | 0 | 0 | 0 | 0 | 0 | 0 | 0 | 0 | 0 | 0
1991 | 6 | 25 | 0 | 0 | 0 | 0 | 0 | 0 | 0 | 0 | 0 | 0 | 0 | 0 | 0
1991 | 6 | 26 | 0 | 0 | 0 | 0 | 0 | 0 | 0 | 0 | 0 | 0 | 0 | 0 | 0
1991 | 6 | 27 | 0 | 0 | 0 | 0 | 0 | 0 | 0 | 0 | 0 | 0 | 0 | 0 | 0
1991 | 6 | 28 | 0 | 0 | 0 | 0 | 0 | 0 | 0 | 0 | 0 | 0 | 0 | 0 | 0
1991 | 6 | 29 | 0 | 0 | 0 | 0 | 0 | 0 | 0 | 0 | 0 | 0 | 0 | 0 | 0
1991 | 6 | 30 | 0 | 0 | 0 | 0 | 0 | 0 | 0 | 0 | 0 | 0 | 0 | 0 | 0
1991 | 7 | 1 | 0 | 0 | 0 | 0 | 0 | 0 | 0 | 0 | 0 | 0 | 0 | 0 | 0
1991 | 7 | 2 | 0.04 | 0.04 | 0 | 0 | 0.04 | 0 | 0 | 0 | 0 | 0 | 0 | 0 | 0
1991 | 7 | 3 | 0.02 | 0.02 | 0 | 0 | 0.02 | 0 | 0 | 0 | 0 | 0 | 0 | 0 | 0
1991 | 7 | 4 | 0 | 0 | 0 | 0 | 0 | 0 | 0 | 0 | 0 | 0 | 0 | 0 | 0
1991 | 7 | 5 | 0.41 | 0.41 | 0.36 | 0 | 0.41 | 0.36 | 0 | 0 | 0 | 0 | 0 | 0 | 0
1991 | 7 | 6 | 0 | 0 | 0 | 0 | 0 | 0 | 0 | 0 | 0 | 0 | 0 | 0 | 0
1991 | 7 | 7 | 0.08 | 0.08 | 0.03 | 0 | 0.08 | 0.03 | 0 | 0 | 0 | 0 | 0 | 0 | 0
1991 | 7 | 8 | 0.96 | 0.96 | 0.91 | 0 | 0.96 | 0.91 | 0 | 0 | 0 | 0 | 0 | 0 | 0
1991 | 7 | 9 | 0 | 0 | 0 | 0 | 0 | 0 | 0 | 0 | 0 | 0 | 0 | 0 | 0
1991 | 7 | 10 | 0.01 | 0.01 | 0 | 0 | 0.01 | 0 | 0 | 0 | 0 | 0 | 0 | 0 | 0
1991 | 7 | 11 | 0 | 0 | 0 | 0 | 0 | 0 | 0 | 0 | 0 | 0 | 0 | 0 | 0
1991 | 7 | 12 | 0 | 0 | 0 | 0 | 0 | 0 | 0 | 0 | 0 | 0 | 0 | 0 | 0
1991 | 7 | 13 | 0 | 0 | 0 | 0 | 0 | 0 | 0 | 0 | 0 | 0 | 0 | 0 | 0
1991 | 7 | 14 | 0 | 0 | 0 | 0 | 0 | 0 | 0 | 0 | 0 | 0 | 0 | 0 | 0
1991 | 7 | 15 | 0 | 0 | 0 | 0 | 0 | 0 | 0 | 0 | 0 | 0 | 0 | 0 | 0
1991 | 7 | 16 | 0 | 0 | 0 | 0 | 0 | 0 | 0 | 0 | 0 | 0 | 0 | 0 | 0
1991 | 7 | 17 | 0 | 0 | 0 | 0 | 0 | 0 | 0 | 0 | 0 | 0 | 0 | 0 | 0
1991 | 7 | 18 | 0 | 0 | 0 | 0 | 0 | 0 | 0 | 0 | 0 | 0 | 0 | 0 | 0
1991 | 7 | 19 | 0 | 0 | 0 | 0 | 0 | 0 | 0 | 0 | 0 | 0 | 0 | 0 | 0
1991 | 7 | 20 | 0 | 0 | 0 | 0 | 0 | 0 | 0 | 0 | 0 | 0 | 0 | 0 | 0
1991 | 7 | 21 | 0.34 | 0.34 | 0.29 | 0 | 0.34 | 0.29 | 0 | 0 | 0 | 0 | 0 | 0 | 0
1991 | 7 | 22 | 0.05 | 0.05 | 0 | 0 | 0.05 | 0 | 0 | 0 | 0 | 0 | 0 | 0 | 0
1991 | 7 | 23 | 0.15 | 0.15 | 0.1 | 0 | 0.15 | 0.1 | 0 | 0 | 0 | 0 | 0 | 0 | 0
1991 | 7 | 24 | 0 | 0 | 0 | 0 | 0 | 0 | 0 | 0 | 0 | 0 | 0 | 0 | 0
1991 | 7 | 25 | 0.61 | 0.61 | 0.56 | 0 | 0.61 | 0.56 | 0 | 0 | 0 | 0 | 0 | 0 | 0
1991 | 7 | 26 | 0.46 | 0.46 | 0.41 | 0 | 0.46 | 0.41 | 0 | 0 | 0 | 0 | 0 | 0 | 0
1991 | 7 | 27 | 0.27 | 0.27 | 0.22 | 0 | 0.27 | 0.22 | 0 | 0 | 0 | 0 | 0 | 0 | 0
1991 | 7 | 28 | 0 | 0 | 0 | 0 | 0 | 0 | 0 | 0 | 0 | 0 | 0 | 0 | 0
1991 | 7 | 29 | 0.36 | 0.36 | 0.31 | 0 | 0.36 | 0.31 | 0 | 0 | 0 | 0 | 0 | 0 | 0
1991 | 7 | 30 | 0 | 0 | 0 | 0 | 0 | 0 | 0 | 0 | 0 | 0 | 0 | 0 | 0
1991 | 7 | 31 | 0 | 0 | 0 | 0 | 0 | 0 | 0 | 0 | 0 | 0 | 0 | 0 | 0
1991 | 8 | 1 | 0 | 0 | 0 | 0 | 0 | 0 | 0 | 0 | 0 | 0 | 0 | 0 | 0
1991 | 8 | 2 | 0 | 0 | 0 | 0 | 0 | 0 | 0 | 0 | 0 | 0 | 0 | 0 | 0
1991 | 8 | 3 | 0 | 0 | 0 | 0 | 0 | 0 | 0 | 0 | 0 | 0 | 0 | 0 | 0
1991 | 8 | 4 | 0 | 0 | 0 | 0 | 0 | 0 | 0 | 0 | 0 | 0 | 0 | 0 | 0
1991 | 8 | 5 | 0 | 0 | 0 | 0 | 0 | 0 | 0 | 0 | 0 | 0 | 0 | 0 | 0
1991 | 8 | 6 | 0 | 0 | 0 | 0 | 0 | 0 | 0 | 0 | 0 | 0 | 0 | 0 | 0
1991 | 8 | 7 | 0 | 0 | 0 | 0 | 0 | 0 | 0 | 0 | 0 | 0 | 0 | 0 | 0
1991 | 8 | 8 | 0 | 0 | 0 | 0 | 0 | 0 | 0 | 0 | 0 | 0 | 0 | 0 | 0
1991 | 8 | 9 | 1.35 | 1 | 0.95 | 0 | 1 | 0.95 | 0 | 0 | 0 | 0 | 0 | 0 | 0
1991 | 8 | 10 | 0.08 | 0.08 | 0.03 | 0 | 0.08 | 0.03 | 0 | 0 | 0 | 0 | 0 | 0 | 0
1991 | 8 | 11 | 0 | 0 | 0 | 0 | 0 | 0 | 0 | 0 | 0 | 0 | 0 | 0 | 0
1991 | 8 | 12 | 0 | 0 | 0 | 0 | 0 | 0 | 0 | 0 | 0 | 0 | 0 | 0 | 0
1991 | 8 | 13 | 0 | 0 | 0 | 0 | 0 | 0 | 0 | 0 | 0 | 0 | 0 | 0 | 0
1991 | 8 | 14 | 0 | 0 | 0 | 0 | 0 | 0 | 0 | 0 | 0 | 0 | 0 | 0 | 0
1991 | 8 | 15 | 0.01 | 0.01 | 0 | 0 | 0.01 | 0 | 0 | 0 | 0 | 0 | 0 | 0 | 0
1991 | 8 | 16 | 0 | 0 | 0 | 0 | 0 | 0 | 0 | 0 | 0 | 0 | 0 | 0 | 0
1991 | 8 | 17 | 0 | 0 | 0 | 0 | 0 | 0 | 0 | 0 | 0 | 0 | 0 | 0 | 0
1991 | 8 | 18 | 0.03 | 0.03 | 0 | 0 | 0.03 | 0 | 0 | 0 | 0 | 0 | 0 | 0 | 0
1991 | 8 | 19 | 0 | 0 | 0 | 0 | 0 | 0 | 0 | 0 | 0 | 0 | 0 | 0 | 0
1991 | 8 | 20 | 0.05 | 0.05 | 0 | 0 | 0.05 | 0 | 0 | 0 | 0 | 0 | 0 | 0 | 0
1991 | 8 | 21 | 0 | 0 | 0 | 0 | 0 | 0 | 0 | 0 | 0 | 0 | 0 | 0 | 0
1991 | 8 | 22 | 0 | 0 | 0 | 0 | 0 | 0 | 0 | 0 | 0 | 0 | 0 | 0 | 0
1991 | 8 | 23 | 0 | 0 | 0 | 0 | 0 | 0 | 0 | 0 | 0 | 0 | 0 | 0 | 0
1991 | 8 | 24 | 0 | 0 | 0 | 0 | 0 | 0 | 0 | 0 | 0 | 0 | 0 | 0 | 0
1991 | 8 | 25 | 0 | 0 | 0 | 0 | 0 | 0 | 0 | 0 | 0 | 0 | 0 | 0 | 0
1991 | 8 | 26 | 0 | 0 | 0 | 0 | 0 | 0 | 0 | 0 | 0 | 0 | 0 | 0 | 0
1991 | 8 | 27 | 0.51 | 0.51 | 0.46 | 0 | 0.51 | 0.46 | 0 | 0 | 0 | 0 | 0 | 0 | 0
1991 | 8 | 28 | 0 | 0 | 0 | 0 | 0 | 0 | 0 | 0 | 0 | 0 | 0 | 0 | 0
1991 | 8 | 29 | 0 | 0 | 0 | 0 | 0 | 0 | 0 | 0 | 0 | 0 | 0 | 0 | 0
1991 | 8 | 30 | 0 | 0 | 0 | 0 | 0 | 0 | 0 | 0 | 0 | 0 | 0 | 0 | 0
1991 | 8 | 31 | 0 | 0 | 0 | 0 | 0 | 0 | 0 | 0 | 0 | 0 | 0 | 0 | 0
1991 | 9 | 1 | 0 | 0 | 0 | 0 | 0 | 0 | 0 | 0 | 0 | 0 | 0 | 0 | 0
1991 | 9 | 2 | 0 | 0 | 0 | 0 | 0 | 0 | 0 | 0 | 0 | 0 | 0 | 0 | 0
1991 | 9 | 3 | 0 | 0 | 0 | 0 | 0 | 0 | 0 | 0 | 0 | 0 | 0 | 0 | 0
1991 | 9 | 4 | 0.91 | 0.91 | 0.86 | 0 | 0.91 | 0.86 | 0 | 0 | 0 | 0 | 0 | 0 | 0
1991 | 9 | 5 | 0.08 | 0.08 | 0.03 | 0 | 0.08 | 0.03 | 0 | 0 | 0 | 0 | 0 | 0 | 0
1991 | 9 | 6 | 0.36 | 0.36 | 0.31 | 0 | 0.36 | 0.31 | 0 | 0 | 0 | 0 | 0 | 0 | 0
1991 | 9 | 7 | 0 | 0 | 0 | 0 | 0 | 0 | 0 | 0 | 0 | 0 | 0 | 0 | 0
1991 | 9 | 8 | 0 | 0 | 0 | 0 | 0 | 0 | 0 | 0 | 0 | 0 | 0 | 0 | 0
1991 | 9 | 9 | 0 | 0 | 0 | 0 | 0 | 0 | 0 | 0 | 0 | 0 | 0 | 0 | 0
1991 | 9 | 10 | 0 | 0 | 0 | 0 | 0 | 0 | 0 | 0 | 0 | 0 | 0 | 0 | 0
1991 | 9 | 11 | 0 | 0 | 0 | 0 | 0 | 0 | 0 | 0 | 0 | 0 | 0 | 0 | 0
1991 | 9 | 12 | 0 | 0 | 0 | 0 | 0 | 0 | 0 | 0 | 0 | 0 | 0 | 0 | 0
1991 | 9 | 13 | 0 | 0 | 0 | 0 | 0 | 0 | 0 | 0 | 0 | 0 | 0 | 0 | 0
1991 | 9 | 14 | 0.05 | 0.05 | 0 | 0 | 0.05 | 0 | 0 | 0 | 0 | 0 | 0 | 0 | 0
1991 | 9 | 15 | 0 | 0 | 0 | 0 | 0 | 0 | 0 | 0 | 0 | 0 | 0 | 0 | 0
1991 | 9 | 16 | 0 | 0 | 0 | 0 | 0 | 0 | 0 | 0 | 0 | 0 | 0 | 0 | 0
1991 | 9 | 17 | 0.5 | 0.5 | 0.45 | 0 | 0.5 | 0.45 | 0 | 0 | 0 | 0 | 0 | 0 | 0
1991 | 9 | 18 | 0.15 | 0.15 | 0.1 | 0 | 0.15 | 0.1 | 0 | 0 | 0 | 0 | 0 | 0 | 0
1991 | 9 | 19 | 0.08 | 0.08 | 0.03 | 0 | 0.08 | 0.03 | 0 | 0 | 0 | 0 | 0 | 0 | 0
1991 | 9 | 20 | 0 | 0 | 0 | 0 | 0 | 0 | 0 | 0 | 0 | 0 | 0 | 0 | 0
1991 | 9 | 21 | 0 | 0 | 0 | 0 | 0 | 0 | 0 | 0 | 0 | 0 | 0 | 0 | 0
1991 | 9 | 22 | 0 | 0 | 0 | 0 | 0 | 0 | 0 | 0 | 0 | 0 | 0 | 0 | 0
1991 | 9 | 23 | 0.03 | 0.03 | 0 | 0 | 0.03 | 0 | 0 | 0 | 0 | 0 | 0 | 0 | 0
1991 | 9 | 24 | 0.84 | 0.84 | 0.79 | 0 | 0.84 | 0.79 | 0 | 0 | 0 | 0 | 0 | 0 | 0
1991 | 9 | 25 | 0.49 | 0.49 | 0.44 | 0 | 0.49 | 0.44 | 0 | 0 | 0 | 0 | 0 | 0 | 0
1991 | 9 | 26 | 0.01 | 0.01 | 0 | 0 | 0.01 | 0 | 0 | 0 | 0 | 0 | 0 | 0 | 0
1991 | 9 | 27 | 0 | 0 | 0 | 0 | 0 | 0 | 0 | 0 | 0 | 0 | 0 | 0 | 0
1991 | 9 | 28 | 0 | 0 | 0 | 0 | 0 | 0 | 0 | 0 | 0 | 0 | 0 | 0 | 0
1991 | 9 | 29 | 0 | 0 | 0 | 0 | 0 | 0 | 0 | 0 | 0 | 0 | 0 | 0 | 0
1991 | 9 | 30 | 0 | 0 | 0 | 0 | 0 | 0 | 0 | 0 | 0 | 0 | 0 | 0 | 0
1991 | 10 | 1 | 0 | 0 | 0 | 0 | 0 | 0 | 0 | 0 | 0 | 0 | 0 | 0 | 0
1991 | 10 | 2 | 0 | 0 | 0 | 0 | 0 | 0 | 0 | 0 | 0 | 0 | 0 | 0 | 0
1991 | 10 | 3 | 0.03 | 0.03 | 0 | 0 | 0.03 | 0 | 0 | 0 | 0 | 0 | 0 | 0 | 0
1991 | 10 | 4 | 0 | 0 | 0 | 0 | 0 | 0 | 0 | 0 | 0 | 0 | 0 | 0 | 0
1991 | 10 | 5 | 0 | 0 | 0 | 0 | 0 | 0 | 0 | 0 | 0 | 0 | 0 | 0 | 0
1991 | 10 | 6 | 0.35 | 0.35 | 0.3 | 0 | 0.35 | 0.3 | 0 | 0 | 0 | 0 | 0 | 0 | 0
1991 | 10 | 7 | 0 | 0 | 0 | 0 | 0 | 0 | 0 | 0 | 0 | 0 | 0 | 0 | 0
1991 | 10 | 8 | 0 | 0 | 0 | 0 | 0 | 0 | 0 | 0 | 0 | 0 | 0 | 0 | 0
1991 | 10 | 9 | 0 | 0 | 0 | 0 | 0 | 0 | 0 | 0 | 0 | 0 | 0 | 0 | 0
1991 | 10 | 10 | 0 | 0 | 0 | 0 | 0 | 0 | 0 | 0 | 0 | 0 | 0 | 0 | 0
1991 | 10 | 11 | 0.04 | 0.04 | 0 | 0 | 0.04 | 0 | 0 | 0 | 0 | 0 | 0 | 0 | 0
1991 | 10 | 12 | 0.03 | 0.03 | 0 | 0 | 0.03 | 0 | 0 | 0 | 0 | 0 | 0 | 0 | 0
1991 | 10 | 13 | 0 | 0 | 0 | 0 | 0 | 0 | 0 | 0 | 0 | 0 | 0 | 0 | 0
1991 | 10 | 14 | 0 | 0 | 0 | 0 | 0 | 0 | 0 | 0 | 0 | 0 | 0 | 0 | 0
1991 | 10 | 15 | 0.3 | 0.3 | 0.25 | 0 | 0.3 | 0.25 | 0 | 0 | 0 | 0 | 0 | 0 | 0
1991 | 10 | 16 | 0.04 | 0.04 | 0 | 0 | 0.04 | 0 | 0 | 0 | 0 | 0 | 0 | 0 | 0
1991 | 10 | 17 | 1.24 | 1 | 0.95 | 0 | 1 | 0.95 | 0 | 0 | 0 | 0 | 0 | 0 | 0
1991 | 10 | 18 | 0 | 0 | 0 | 0 | 0 | 0 | 0 | 0 | 0 | 0 | 0 | 0 | 0
1991 | 10 | 19 | 0 | 0 | 0 | 0 | 0 | 0 | 0 | 0 | 0 | 0 | 0 | 0 | 0
1991 | 10 | 20 | 0 | 0 | 0 | 0 | 0 | 0 | 0 | 0 | 0 | 0 | 0 | 0 | 0
1991 | 10 | 21 | 0 | 0 | 0 | 0 | 0 | 0 | 0 | 0 | 0 | 0 | 0 | 0 | 0
1991 | 10 | 22 | 0 | 0 | 0 | 0 | 0 | 0 | 0 | 0 | 0 | 0 | 0 | 0 | 0
1991 | 10 | 23 | 0 | 0 | 0 | 0 | 0 | 0 | 0 | 0 | 0 | 0 | 0 | 0 | 0
1991 | 10 | 24 | 0 | 0 | 0 | 0 | 0 | 0 | 0 | 0 | 0 | 0 | 0 | 0 | 0
1991 | 10 | 25 | 0 | 0 | 0 | 0 | 0 | 0 | 0 | 0 | 0 | 0 | 0 | 0 | 0
1991 | 10 | 26 | 0 | 0 | 0 | 0 | 0 | 0 | 0 | 0 | 0 | 0 | 0 | 0 | 0
1991 | 10 | 27 | 0 | 0 | 0 | 0 | 0 | 0 | 0 | 0 | 0 | 0 | 0 | 0 | 0
1991 | 10 | 28 | 0 | 0 | 0 | 0 | 0 | 0 | 0 | 0 | 0 | 0 | 0 | 0 | 0
1991 | 10 | 29 | 0 | 0 | 0 | 0 | 0 | 0 | 0 | 0 | 0 | 0 | 0 | 0 | 0
1991 | 10 | 30 | 0 | 0 | 0 | 0 | 0 | 0 | 0 | 0 | 0 | 0 | 0 | 0 | 0
1991 | 10 | 31 | 0 | 0 | 0 | 0 | 0 | 0 | 0 | 0 | 0 | 0 | 0 | 0 | 0
1991 | 11 | 1 | 0 | 0 | 0 | 0 | 0 | 0 | 0 | 0 | 0 | 0 | 0 | 0 | 0
1991 | 11 | 2 | 0 | 0 | 0 | 0 | 0 | 0 | 0 | 0 | 0 | 0 | 0 | 0 | 0
1991 | 11 | 3 | 0 | 0 | 0 | 0 | 0 | 0 | 0 | 0 | 0 | 0 | 0 | 0 | 0
1991 | 11 | 4 | 0 | 0 | 0 | 0 | 0 | 0 | 0 | 0 | 0 | 0 | 0 | 0 | 0
1991 | 11 | 5 | 0 | 0 | 0 | 0 | 0 | 0 | 0 | 0 | 0 | 0 | 0 | 0 | 0
1991 | 11 | 6 | 0 | 0 | 0 | 0 | 0 | 0 | 0 | 0 | 0 | 0 | 0 | 0 | 0
1991 | 11 | 7 | 0 | 0 | 0 | 0 | 0 | 0 | 0 | 0 | 0 | 0 | 0 | 0 | 0
1991 | 11 | 8 | 0 | 0 | 0 | 0 | 0 | 0 | 0 | 0 | 0 | 0 | 0 | 0 | 0
1991 | 11 | 9 | 0.01 | 0.01 | 0 | 0 | 0.01 | 0 | 0 | 0 | 0 | 0 | 0 | 0 | 0
1991 | 11 | 10 | 0.1 | 0.1 | 0.05 | 0 | 0.1 | 0.05 | 0 | 0 | 0 | 0 | 0 | 0 | 0
1991 | 11 | 11 | 0.01 | 0.01 | 0 | 0 | 0.01 | 0 | 0 | 0 | 0 | 0 | 0 | 0 | 0
1991 | 11 | 12 | 0.11 | 0.11 | 0.06 | 0 | 0.11 | 0.06 | 0 | 0 | 0 | 0 | 0 | 0 | 0
1991 | 11 | 13 | 0 | 0 | 0 | 0 | 0 | 0 | 0 | 0 | 0 | 0 | 0 | 0 | 0
1991 | 11 | 14 | 0 | 0 | 0 | 0 | 0 | 0 | 0 | 0 | 0 | 0 | 0 | 0 | 0
1991 | 11 | 15 | 0 | 0 | 0 | 0 | 0 | 0 | 0 | 0 | 0 | 0 | 0 | 0 | 0
1991 | 11 | 16 | 0 | 0 | 0 | 0 | 0 | 0 | 0 | 0 | 0 | 0 | 0 | 0 | 0
1991 | 11 | 17 | 0 | 0 | 0 | 0 | 0 | 0 | 0 | 0 | 0 | 0 | 0 | 0 | 0
1991 | 11 | 18 | 0 | 0 | 0 | 0 | 0 | 0 | 0 | 0 | 0 | 0 | 0 | 0 | 0
1991 | 11 | 19 | 0 | 0 | 0 | 0 | 0 | 0 | 0 | 0 | 0 | 0 | 0 | 0 | 0
1991 | 11 | 20 | 0 | 0 | 0 | 0 | 0 | 0 | 0 | 0 | 0 | 0 | 0 | 0 | 0
1991 | 11 | 21 | 0.01 | 0.01 | 0 | 0 | 0.01 | 0 | 0 | 0 | 0 | 0 | 0 | 0 | 0
1991 | 11 | 22 | 0.5 | 0.5 | 0.45 | 0 | 0.5 | 0.45 | 0 | 0 | 0 | 0 | 0 | 0 | 0
1991 | 11 | 23 | 0 | 0 | 0 | 0 | 0 | 0 | 0 | 0 | 0 | 0 | 0 | 0 | 0
1991 | 11 | 24 | 0 | 0 | 0 | 0 | 0 | 0 | 0 | 0 | 0 | 0 | 0 | 0 | 0
1991 | 11 | 25 | 0 | 0 | 0 | 0 | 0 | 0 | 0 | 0 | 0 | 0 | 0 | 0 | 0
1991 | 11 | 26 | 0 | 0 | 0 | 0 | 0 | 0 | 0 | 0 | 0 | 0 | 0 | 0 | 0
1991 | 11 | 27 | 0 | 0 | 0 | 0 | 0 | 0 | 0 | 0 | 0 | 0 | 0 | 0 | 0
1991 | 11 | 28 | 0 | 0 | 0 | 0 | 0 | 0 | 0 | 0 | 0 | 0 | 0 | 0 | 0
1991 | 11 | 29 | 0 | 0 | 0 | 0 | 0 | 0 | 0 | 0 | 0 | 0 | 0 | 0 | 0
1991 | 11 | 30 | 0.11 | 0.11 | 0.06 | 0 | 0.11 | 0.06 | 0 | 0 | 0 | 0 | 0 | 0 | 0
1991 | 12 | 1 | 0.87 | 0.87 | 0.82 | 0 | 0.87 | 0.82 | 0 | 0 | 0 | 0 | 0 | 0 | 0
1991 | 12 | 2 | 0.76 | 0.76 | 0.71 | 0 | 0.76 | 0.71 | 0 | 0 | 0 | 0 | 0 | 0 | 0
1991 | 12 | 3 | 0.88 | 0.88 | 0.83 | 0 | 0.88 | 0.83 | 0 | 0 | 0 | 0 | 0 | 0 | 0
1991 | 12 | 4 | 0 | 0 | 0 | 0 | 0 | 0 | 0 | 0 | 0 | 0 | 0 | 0 | 0
1991 | 12 | 5 | 0 | 0 | 0 | 0 | 0 | 0 | 0 | 0 | 0 | 0 | 0 | 0 | 0
1991 | 12 | 6 | 0 | 0 | 0 | 0 | 0 | 0 | 0 | 0 | 0 | 0 | 0 | 0 | 0
1991 | 12 | 7 | 0 | 0 | 0 | 0 | 0 | 0 | 0 | 0 | 0 | 0 | 0 | 0 | 0
1991 | 12 | 8 | 0 | 0 | 0 | 0 | 0 | 0 | 0 | 0 | 0 | 0 | 0 | 0 | 0
1991 | 12 | 9 | 1.02 | 1 | 0.95 | 0 | 1 | 0.95 | 0 | 0 | 0 | 0 | 0 | 0 | 0
1991 | 12 | 10 | 0.05 | 0.05 | 0 | 0 | 0.05 | 0 | 0 | 0 | 0 | 0 | 0 | 0 | 0
1991 | 12 | 11 | 0 | 0 | 0 | 0 | 0 | 0 | 0 | 0 | 0 | 0 | 0 | 0 | 0
1991 | 12 | 12 | 0 | 0 | 0 | 0 | 0 | 0 | 0 | 0 | 0 | 0 | 0 | 0 | 0
1991 | 12 | 13 | 0.03 | 0.03 | 0 | 0 | 0.03 | 0 | 0 | 0 | 0 | 0 | 0 | 0 | 0
1991 | 12 | 14 | 0.11 | 0.11 | 0.06 | 0 | 0.11 | 0.06 | 0 | 0 | 0 | 0 | 0 | 0 | 0
1991 | 12 | 15 | 0 | 0 | 0 | 0 | 0 | 0 | 0 | 0 | 0 | 0 | 0 | 0 | 0
1991 | 12 | 16 | 0 | 0 | 0 | 0 | 0 | 0 | 0 | 0 | 0 | 0 | 0 | 0 | 0
1991 | 12 | 17 | 0 | 0 | 0 | 0 | 0 | 0 | 0 | 0 | 0 | 0 | 0 | 0 | 0
1991 | 12 | 18 | 0 | 0 | 0 | 0 | 0 | 0 | 0 | 0 | 0 | 0 | 0 | 0 | 0
1991 | 12 | 19 | 0 | 0 | 0 | 0 | 0 | 0 | 0 | 0 | 0 | 0 | 0 | 0 | 0
1991 | 12 | 20 | 0 | 0 | 0 | 0 | 0 | 0 | 0 | 0 | 0 | 0 | 0 | 0 | 0
1991 | 12 | 21 | 0 | 0 | 0 | 0 | 0 | 0 | 0 | 0 | 0 | 0 | 0 | 0 | 0
1991 | 12 | 22 | 0 | 0 | 0 | 0 | 0 | 0 | 0 | 0 | 0 | 0 | 0 | 0 | 0
1991 | 12 | 23 | 0.25 | 0.25 | 0.2 | 0 | 0.25 | 0.2 | 0 | 0 | 0 | 0 | 0 | 0 | 0
1991 | 12 | 24 | 0.01 | 0.01 | 0 | 0 | 0.01 | 0 | 0 | 0 | 0 | 0 | 0 | 0 | 0
1991 | 12 | 25 | 0 | 0 | 0 | 0 | 0 | 0 | 0 | 0 | 0 | 0 | 0 | 0 | 0
1991 | 12 | 26 | 0 | 0 | 0 | 0 | 0 | 0 | 0 | 0 | 0 | 0 | 0 | 0 | 0
1991 | 12 | 27 | 0 | 0 | 0 | 0 | 0 | 0 | 0 | 0 | 0 | 0 | 0 | 0 | 0
1991 | 12 | 28 | 0.47 | 0.47 | 0.42 | 0 | 0.47 | 0.42 | 0 | 0 | 0 | 0 | 0 | 0 | 0
1991 | 12 | 29 | 0.62 | 0.62 | 0.57 | 0 | 0.62 | 0.57 | 0 | 0 | 0 | 0 | 0 | 0 | 0
1991 | 12 | 30 | 0 | 0 | 0 | 0 | 0 | 0 | 0 | 0 | 0 | 0 | 0 | 0 | 0
1991 | 12 | 31 | 0 | 0 | 0 | 0 | 0 | 0 | 0 | 0 | 0 | 0 | 0 | 0 | 0
1992 | 1 | 1 | 0 | 0 | 0 | 0 | 0 | 0 | 0 | 0 | 0 | 0 | 0 | 0 | 0
1992 | 1 | 2 | 0.01 | 0.01 | 0 | 0 | 0.01 | 0 | 0 | 0 | 0 | 0 | 0 | 0 | 0
1992 | 1 | 3 | 0.06 | 0.06 | 0.01 | 0 | 0.06 | 0.01 | 0 | 0 | 0 | 0 | 0 | 0 | 0
1992 | 1 | 4 | 1.84 | 1 | 0.95 | 0 | 1 | 0.95 | 0 | 0 | 0 | 0 | 0 | 0 | 0
1992 | 1 | 5 | 0 | 0 | 0 | 0 | 0 | 0 | 0 | 0 | 0 | 0 | 0 | 0 | 0
1992 | 1 | 6 | 0 | 0 | 0 | 0 | 0 | 0 | 0 | 0 | 0 | 0 | 0 | 0 | 0
1992 | 1 | 7 | 0 | 0 | 0 | 0 | 0 | 0 | 0 | 0 | 0 | 0 | 0 | 0 | 0
1992 | 1 | 8 | 0 | 0 | 0 | 0 | 0 | 0 | 0 | 0 | 0 | 0 | 0 | 0 | 0
1992 | 1 | 9 | 0.09 | 0.09 | 0.04 | 0 | 0.09 | 0.04 | 0 | 0 | 0 | 0 | 0 | 0 | 0
1992 | 1 | 10 | 0 | 0 | 0 | 0 | 0 | 0 | 0 | 0 | 0 | 0 | 0 | 0 | 0
1992 | 1 | 11 | 0 | 0 | 0 | 0 | 0 | 0 | 0 | 0 | 0 | 0 | 0 | 0 | 0
1992 | 1 | 12 | 0 | 0 | 0 | 0 | 0 | 0 | 0 | 0 | 0 | 0 | 0 | 0 | 0
1992 | 1 | 13 | 0 | 0 | 0 | 0 | 0 | 0 | 0 | 0 | 0 | 0 | 0 | 0 | 0
1992 | 1 | 14 | 0.31 | 0.31 | 0.26 | 0 | 0.31 | 0.26 | 0 | 0 | 0 | 0 | 0 | 0 | 0
1992 | 1 | 15 | 0 | 0 | 0 | 0 | 0 | 0 | 0 | 0 | 0 | 0 | 0 | 0 | 0
1992 | 1 | 16 | 0.02 | 0.02 | 0 | 0 | 0.02 | 0 | 0 | 0 | 0 | 0 | 0 | 0 | 0
1992 | 1 | 17 | 0 | 0 | 0 | 0 | 0 | 0 | 0 | 0 | 0 | 0 | 0 | 0 | 0
1992 | 1 | 18 | 0 | 0 | 0 | 0 | 0 | 0 | 0 | 0 | 0 | 0 | 0 | 0 | 0
1992 | 1 | 19 | 0 | 0 | 0 | 0 | 0 | 0 | 0 | 0 | 0 | 0 | 0 | 0 | 0
1992 | 1 | 20 | 0 | 0 | 0 | 0 | 0 | 0 | 0 | 0 | 0 | 0 | 0 | 0 | 0
1992 | 1 | 21 | 0 | 0 | 0 | 0 | 0 | 0 | 0 | 0 | 0 | 0 | 0 | 0 | 0
1992 | 1 | 22 | 0 | 0 | 0 | 0 | 0 | 0 | 0 | 0 | 0 | 0 | 0 | 0 | 0
1992 | 1 | 23 | 0.3 | 0.3 | 0.25 | 0 | 0.3 | 0.25 | 0 | 0 | 0 | 0 | 0 | 0 | 0
1992 | 1 | 24 | 0 | 0 | 0 | 0 | 0 | 0 | 0 | 0 | 0 | 0 | 0 | 0 | 0
1992 | 1 | 25 | 0.15 | 0.15 | 0.1 | 0 | 0.15 | 0.1 | 0 | 0 | 0 | 0 | 0 | 0 | 0
1992 | 1 | 26 | 0 | 0 | 0 | 0 | 0 | 0 | 0 | 0 | 0 | 0 | 0 | 0 | 0
1992 | 1 | 27 | 0 | 0 | 0 | 0 | 0 | 0 | 0 | 0 | 0 | 0 | 0 | 0 | 0
1992 | 1 | 28 | 0 | 0 | 0 | 0 | 0 | 0 | 0 | 0 | 0 | 0 | 0 | 0 | 0
1992 | 1 | 29 | 0 | 0 | 0 | 0 | 0 | 0 | 0 | 0 | 0 | 0 | 0 | 0 | 0
1992 | 1 | 30 | 0 | 0 | 0 | 0 | 0 | 0 | 0 | 0 | 0 | 0 | 0 | 0 | 0
1992 | 1 | 31 | 0 | 0 | 0 | 0 | 0 | 0 | 0 | 0 | 0 | 0 | 0 | 0 | 0
1992 | 2 | 1 | 0 | 0 | 0 | 0 | 0 | 0 | 0 | 0 | 0 | 0 | 0 | 0 | 0
1992 | 2 | 2 | 0 | 0 | 0 | 0 | 0 | 0 | 0 | 0 | 0 | 0 | 0 | 0 | 0
1992 | 2 | 3 | 0 | 0 | 0 | 0 | 0 | 0 | 0 | 0 | 0 | 0 | 0 | 0 | 0
1992 | 2 | 4 | 0 | 0 | 0 | 0 | 0 | 0 | 0 | 0 | 0 | 0 | 0 | 0 | 0
1992 | 2 | 5 | 0 | 0 | 0 | 0 | 0 | 0 | 0 | 0 | 0 | 0 | 0 | 0 | 0
1992 | 2 | 6 | 0 | 0 | 0 | 0 | 0 | 0 | 0 | 0 | 0 | 0 | 0 | 0 | 0
1992 | 2 | 7 | 0 | 0 | 0 | 0 | 0 | 0 | 0 | 0 | 0 | 0 | 0 | 0 | 0
1992 | 2 | 8 | 0.04 | 0.04 | 0 | 0 | 0.04 | 0 | 0 | 0 | 0 | 0 | 0 | 0 | 0
1992 | 2 | 9 | 0 | 0 | 0 | 0 | 0 | 0 | 0 | 0 | 0 | 0 | 0 | 0 | 0
1992 | 2 | 10 | 0 | 0 | 0 | 0 | 0 | 0 | 0 | 0 | 0 | 0 | 0 | 0 | 0
1992 | 2 | 11 | 0 | 0 | 0 | 0 | 0 | 0 | 0 | 0 | 0 | 0 | 0 | 0 | 0
1992 | 2 | 12 | 0 | 0 | 0 | 0 | 0 | 0 | 0 | 0 | 0 | 0 | 0 | 0 | 0
1992 | 2 | 13 | 0.28 | 0.28 | 0.23 | 0 | 0.28 | 0.23 | 0 | 0 | 0 | 0 | 0 | 0 | 0
1992 | 2 | 14 | 0 | 0 | 0 | 0 | 0 | 0 | 0 | 0 | 0 | 0 | 0 | 0 | 0
1992 | 2 | 15 | 0.66 | 0.66 | 0.61 | 0 | 0.66 | 0.61 | 0 | 0 | 0 | 0 | 0 | 0 | 0
1992 | 2 | 16 | 0 | 0 | 0 | 0 | 0 | 0 | 0 | 0 | 0 | 0 | 0 | 0 | 0
1992 | 2 | 17 | 0 | 0 | 0 | 0 | 0 | 0 | 0 | 0 | 0 | 0 | 0 | 0 | 0
1992 | 2 | 18 | 0.31 | 0.31 | 0.26 | 0 | 0.31 | 0.26 | 0 | 0 | 0 | 0 | 0 | 0 | 0
1992 | 2 | 19 | 0 | 0 | 0 | 0 | 0 | 0 | 0 | 0 | 0 | 0 | 0 | 0 | 0
1992 | 2 | 20 | 0 | 0 | 0 | 0 | 0 | 0 | 0 | 0 | 0 | 0 | 0 | 0 | 0
1992 | 2 | 21 | 0 | 0 | 0 | 0 | 0 | 0 | 0 | 0 | 0 | 0 | 0 | 0 | 0
1992 | 2 | 22 | 0 | 0 | 0 | 0 | 0 | 0 | 0 | 0 | 0 | 0 | 0 | 0 | 0
1992 | 2 | 23 | 0 | 0 | 0 | 0 | 0 | 0 | 0 | 0 | 0 | 0 | 0 | 0 | 0
1992 | 2 | 24 | 0.15 | 0.15 | 0.1 | 0 | 0.15 | 0.1 | 0 | 0 | 0 | 0 | 0 | 0 | 0
1992 | 2 | 25 | 0.36 | 0.36 | 0.31 | 0 | 0.36 | 0.31 | 0 | 0 | 0 | 0 | 0 | 0 | 0
1992 | 2 | 26 | 0.43 | 0.43 | 0.38 | 0 | 0.43 | 0.38 | 0 | 0 | 0 | 0 | 0 | 0 | 0
1992 | 2 | 27 | 0 | 0 | 0 | 0 | 0 | 0 | 0 | 0 | 0 | 0 | 0 | 0 | 0
1992 | 2 | 28 | 0 | 0 | 0 | 0 | 0 | 0 | 0 | 0 | 0 | 0 | 0 | 0 | 0
1992 | 2 | 29 | 0 | 0 | 0 | 0 | 0 | 0 | 0 | 0 | 0 | 0 | 0 | 0 | 0
1992 | 3 | 1 | 0 | 0 | 0 | 0 | 0 | 0 | 0 | 0 | 0 | 0 | 0 | 0 | 0
1992 | 3 | 2 | 0 | 0 | 0 | 0 | 0 | 0 | 0 | 0 | 0 | 0 | 0 | 0 | 0
1992 | 3 | 3 | 0 | 0 | 0 | 0 | 0 | 0 | 0 | 0 | 0 | 0 | 0 | 0 | 0
1992 | 3 | 4 | 0 | 0 | 0 | 0 | 0 | 0 | 0 | 0 | 0 | 0 | 0 | 0 | 0
1992 | 3 | 5 | 0 | 0 | 0 | 0 | 0 | 0 | 0 | 0 | 0 | 0 | 0 | 0 | 0
1992 | 3 | 6 | 0.32 | 0.32 | 0.27 | 0 | 0.32 | 0.27 | 0 | 0 | 0 | 0 | 0 | 0 | 0
1992 | 3 | 7 | 0.38 | 0.38 | 0.33 | 0 | 0.38 | 0.33 | 0 | 0 | 0 | 0 | 0 | 0 | 0
1992 | 3 | 8 | 0 | 0 | 0 | 0 | 0 | 0 | 0 | 0 | 0 | 0 | 0 | 0 | 0
1992 | 3 | 9 | 0 | 0 | 0 | 0 | 0 | 0 | 0 | 0 | 0 | 0 | 0 | 0 | 0
1992 | 3 | 10 | 0.37 | 0.37 | 0.32 | 0 | 0.37 | 0.32 | 0 | 0 | 0 | 0 | 0 | 0 | 0
1992 | 3 | 11 | 0.26 | 0.26 | 0.21 | 0 | 0.26 | 0.21 | 0 | 0 | 0 | 0 | 0 | 0 | 0
1992 | 3 | 12 | 0 | 0 | 0 | 0 | 0 | 0 | 0 | 0 | 0 | 0 | 0 | 0 | 0
1992 | 3 | 13 | 0 | 0 | 0 | 0 | 0 | 0 | 0 | 0 | 0 | 0 | 0 | 0 | 0
1992 | 3 | 14 | 0 | 0 | 0 | 0 | 0 | 0 | 0 | 0 | 0 | 0 | 0 | 0 | 0
1992 | 3 | 15 | 0 | 0 | 0 | 0 | 0 | 0 | 0 | 0 | 0 | 0 | 0 | 0 | 0
1992 | 3 | 16 | 0 | 0 | 0 | 0 | 0 | 0 | 0 | 0 | 0 | 0 | 0 | 0 | 0
1992 | 3 | 17 | 0 | 0 | 0 | 0 | 0 | 0 | 0 | 0 | 0 | 0 | 0 | 0 | 0
1992 | 3 | 18 | 0.29 | 0.29 | 0.24 | 0 | 0.29 | 0.24 | 0 | 0 | 0 | 0 | 0 | 0 | 0
1992 | 3 | 19 | 0.13 | 0.13 | 0.08 | 0 | 0.13 | 0.08 | 0 | 0 | 0 | 0 | 0 | 0 | 0
1992 | 3 | 20 | 0 | 0 | 0 | 0 | 0 | 0 | 0 | 0 | 0 | 0 | 0 | 0 | 0
1992 | 3 | 21 | 0 | 0 | 0 | 0 | 0 | 0 | 0 | 0 | 0 | 0 | 0 | 0 | 0
1992 | 3 | 22 | 0.12 | 0.12 | 0.07 | 0 | 0.12 | 0.07 | 0 | 0 | 0 | 0 | 0 | 0 | 0
1992 | 3 | 23 | 0 | 0 | 0 | 0 | 0 | 0 | 0 | 0 | 0 | 0 | 0 | 0 | 0
1992 | 3 | 24 | 0 | 0 | 0 | 0 | 0 | 0 | 0 | 0 | 0 | 0 | 0 | 0 | 0
1992 | 3 | 25 | 0.02 | 0.02 | 0 | 0 | 0.02 | 0 | 0 | 0 | 0 | 0 | 0 | 0 | 0
1992 | 3 | 26 | 1.5 | 1 | 0.95 | 0 | 1 | 0.95 | 0 | 0 | 0 | 0 | 0 | 0 | 0
1992 | 3 | 27 | 0.01 | 0.01 | 0 | 0 | 0.01 | 0 | 0 | 0 | 0 | 0 | 0 | 0 | 0
1992 | 3 | 28 | 0 | 0 | 0 | 0 | 0 | 0 | 0 | 0 | 0 | 0 | 0 | 0 | 0
1992 | 3 | 29 | 0 | 0 | 0 | 0 | 0 | 0 | 0 | 0 | 0 | 0 | 0 | 0 | 0
1992 | 3 | 30 | 0.06 | 0.06 | 0.01 | 0 | 0.06 | 0.01 | 0 | 0 | 0 | 0 | 0 | 0 | 0
1992 | 3 | 31 | 0.02 | 0.02 | 0 | 0 | 0.02 | 0 | 0 | 0 | 0 | 0 | 0 | 0 | 0
1992 | 4 | 1 | 0.06 | 0.06 | 0.01 | 0 | 0.06 | 0.01 | 0 | 0 | 0 | 0 | 0 | 0 | 0
1992 | 4 | 2 | 0 | 0 | 0 | 0 | 0 | 0 | 0 | 0 | 0 | 0 | 0 | 0 | 0
1992 | 4 | 3 | 0 | 0 | 0 | 0 | 0 | 0 | 0 | 0 | 0 | 0 | 0 | 0 | 0
1992 | 4 | 4 | 0 | 0 | 0 | 0 | 0 | 0 | 0 | 0 | 0 | 0 | 0 | 0 | 0
1992 | 4 | 5 | 0 | 0 | 0 | 0 | 0 | 0 | 0 | 0 | 0 | 0 | 0 | 0 | 0
1992 | 4 | 6 | 0 | 0 | 0 | 0 | 0 | 0 | 0 | 0 | 0 | 0 | 0 | 0 | 0
1992 | 4 | 7 | 0 | 0 | 0 | 0 | 0 | 0 | 0 | 0 | 0 | 0 | 0 | 0 | 0
1992 | 4 | 8 | 0 | 0 | 0 | 0 | 0 | 0 | 0 | 0 | 0 | 0 | 0 | 0 | 0
1992 | 4 | 9 | 0.08 | 0.08 | 0.03 | 0 | 0.08 | 0.03 | 0 | 0 | 0 | 0 | 0 | 0 | 0
1992 | 4 | 10 | 0.01 | 0.01 | 0 | 0 | 0.01 | 0 | 0 | 0 | 0 | 0 | 0 | 0 | 0
1992 | 4 | 11 | 0 | 0 | 0 | 0 | 0 | 0 | 0 | 0 | 0 | 0 | 0 | 0 | 0
1992 | 4 | 12 | 0 | 0 | 0 | 0 | 0 | 0 | 0 | 0 | 0 | 0 | 0 | 0 | 0
1992 | 4 | 13 | 0 | 0 | 0 | 0 | 0 | 0 | 0 | 0 | 0 | 0 | 0 | 0 | 0
1992 | 4 | 14 | 0 | 0 | 0 | 0 | 0 | 0 | 0 | 0 | 0 | 0 | 0 | 0 | 0
1992 | 4 | 15 | 0 | 0 | 0 | 0 | 0 | 0 | 0 | 0 | 0 | 0 | 0 | 0 | 0
1992 | 4 | 16 | 0.08 | 0.08 | 0.03 | 0 | 0.08 | 0.03 | 0 | 0 | 0 | 0 | 0 | 0 | 0
1992 | 4 | 17 | 0.01 | 0.01 | 0 | 0 | 0.01 | 0 | 0 | 0 | 0 | 0 | 0 | 0 | 0
1992 | 4 | 18 | 0.09 | 0.09 | 0.04 | 0 | 0.09 | 0.04 | 0 | 0 | 0 | 0 | 0 | 0 | 0
1992 | 4 | 19 | 0 | 0 | 0 | 0 | 0 | 0 | 0 | 0 | 0 | 0 | 0 | 0 | 0
1992 | 4 | 20 | 0 | 0 | 0 | 0 | 0 | 0 | 0 | 0 | 0 | 0 | 0 | 0 | 0
1992 | 4 | 21 | 1.03 | 1 | 0.95 | 0 | 1 | 0.95 | 0 | 0 | 0 | 0 | 0 | 0 | 0
1992 | 4 | 22 | 0.25 | 0.25 | 0.2 | 0 | 0.25 | 0.2 | 0 | 0 | 0 | 0 | 0 | 0 | 0
1992 | 4 | 23 | 0 | 0 | 0 | 0 | 0 | 0 | 0 | 0 | 0 | 0 | 0 | 0 | 0
1992 | 4 | 24 | 0.32 | 0.32 | 0.27 | 0 | 0.32 | 0.27 | 0 | 0 | 0 | 0 | 0 | 0 | 0
1992 | 4 | 25 | 0 | 0 | 0 | 0 | 0 | 0 | 0 | 0 | 0 | 0 | 0 | 0 | 0
1992 | 4 | 26 | 0.6 | 0.6 | 0.55 | 0 | 0.6 | 0.55 | 0 | 0 | 0 | 0 | 0 | 0 | 0
1992 | 4 | 27 | 0 | 0 | 0 | 0 | 0 | 0 | 0 | 0 | 0 | 0 | 0 | 0 | 0
1992 | 4 | 28 | 0 | 0 | 0 | 0 | 0 | 0 | 0 | 0 | 0 | 0 | 0 | 0 | 0
1992 | 4 | 29 | 0 | 0 | 0 | 0 | 0 | 0 | 0 | 0 | 0 | 0 | 0 | 0 | 0
1992 | 4 | 30 | 0.02 | 0.02 | 0 | 0 | 0.02 | 0 | 0 | 0 | 0 | 0 | 0 | 0 | 0
1992 | 5 | 1 | 0 | 0 | 0 | 0 | 0 | 0 | 0 | 0 | 0 | 0 | 0 | 0 | 0
1992 | 5 | 2 | 0 | 0 | 0 | 0 | 0 | 0 | 0 | 0 | 0 | 0 | 0 | 0 | 0
1992 | 5 | 3 | 0 | 0 | 0 | 0 | 0 | 0 | 0 | 0 | 0 | 0 | 0 | 0 | 0
1992 | 5 | 4 | 0 | 0 | 0 | 0 | 0 | 0 | 0 | 0 | 0 | 0 | 0 | 0 | 0
1992 | 5 | 5 | 0.01 | 0.01 | 0 | 0 | 0.01 | 0 | 0 | 0 | 0 | 0 | 0 | 0 | 0
1992 | 5 | 6 | 0 | 0 | 0 | 0 | 0 | 0 | 0 | 0 | 0 | 0 | 0 | 0 | 0
1992 | 5 | 7 | 0.01 | 0.01 | 0 | 0 | 0.01 | 0 | 0 | 0 | 0 | 0 | 0 | 0 | 0
1992 | 5 | 8 | 0.71 | 0.71 | 0.66 | 0 | 0.71 | 0.66 | 0 | 0 | 0 | 0 | 0 | 0 | 0
1992 | 5 | 9 | 0 | 0 | 0 | 0 | 0 | 0 | 0 | 0 | 0 | 0 | 0 | 0 | 0
1992 | 5 | 10 | 0 | 0 | 0 | 0 | 0 | 0 | 0 | 0 | 0 | 0 | 0 | 0 | 0
1992 | 5 | 11 | 0 | 0 | 0 | 0 | 0 | 0 | 0 | 0 | 0 | 0 | 0 | 0 | 0
1992 | 5 | 12 | 0 | 0 | 0 | 0 | 0 | 0 | 0 | 0 | 0 | 0 | 0 | 0 | 0
1992 | 5 | 13 | 0 | 0 | 0 | 0 | 0 | 0 | 0 | 0 | 0 | 0 | 0 | 0 | 0
1992 | 5 | 14 | 0 | 0 | 0 | 0 | 0 | 0 | 0 | 0 | 0 | 0 | 0 | 0 | 0
1992 | 5 | 15 | 0.38 | 0.38 | 0.33 | 0 | 0.38 | 0.33 | 0 | 0 | 0 | 0 | 0 | 0 | 0
1992 | 5 | 16 | 0 | 0 | 0 | 0 | 0 | 0 | 0 | 0 | 0 | 0 | 0 | 0 | 0
1992 | 5 | 17 | 0 | 0 | 0 | 0 | 0 | 0 | 0 | 0 | 0 | 0 | 0 | 0 | 0
1992 | 5 | 18 | 0.25 | 0.25 | 0.2 | 0 | 0.25 | 0.2 | 0 | 0 | 0 | 0 | 0 | 0 | 0
1992 | 5 | 19 | 0 | 0 | 0 | 0 | 0 | 0 | 0 | 0 | 0 | 0 | 0 | 0 | 0
1992 | 5 | 20 | 0 | 0 | 0 | 0 | 0 | 0 | 0 | 0 | 0 | 0 | 0 | 0 | 0
1992 | 5 | 21 | 0 | 0 | 0 | 0 | 0 | 0 | 0 | 0 | 0 | 0 | 0 | 0 | 0
1992 | 5 | 22 | 0 | 0 | 0 | 0 | 0 | 0 | 0 | 0 | 0 | 0 | 0 | 0 | 0
1992 | 5 | 23 | 0 | 0 | 0 | 0 | 0 | 0 | 0 | 0 | 0 | 0 | 0 | 0 | 0
1992 | 5 | 24 | 0.25 | 0.25 | 0.2 | 0 | 0.25 | 0.2 | 0 | 0 | 0 | 0 | 0 | 0 | 0
1992 | 5 | 25 | 0 | 0 | 0 | 0 | 0 | 0 | 0 | 0 | 0 | 0 | 0 | 0 | 0
1992 | 5 | 26 | 0.23 | 0.23 | 0.18 | 0 | 0.23 | 0.18 | 0 | 0 | 0 | 0 | 0 | 0 | 0
1992 | 5 | 27 | 0 | 0 | 0 | 0 | 0 | 0 | 0 | 0 | 0 | 0 | 0 | 0 | 0
1992 | 5 | 28 | 0 | 0 | 0 | 0 | 0 | 0 | 0 | 0 | 0 | 0 | 0 | 0 | 0
1992 | 5 | 29 | 0 | 0 | 0 | 0 | 0 | 0 | 0 | 0 | 0 | 0 | 0 | 0 | 0
1992 | 5 | 30 | 0.93 | 0.93 | 0.88 | 0 | 0.93 | 0.88 | 0 | 0 | 0 | 0 | 0 | 0 | 0
1992 | 5 | 31 | 0.64 | 0.64 | 0.59 | 0 | 0.64 | 0.59 | 0 | 0 | 0 | 0 | 0 | 0 | 0
1992 | 6 | 1 | 0 | 0 | 0 | 0 | 0 | 0 | 0 | 0 | 0 | 0 | 0 | 0 | 0
1992 | 6 | 2 | 0 | 0 | 0 | 0 | 0 | 0 | 0 | 0 | 0 | 0 | 0 | 0 | 0
1992 | 6 | 3 | 0 | 0 | 0 | 0 | 0 | 0 | 0 | 0 | 0 | 0 | 0 | 0 | 0
1992 | 6 | 4 | 0.08 | 0.08 | 0.03 | 0 | 0.08 | 0.03 | 0 | 0 | 0 | 0 | 0 | 0 | 0
1992 | 6 | 5 | 0.55 | 0.55 | 0.5 | 0 | 0.55 | 0.5 | 0 | 0 | 0 | 0 | 0 | 0 | 0
1992 | 6 | 6 | 0 | 0 | 0 | 0 | 0 | 0 | 0 | 0 | 0 | 0 | 0 | 0 | 0
1992 | 6 | 7 | 0 | 0 | 0 | 0 | 0 | 0 | 0 | 0 | 0 | 0 | 0 | 0 | 0
1992 | 6 | 8 | 0.04 | 0.04 | 0 | 0 | 0.04 | 0 | 0 | 0 | 0 | 0 | 0 | 0 | 0
1992 | 6 | 9 | 0.01 | 0.01 | 0 | 0 | 0.01 | 0 | 0 | 0 | 0 | 0 | 0 | 0 | 0
1992 | 6 | 10 | 0 | 0 | 0 | 0 | 0 | 0 | 0 | 0 | 0 | 0 | 0 | 0 | 0
1992 | 6 | 11 | 0 | 0 | 0 | 0 | 0 | 0 | 0 | 0 | 0 | 0 | 0 | 0 | 0
1992 | 6 | 12 | 0 | 0 | 0 | 0 | 0 | 0 | 0 | 0 | 0 | 0 | 0 | 0 | 0
1992 | 6 | 13 | 0 | 0 | 0 | 0 | 0 | 0 | 0 | 0 | 0 | 0 | 0 | 0 | 0
1992 | 6 | 14 | 0 | 0 | 0 | 0 | 0 | 0 | 0 | 0 | 0 | 0 | 0 | 0 | 0
1992 | 6 | 15 | 0 | 0 | 0 | 0 | 0 | 0 | 0 | 0 | 0 | 0 | 0 | 0 | 0
1992 | 6 | 16 | 0 | 0 | 0 | 0 | 0 | 0 | 0 | 0 | 0 | 0 | 0 | 0 | 0
1992 | 6 | 17 | 0 | 0 | 0 | 0 | 0 | 0 | 0 | 0 | 0 | 0 | 0 | 0 | 0
1992 | 6 | 18 | 0 | 0 | 0 | 0 | 0 | 0 | 0 | 0 | 0 | 0 | 0 | 0 | 0
1992 | 6 | 19 | 0.58 | 0.58 | 0.53 | 0 | 0.58 | 0.53 | 0 | 0 | 0 | 0 | 0 | 0 | 0
1992 | 6 | 20 | 0 | 0 | 0 | 0 | 0 | 0 | 0 | 0 | 0 | 0 | 0 | 0 | 0
1992 | 6 | 21 | 0 | 0 | 0 | 0 | 0 | 0 | 0 | 0 | 0 | 0 | 0 | 0 | 0
1992 | 6 | 22 | 0 | 0 | 0 | 0 | 0 | 0 | 0 | 0 | 0 | 0 | 0 | 0 | 0
1992 | 6 | 23 | 0 | 0 | 0 | 0 | 0 | 0 | 0 | 0 | 0 | 0 | 0 | 0 | 0
1992 | 6 | 24 | 0.06 | 0.06 | 0.01 | 0 | 0.06 | 0.01 | 0 | 0 | 0 | 0 | 0 | 0 | 0
1992 | 6 | 25 | 0.67 | 0.67 | 0.62 | 0 | 0.67 | 0.62 | 0 | 0 | 0 | 0 | 0 | 0 | 0
1992 | 6 | 26 | 0 | 0 | 0 | 0 | 0 | 0 | 0 | 0 | 0 | 0 | 0 | 0 | 0
1992 | 6 | 27 | 0 | 0 | 0 | 0 | 0 | 0 | 0 | 0 | 0 | 0 | 0 | 0 | 0
1992 | 6 | 28 | 0 | 0 | 0 | 0 | 0 | 0 | 0 | 0 | 0 | 0 | 0 | 0 | 0
1992 | 6 | 29 | 0 | 0 | 0 | 0 | 0 | 0 | 0 | 0 | 0 | 0 | 0 | 0 | 0
1992 | 6 | 30 | 0.36 | 0.36 | 0.31 | 0 | 0.36 | 0.31 | 0 | 0 | 0 | 0 | 0 | 0 | 0
1992 | 7 | 1 | 1.02 | 1 | 0.95 | 0 | 1 | 0.95 | 0 | 0 | 0 | 0 | 0 | 0 | 0
1992 | 7 | 2 | 0 | 0 | 0 | 0 | 0 | 0 | 0 | 0 | 0 | 0 | 0 | 0 | 0
1992 | 7 | 3 | 0.16 | 0.16 | 0.11 | 0 | 0.16 | 0.11 | 0 | 0 | 0 | 0 | 0 | 0 | 0
1992 | 7 | 4 | 0 | 0 | 0 | 0 | 0 | 0 | 0 | 0 | 0 | 0 | 0 | 0 | 0
1992 | 7 | 5 | 0 | 0 | 0 | 0 | 0 | 0 | 0 | 0 | 0 | 0 | 0 | 0 | 0
1992 | 7 | 6 | 0.03 | 0.03 | 0 | 0 | 0.03 | 0 | 0 | 0 | 0 | 0 | 0 | 0 | 0
1992 | 7 | 7 | 0 | 0 | 0 | 0 | 0 | 0 | 0 | 0 | 0 | 0 | 0 | 0 | 0
1992 | 7 | 8 | 0 | 0 | 0 | 0 | 0 | 0 | 0 | 0 | 0 | 0 | 0 | 0 | 0
1992 | 7 | 9 | 0.01 | 0.01 | 0 | 0 | 0.01 | 0 | 0 | 0 | 0 | 0 | 0 | 0 | 0
1992 | 7 | 10 | 0 | 0 | 0 | 0 | 0 | 0 | 0 | 0 | 0 | 0 | 0 | 0 | 0
1992 | 7 | 11 | 0 | 0 | 0 | 0 | 0 | 0 | 0 | 0 | 0 | 0 | 0 | 0 | 0
1992 | 7 | 12 | 0.03 | 0.03 | 0 | 0 | 0.03 | 0 | 0 | 0 | 0 | 0 | 0 | 0 | 0
1992 | 7 | 13 | 0 | 0 | 0 | 0 | 0 | 0 | 0 | 0 | 0 | 0 | 0 | 0 | 0
1992 | 7 | 14 | 0.13 | 0.13 | 0.08 | 0 | 0.13 | 0.08 | 0 | 0 | 0 | 0 | 0 | 0 | 0
1992 | 7 | 15 | 0 | 0 | 0 | 0 | 0 | 0 | 0 | 0 | 0 | 0 | 0 | 0 | 0
1992 | 7 | 16 | 0 | 0 | 0 | 0 | 0 | 0 | 0 | 0 | 0 | 0 | 0 | 0 | 0
1992 | 7 | 17 | 0 | 0 | 0 | 0 | 0 | 0 | 0 | 0 | 0 | 0 | 0 | 0 | 0
1992 | 7 | 18 | 0 | 0 | 0 | 0 | 0 | 0 | 0 | 0 | 0 | 0 | 0 | 0 | 0
1992 | 7 | 19 | 0 | 0 | 0 | 0 | 0 | 0 | 0 | 0 | 0 | 0 | 0 | 0 | 0
1992 | 7 | 20 | 0 | 0 | 0 | 0 | 0 | 0 | 0 | 0 | 0 | 0 | 0 | 0 | 0
1992 | 7 | 21 | 0.62 | 0.62 | 0.57 | 0 | 0.62 | 0.57 | 0 | 0 | 0 | 0 | 0 | 0 | 0
1992 | 7 | 22 | 0 | 0 | 0 | 0 | 0 | 0 | 0 | 0 | 0 | 0 | 0 | 0 | 0
1992 | 7 | 23 | 0.72 | 0.72 | 0.67 | 0 | 0.72 | 0.67 | 0 | 0 | 0 | 0 | 0 | 0 | 0
1992 | 7 | 24 | 1.14 | 1 | 0.95 | 0 | 1 | 0.95 | 0 | 0 | 0 | 0 | 0 | 0 | 0
1992 | 7 | 25 | 0.46 | 0.46 | 0.41 | 0 | 0.46 | 0.41 | 0 | 0 | 0 | 0 | 0 | 0 | 0
1992 | 7 | 26 | 0 | 0 | 0 | 0 | 0 | 0 | 0 | 0 | 0 | 0 | 0 | 0 | 0
1992 | 7 | 27 | 0.29 | 0.29 | 0.24 | 0 | 0.29 | 0.24 | 0 | 0 | 0 | 0 | 0 | 0 | 0
1992 | 7 | 28 | 0 | 0 | 0 | 0 | 0 | 0 | 0 | 0 | 0 | 0 | 0 | 0 | 0
1992 | 7 | 29 | 0 | 0 | 0 | 0 | 0 | 0 | 0 | 0 | 0 | 0 | 0 | 0 | 0
1992 | 7 | 30 | 0 | 0 | 0 | 0 | 0 | 0 | 0 | 0 | 0 | 0 | 0 | 0 | 0
1992 | 7 | 31 | 0.73 | 0.73 | 0.68 | 0 | 0.73 | 0.68 | 0 | 0 | 0 | 0 | 0 | 0 | 0
1992 | 8 | 1 | 0 | 0 | 0 | 0 | 0 | 0 | 0 | 0 | 0 | 0 | 0 | 0 | 0
1992 | 8 | 2 | 0 | 0 | 0 | 0 | 0 | 0 | 0 | 0 | 0 | 0 | 0 | 0 | 0
1992 | 8 | 3 | 0 | 0 | 0 | 0 | 0 | 0 | 0 | 0 | 0 | 0 | 0 | 0 | 0
1992 | 8 | 4 | 0.5 | 0.5 | 0.45 | 0 | 0.5 | 0.45 | 0 | 0 | 0 | 0 | 0 | 0 | 0
1992 | 8 | 5 | 0 | 0 | 0 | 0 | 0 | 0 | 0 | 0 | 0 | 0 | 0 | 0 | 0
1992 | 8 | 6 | 0 | 0 | 0 | 0 | 0 | 0 | 0 | 0 | 0 | 0 | 0 | 0 | 0
1992 | 8 | 7 | 0 | 0 | 0 | 0 | 0 | 0 | 0 | 0 | 0 | 0 | 0 | 0 | 0
1992 | 8 | 8 | 0 | 0 | 0 | 0 | 0 | 0 | 0 | 0 | 0 | 0 | 0 | 0 | 0
1992 | 8 | 9 | 0.01 | 0.01 | 0 | 0 | 0.01 | 0 | 0 | 0 | 0 | 0 | 0 | 0 | 0
1992 | 8 | 10 | 0 | 0 | 0 | 0 | 0 | 0 | 0 | 0 | 0 | 0 | 0 | 0 | 0
1992 | 8 | 11 | 0.55 | 0.55 | 0.5 | 0 | 0.55 | 0.5 | 0 | 0 | 0 | 0 | 0 | 0 | 0
1992 | 8 | 12 | 0 | 0 | 0 | 0 | 0 | 0 | 0 | 0 | 0 | 0 | 0 | 0 | 0
1992 | 8 | 13 | 0.5 | 0.5 | 0.45 | 0 | 0.5 | 0.45 | 0 | 0 | 0 | 0 | 0 | 0 | 0
1992 | 8 | 14 | 0.02 | 0.02 | 0 | 0 | 0.02 | 0 | 0 | 0 | 0 | 0 | 0 | 0 | 0
1992 | 8 | 15 | 0.43 | 0.43 | 0.38 | 0 | 0.43 | 0.38 | 0 | 0 | 0 | 0 | 0 | 0 | 0
1992 | 8 | 16 | 0.22 | 0.22 | 0.17 | 0 | 0.22 | 0.17 | 0 | 0 | 0 | 0 | 0 | 0 | 0
1992 | 8 | 17 | 0.05 | 0.05 | 0 | 0 | 0.05 | 0 | 0 | 0 | 0 | 0 | 0 | 0 | 0
1992 | 8 | 18 | 0 | 0 | 0 | 0 | 0 | 0 | 0 | 0 | 0 | 0 | 0 | 0 | 0
1992 | 8 | 19 | 0 | 0 | 0 | 0 | 0 | 0 | 0 | 0 | 0 | 0 | 0 | 0 | 0
1992 | 8 | 20 | 0 | 0 | 0 | 0 | 0 | 0 | 0 | 0 | 0 | 0 | 0 | 0 | 0
1992 | 8 | 21 | 0 | 0 | 0 | 0 | 0 | 0 | 0 | 0 | 0 | 0 | 0 | 0 | 0
1992 | 8 | 22 | 0 | 0 | 0 | 0 | 0 | 0 | 0 | 0 | 0 | 0 | 0 | 0 | 0
1992 | 8 | 23 | 0 | 0 | 0 | 0 | 0 | 0 | 0 | 0 | 0 | 0 | 0 | 0 | 0
1992 | 8 | 24 | 0 | 0 | 0 | 0 | 0 | 0 | 0 | 0 | 0 | 0 | 0 | 0 | 0
1992 | 8 | 25 | 0 | 0 | 0 | 0 | 0 | 0 | 0 | 0 | 0 | 0 | 0 | 0 | 0
1992 | 8 | 26 | 0 | 0 | 0 | 0 | 0 | 0 | 0 | 0 | 0 | 0 | 0 | 0 | 0
1992 | 8 | 27 | 0 | 0 | 0 | 0 | 0 | 0 | 0 | 0 | 0 | 0 | 0 | 0 | 0
1992 | 8 | 28 | 0.2 | 0.2 | 0.15 | 0 | 0.2 | 0.15 | 0 | 0 | 0 | 0 | 0 | 0 | 0
1992 | 8 | 29 | 0 | 0 | 0 | 0 | 0 | 0 | 0 | 0 | 0 | 0 | 0 | 0 | 0
1992 | 8 | 30 | 0 | 0 | 0 | 0 | 0 | 0 | 0 | 0 | 0 | 0 | 0 | 0 | 0
1992 | 8 | 31 | 0 | 0 | 0 | 0 | 0 | 0 | 0 | 0 | 0 | 0 | 0 | 0 | 0
1992 | 9 | 1 | 0 | 0 | 0 | 0 | 0 | 0 | 0 | 0 | 0 | 0 | 0 | 0 | 0
1992 | 9 | 2 | 0.31 | 0.31 | 0.26 | 0 | 0.31 | 0.26 | 0 | 0 | 0 | 0 | 0 | 0 | 0
1992 | 9 | 3 | 0.05 | 0.05 | 0 | 0 | 0.05 | 0 | 0 | 0 | 0 | 0 | 0 | 0 | 0
1992 | 9 | 4 | 0 | 0 | 0 | 0 | 0 | 0 | 0 | 0 | 0 | 0 | 0 | 0 | 0
1992 | 9 | 5 | 0.12 | 0.12 | 0.07 | 0 | 0.12 | 0.07 | 0 | 0 | 0 | 0 | 0 | 0 | 0
1992 | 9 | 6 | 0.56 | 0.56 | 0.51 | 0 | 0.56 | 0.51 | 0 | 0 | 0 | 0 | 0 | 0 | 0
1992 | 9 | 7 | 0.15 | 0.15 | 0.1 | 0 | 0.15 | 0.1 | 0 | 0 | 0 | 0 | 0 | 0 | 0
1992 | 9 | 8 | 0.04 | 0.04 | 0 | 0 | 0.04 | 0 | 0 | 0 | 0 | 0 | 0 | 0 | 0
1992 | 9 | 9 | 0 | 0 | 0 | 0 | 0 | 0 | 0 | 0 | 0 | 0 | 0 | 0 | 0
1992 | 9 | 10 | 0.44 | 0.44 | 0.39 | 0 | 0.44 | 0.39 | 0 | 0 | 0 | 0 | 0 | 0 | 0
1992 | 9 | 11 | 0 | 0 | 0 | 0 | 0 | 0 | 0 | 0 | 0 | 0 | 0 | 0 | 0
1992 | 9 | 12 | 0 | 0 | 0 | 0 | 0 | 0 | 0 | 0 | 0 | 0 | 0 | 0 | 0
1992 | 9 | 13 | 0 | 0 | 0 | 0 | 0 | 0 | 0 | 0 | 0 | 0 | 0 | 0 | 0
1992 | 9 | 14 | 0 | 0 | 0 | 0 | 0 | 0 | 0 | 0 | 0 | 0 | 0 | 0 | 0
1992 | 9 | 15 | 0 | 0 | 0 | 0 | 0 | 0 | 0 | 0 | 0 | 0 | 0 | 0 | 0
1992 | 9 | 16 | 0 | 0 | 0 | 0 | 0 | 0 | 0 | 0 | 0 | 0 | 0 | 0 | 0
1992 | 9 | 17 | 0 | 0 | 0 | 0 | 0 | 0 | 0 | 0 | 0 | 0 | 0 | 0 | 0
1992 | 9 | 18 | 0 | 0 | 0 | 0 | 0 | 0 | 0 | 0 | 0 | 0 | 0 | 0 | 0
1992 | 9 | 19 | 0.02 | 0.02 | 0 | 0 | 0.02 | 0 | 0 | 0 | 0 | 0 | 0 | 0 | 0
1992 | 9 | 20 | 0 | 0 | 0 | 0 | 0 | 0 | 0 | 0 | 0 | 0 | 0 | 0 | 0
1992 | 9 | 21 | 0 | 0 | 0 | 0 | 0 | 0 | 0 | 0 | 0 | 0 | 0 | 0 | 0
1992 | 9 | 22 | 0.44 | 0.44 | 0.39 | 0 | 0.44 | 0.39 | 0 | 0 | 0 | 0 | 0 | 0 | 0
1992 | 9 | 23 | 0 | 0 | 0 | 0 | 0 | 0 | 0 | 0 | 0 | 0 | 0 | 0 | 0
1992 | 9 | 24 | 0 | 0 | 0 | 0 | 0 | 0 | 0 | 0 | 0 | 0 | 0 | 0 | 0
1992 | 9 | 25 | 1.14 | 1 | 0.95 | 0 | 1 | 0.95 | 0 | 0 | 0 | 0 | 0 | 0 | 0
1992 | 9 | 26 | 0 | 0 | 0 | 0 | 0 | 0 | 0 | 0 | 0 | 0 | 0 | 0 | 0
1992 | 9 | 27 | 0.07 | 0.07 | 0.02 | 0 | 0.07 | 0.02 | 0 | 0 | 0 | 0 | 0 | 0 | 0
1992 | 9 | 28 | 0.15 | 0.15 | 0.1 | 0 | 0.15 | 0.1 | 0 | 0 | 0 | 0 | 0 | 0 | 0
1992 | 9 | 29 | 0 | 0 | 0 | 0 | 0 | 0 | 0 | 0 | 0 | 0 | 0 | 0 | 0
1992 | 9 | 30 | 0 | 0 | 0 | 0 | 0 | 0 | 0 | 0 | 0 | 0 | 0 | 0 | 0
1992 | 10 | 1 | 0 | 0 | 0 | 0 | 0 | 0 | 0 | 0 | 0 | 0 | 0 | 0 | 0
1992 | 10 | 2 | 0 | 0 | 0 | 0 | 0 | 0 | 0 | 0 | 0 | 0 | 0 | 0 | 0
1992 | 10 | 3 | 0 | 0 | 0 | 0 | 0 | 0 | 0 | 0 | 0 | 0 | 0 | 0 | 0
1992 | 10 | 4 | 0 | 0 | 0 | 0 | 0 | 0 | 0 | 0 | 0 | 0 | 0 | 0 | 0
1992 | 10 | 5 | 0 | 0 | 0 | 0 | 0 | 0 | 0 | 0 | 0 | 0 | 0 | 0 | 0
1992 | 10 | 6 | 0 | 0 | 0 | 0 | 0 | 0 | 0 | 0 | 0 | 0 | 0 | 0 | 0
1992 | 10 | 7 | 0 | 0 | 0 | 0 | 0 | 0 | 0 | 0 | 0 | 0 | 0 | 0 | 0
1992 | 10 | 8 | 0 | 0 | 0 | 0 | 0 | 0 | 0 | 0 | 0 | 0 | 0 | 0 | 0
1992 | 10 | 9 | 0.98 | 0.98 | 0.93 | 0 | 0.98 | 0.93 | 0 | 0 | 0 | 0 | 0 | 0 | 0
1992 | 10 | 10 | 0.01 | 0.01 | 0 | 0 | 0.01 | 0 | 0 | 0 | 0 | 0 | 0 | 0 | 0
1992 | 10 | 11 | 0.25 | 0.25 | 0.2 | 0 | 0.25 | 0.2 | 0 | 0 | 0 | 0 | 0 | 0 | 0
1992 | 10 | 12 | 0 | 0 | 0 | 0 | 0 | 0 | 0 | 0 | 0 | 0 | 0 | 0 | 0
1992 | 10 | 13 | 0 | 0 | 0 | 0 | 0 | 0 | 0 | 0 | 0 | 0 | 0 | 0 | 0
1992 | 10 | 14 | 0 | 0 | 0 | 0 | 0 | 0 | 0 | 0 | 0 | 0 | 0 | 0 | 0
1992 | 10 | 15 | 0 | 0 | 0 | 0 | 0 | 0 | 0 | 0 | 0 | 0 | 0 | 0 | 0
1992 | 10 | 16 | 0 | 0 | 0 | 0 | 0 | 0 | 0 | 0 | 0 | 0 | 0 | 0 | 0
1992 | 10 | 17 | 0 | 0 | 0 | 0 | 0 | 0 | 0 | 0 | 0 | 0 | 0 | 0 | 0
1992 | 10 | 18 | 0 | 0 | 0 | 0 | 0 | 0 | 0 | 0 | 0 | 0 | 0 | 0 | 0
1992 | 10 | 19 | 0 | 0 | 0 | 0 | 0 | 0 | 0 | 0 | 0 | 0 | 0 | 0 | 0
1992 | 10 | 20 | 0 | 0 | 0 | 0 | 0 | 0 | 0 | 0 | 0 | 0 | 0 | 0 | 0
1992 | 10 | 21 | 0 | 0 | 0 | 0 | 0 | 0 | 0 | 0 | 0 | 0 | 0 | 0 | 0
1992 | 10 | 22 | 0 | 0 | 0 | 0 | 0 | 0 | 0 | 0 | 0 | 0 | 0 | 0 | 0
1992 | 10 | 23 | 0 | 0 | 0 | 0 | 0 | 0 | 0 | 0 | 0 | 0 | 0 | 0 | 0
1992 | 10 | 24 | 0.32 | 0.32 | 0.27 | 0 | 0.32 | 0.27 | 0 | 0 | 0 | 0 | 0 | 0 | 0
1992 | 10 | 25 | 0 | 0 | 0 | 0 | 0 | 0 | 0 | 0 | 0 | 0 | 0 | 0 | 0
1992 | 10 | 26 | 0 | 0 | 0 | 0 | 0 | 0 | 0 | 0 | 0 | 0 | 0 | 0 | 0
1992 | 10 | 27 | 0 | 0 | 0 | 0 | 0 | 0 | 0 | 0 | 0 | 0 | 0 | 0 | 0
1992 | 10 | 28 | 0 | 0 | 0 | 0 | 0 | 0 | 0 | 0 | 0 | 0 | 0 | 0 | 0
1992 | 10 | 29 | 0 | 0 | 0 | 0 | 0 | 0 | 0 | 0 | 0 | 0 | 0 | 0 | 0
1992 | 10 | 30 | 0.33 | 0.33 | 0.28 | 0 | 0.33 | 0.28 | 0 | 0 | 0 | 0 | 0 | 0 | 0
1992 | 10 | 31 | 0.14 | 0.14 | 0.09 | 0 | 0.14 | 0.09 | 0 | 0 | 0 | 0 | 0 | 0 | 0
1992 | 11 | 1 | 0.1 | 0.1 | 0.05 | 0 | 0.1 | 0.05 | 0 | 0 | 0 | 0 | 0 | 0 | 0
1992 | 11 | 2 | 0.5 | 0.5 | 0.45 | 0 | 0.5 | 0.45 | 0 | 0 | 0 | 0 | 0 | 0 | 0
1992 | 11 | 3 | 0.44 | 0.44 | 0.39 | 0 | 0.44 | 0.39 | 0 | 0 | 0 | 0 | 0 | 0 | 0
1992 | 11 | 4 | 0.01 | 0.01 | 0 | 0 | 0.01 | 0 | 0 | 0 | 0 | 0 | 0 | 0 | 0
1992 | 11 | 5 | 0.26 | 0.26 | 0.21 | 0 | 0.26 | 0.21 | 0 | 0 | 0 | 0 | 0 | 0 | 0
1992 | 11 | 6 | 0 | 0 | 0 | 0 | 0 | 0 | 0 | 0 | 0 | 0 | 0 | 0 | 0
1992 | 11 | 7 | 0.02 | 0.02 | 0 | 0 | 0.02 | 0 | 0 | 0 | 0 | 0 | 0 | 0 | 0
1992 | 11 | 8 | 0 | 0 | 0 | 0 | 0 | 0 | 0 | 0 | 0 | 0 | 0 | 0 | 0
1992 | 11 | 9 | 0 | 0 | 0 | 0 | 0 | 0 | 0 | 0 | 0 | 0 | 0 | 0 | 0
1992 | 11 | 10 | 0 | 0 | 0 | 0 | 0 | 0 | 0 | 0 | 0 | 0 | 0 | 0 | 0
1992 | 11 | 11 | 0.06 | 0.06 | 0.01 | 0 | 0.06 | 0.01 | 0 | 0 | 0 | 0 | 0 | 0 | 0
1992 | 11 | 12 | 0.54 | 0.54 | 0.49 | 0 | 0.54 | 0.49 | 0 | 0 | 0 | 0 | 0 | 0 | 0
1992 | 11 | 13 | 0.04 | 0.04 | 0 | 0 | 0.04 | 0 | 0 | 0 | 0 | 0 | 0 | 0 | 0
1992 | 11 | 14 | 0 | 0 | 0 | 0 | 0 | 0 | 0 | 0 | 0 | 0 | 0 | 0 | 0
1992 | 11 | 15 | 0 | 0 | 0 | 0 | 0 | 0 | 0 | 0 | 0 | 0 | 0 | 0 | 0
1992 | 11 | 16 | 0 | 0 | 0 | 0 | 0 | 0 | 0 | 0 | 0 | 0 | 0 | 0 | 0
1992 | 11 | 17 | 0 | 0 | 0 | 0 | 0 | 0 | 0 | 0 | 0 | 0 | 0 | 0 | 0
1992 | 11 | 18 | 0.02 | 0.02 | 0 | 0 | 0.02 | 0 | 0 | 0 | 0 | 0 | 0 | 0 | 0
1992 | 11 | 19 | 0.01 | 0.01 | 0 | 0 | 0.01 | 0 | 0 | 0 | 0 | 0 | 0 | 0 | 0
1992 | 11 | 20 | 0 | 0 | 0 | 0 | 0 | 0 | 0 | 0 | 0 | 0 | 0 | 0 | 0
1992 | 11 | 21 | 0 | 0 | 0 | 0 | 0 | 0 | 0 | 0 | 0 | 0 | 0 | 0 | 0
1992 | 11 | 22 | 0.07 | 0.07 | 0.02 | 0 | 0.07 | 0.02 | 0 | 0 | 0 | 0 | 0 | 0 | 0
1992 | 11 | 23 | 0.99 | 0.99 | 0.94 | 0 | 0.99 | 0.94 | 0 | 0 | 0 | 0 | 0 | 0 | 0
1992 | 11 | 24 | 0.04 | 0.04 | 0 | 0 | 0.04 | 0 | 0 | 0 | 0 | 0 | 0 | 0 | 0
1992 | 11 | 25 | 0.06 | 0.06 | 0.01 | 0 | 0.06 | 0.01 | 0 | 0 | 0 | 0 | 0 | 0 | 0
1992 | 11 | 26 | 0.22 | 0.22 | 0.17 | 0 | 0.22 | 0.17 | 0 | 0 | 0 | 0 | 0 | 0 | 0
1992 | 11 | 27 | 0 | 0 | 0 | 0 | 0 | 0 | 0 | 0 | 0 | 0 | 0 | 0 | 0
1992 | 11 | 28 | 0 | 0 | 0 | 0 | 0 | 0 | 0 | 0 | 0 | 0 | 0 | 0 | 0
1992 | 11 | 29 | 0 | 0 | 0 | 0 | 0 | 0 | 0 | 0 | 0 | 0 | 0 | 0 | 0
1992 | 11 | 30 | 0 | 0 | 0 | 0 | 0 | 0 | 0 | 0 | 0 | 0 | 0 | 0 | 0
1992 | 12 | 1 | 0.03 | 0.03 | 0 | 0 | 0.03 | 0 | 0 | 0 | 0 | 0 | 0 | 0 | 0
1992 | 12 | 2 | 0 | 0 | 0 | 0 | 0 | 0 | 0 | 0 | 0 | 0 | 0 | 0 | 0
1992 | 12 | 3 | 0 | 0 | 0 | 0 | 0 | 0 | 0 | 0 | 0 | 0 | 0 | 0 | 0
1992 | 12 | 4 | 0.05 | 0.05 | 0 | 0 | 0.05 | 0 | 0 | 0 | 0 | 0 | 0 | 0 | 0
1992 | 12 | 5 | 0.01 | 0.01 | 0 | 0 | 0.01 | 0 | 0 | 0 | 0 | 0 | 0 | 0 | 0
1992 | 12 | 6 | 0 | 0 | 0 | 0 | 0 | 0 | 0 | 0 | 0 | 0 | 0 | 0 | 0
1992 | 12 | 7 | 0 | 0 | 0 | 0 | 0 | 0 | 0 | 0 | 0 | 0 | 0 | 0 | 0
1992 | 12 | 8 | 0 | 0 | 0 | 0 | 0 | 0 | 0 | 0 | 0 | 0 | 0 | 0 | 0
1992 | 12 | 9 | 0 | 0 | 0 | 0 | 0 | 0 | 0 | 0 | 0 | 0 | 0 | 0 | 0
1992 | 12 | 10 | 0.96 | 0.96 | 0.91 | 0 | 0.96 | 0.91 | 0 | 0 | 0 | 0 | 0 | 0 | 0
1992 | 12 | 11 | 0.54 | 0.54 | 0.49 | 0 | 0.54 | 0.49 | 0 | 0 | 0 | 0 | 0 | 0 | 0
1992 | 12 | 12 | 0.01 | 0.01 | 0 | 0 | 0.01 | 0 | 0 | 0 | 0 | 0 | 0 | 0 | 0
1992 | 12 | 13 | 0 | 0 | 0 | 0 | 0 | 0 | 0 | 0 | 0 | 0 | 0 | 0 | 0
1992 | 12 | 14 | 0 | 0 | 0 | 0 | 0 | 0 | 0 | 0 | 0 | 0 | 0 | 0 | 0
1992 | 12 | 15 | 0 | 0 | 0 | 0 | 0 | 0 | 0 | 0 | 0 | 0 | 0 | 0 | 0
1992 | 12 | 16 | 0.02 | 0.02 | 0 | 0 | 0.02 | 0 | 0 | 0 | 0 | 0 | 0 | 0 | 0
1992 | 12 | 17 | 0.28 | 0.28 | 0.23 | 0 | 0.28 | 0.23 | 0 | 0 | 0 | 0 | 0 | 0 | 0
1992 | 12 | 18 | 0 | 0 | 0 | 0 | 0 | 0 | 0 | 0 | 0 | 0 | 0 | 0 | 0
1992 | 12 | 19 | 0 | 0 | 0 | 0 | 0 | 0 | 0 | 0 | 0 | 0 | 0 | 0 | 0
1992 | 12 | 20 | 0.2 | 0.2 | 0.15 | 0 | 0.2 | 0.15 | 0 | 0 | 0 | 0 | 0 | 0 | 0
1992 | 12 | 21 | 0 | 0 | 0 | 0 | 0 | 0 | 0 | 0 | 0 | 0 | 0 | 0 | 0
1992 | 12 | 22 | 0 | 0 | 0 | 0 | 0 | 0 | 0 | 0 | 0 | 0 | 0 | 0 | 0
1992 | 12 | 23 | 0.22 | 0.22 | 0.17 | 0 | 0.22 | 0.17 | 0 | 0 | 0 | 0 | 0 | 0 | 0
1992 | 12 | 24 | 0 | 0 | 0 | 0 | 0 | 0 | 0 | 0 | 0 | 0 | 0 | 0 | 0
1992 | 12 | 25 | 0 | 0 | 0 | 0 | 0 | 0 | 0 | 0 | 0 | 0 | 0 | 0 | 0
1992 | 12 | 26 | 0 | 0 | 0 | 0 | 0 | 0 | 0 | 0 | 0 | 0 | 0 | 0 | 0
1992 | 12 | 27 | 0 | 0 | 0 | 0 | 0 | 0 | 0 | 0 | 0 | 0 | 0 | 0 | 0
1992 | 12 | 28 | 0.53 | 0.53 | 0.48 | 0 | 0.53 | 0.48 | 0 | 0 | 0 | 0 | 0 | 0 | 0
1992 | 12 | 29 | 0.01 | 0.01 | 0 | 0 | 0.01 | 0 | 0 | 0 | 0 | 0 | 0 | 0 | 0
1992 | 12 | 30 | 0 | 0 | 0 | 0 | 0 | 0 | 0 | 0 | 0 | 0 | 0 | 0 | 0
1992 | 12 | 31 | 0 | 0 | 0 | 0 | 0 | 0 | 0 | 0 | 0 | 0 | 0 | 0 | 0
1993 | 1 | 1 | 0 | 0 | 0 | 0 | 0 | 0 | 0 | 0 | 0 | 0 | 0 | 0 | 0
1993 | 1 | 2 | 0 | 0 | 0 | 0 | 0 | 0 | 0 | 0 | 0 | 0 | 0 | 0 | 0
1993 | 1 | 3 | 0 | 0 | 0 | 0 | 0 | 0 | 0 | 0 | 0 | 0 | 0 | 0 | 0
1993 | 1 | 4 | 0 | 0 | 0 | 0 | 0 | 0 | 0 | 0 | 0 | 0 | 0 | 0 | 0
1993 | 1 | 5 | 1.01 | 1 | 0.95 | 0 | 1 | 0.95 | 0 | 0 | 0 | 0 | 0 | 0 | 0
1993 | 1 | 6 | 0 | 0 | 0 | 0 | 0 | 0 | 0 | 0 | 0 | 0 | 0 | 0 | 0
1993 | 1 | 7 | 0 | 0 | 0 | 0 | 0 | 0 | 0 | 0 | 0 | 0 | 0 | 0 | 0
1993 | 1 | 8 | 0.73 | 0.73 | 0.68 | 0 | 0.73 | 0.68 | 0 | 0 | 0 | 0 | 0 | 0 | 0
1993 | 1 | 9 | 0.32 | 0.32 | 0.27 | 0 | 0.32 | 0.27 | 0 | 0 | 0 | 0 | 0 | 0 | 0
1993 | 1 | 10 | 0.01 | 0.01 | 0 | 0 | 0.01 | 0 | 0 | 0 | 0 | 0 | 0 | 0 | 0
1993 | 1 | 11 | 0.11 | 0.11 | 0.06 | 0 | 0.11 | 0.06 | 0 | 0 | 0 | 0 | 0 | 0 | 0
1993 | 1 | 12 | 0.07 | 0.07 | 0.02 | 0 | 0.07 | 0.02 | 0 | 0 | 0 | 0 | 0 | 0 | 0
1993 | 1 | 13 | 0.13 | 0.13 | 0.08 | 0 | 0.13 | 0.08 | 0 | 0 | 0 | 0 | 0 | 0 | 0
1993 | 1 | 14 | 0 | 0 | 0 | 0 | 0 | 0 | 0 | 0 | 0 | 0 | 0 | 0 | 0
1993 | 1 | 15 | 0 | 0 | 0 | 0 | 0 | 0 | 0 | 0 | 0 | 0 | 0 | 0 | 0
1993 | 1 | 16 | 0 | 0 | 0 | 0 | 0 | 0 | 0 | 0 | 0 | 0 | 0 | 0 | 0
1993 | 1 | 17 | 0 | 0 | 0 | 0 | 0 | 0 | 0 | 0 | 0 | 0 | 0 | 0 | 0
1993 | 1 | 18 | 0 | 0 | 0 | 0 | 0 | 0 | 0 | 0 | 0 | 0 | 0 | 0 | 0
1993 | 1 | 19 | 0 | 0 | 0 | 0 | 0 | 0 | 0 | 0 | 0 | 0 | 0 | 0 | 0
1993 | 1 | 20 | 0 | 0 | 0 | 0 | 0 | 0 | 0 | 0 | 0 | 0 | 0 | 0 | 0
1993 | 1 | 21 | 0.42 | 0.42 | 0.37 | 0 | 0.42 | 0.37 | 0 | 0 | 0 | 0 | 0 | 0 | 0
1993 | 1 | 22 | 0.08 | 0.08 | 0.03 | 0 | 0.08 | 0.03 | 0 | 0 | 0 | 0 | 0 | 0 | 0
1993 | 1 | 23 | 0 | 0 | 0 | 0 | 0 | 0 | 0 | 0 | 0 | 0 | 0 | 0 | 0
1993 | 1 | 24 | 0.02 | 0.02 | 0 | 0 | 0.02 | 0 | 0 | 0 | 0 | 0 | 0 | 0 | 0
1993 | 1 | 25 | 0 | 0 | 0 | 0 | 0 | 0 | 0 | 0 | 0 | 0 | 0 | 0 | 0
1993 | 1 | 26 | 0 | 0 | 0 | 0 | 0 | 0 | 0 | 0 | 0 | 0 | 0 | 0 | 0
1993 | 1 | 27 | 0 | 0 | 0 | 0 | 0 | 0 | 0 | 0 | 0 | 0 | 0 | 0 | 0
1993 | 1 | 28 | 0 | 0 | 0 | 0 | 0 | 0 | 0 | 0 | 0 | 0 | 0 | 0 | 0
1993 | 1 | 29 | 0 | 0 | 0 | 0 | 0 | 0 | 0 | 0 | 0 | 0 | 0 | 0 | 0
1993 | 1 | 30 | 0 | 0 | 0 | 0 | 0 | 0 | 0 | 0 | 0 | 0 | 0 | 0 | 0
1993 | 1 | 31 | 0 | 0 | 0 | 0 | 0 | 0 | 0 | 0 | 0 | 0 | 0 | 0 | 0
1993 | 2 | 1 | 0 | 0 | 0 | 0 | 0 | 0 | 0 | 0 | 0 | 0 | 0 | 0 | 0
1993 | 2 | 2 | 0 | 0 | 0 | 0 | 0 | 0 | 0 | 0 | 0 | 0 | 0 | 0 | 0
1993 | 2 | 3 | 0 | 0 | 0 | 0 | 0 | 0 | 0 | 0 | 0 | 0 | 0 | 0 | 0
1993 | 2 | 4 | 0 | 0 | 0 | 0 | 0 | 0 | 0 | 0 | 0 | 0 | 0 | 0 | 0
1993 | 2 | 5 | 0 | 0 | 0 | 0 | 0 | 0 | 0 | 0 | 0 | 0 | 0 | 0 | 0
1993 | 2 | 6 | 0 | 0 | 0 | 0 | 0 | 0 | 0 | 0 | 0 | 0 | 0 | 0 | 0
1993 | 2 | 7 | 0 | 0 | 0 | 0 | 0 | 0 | 0 | 0 | 0 | 0 | 0 | 0 | 0
1993 | 2 | 8 | 0 | 0 | 0 | 0 | 0 | 0 | 0 | 0 | 0 | 0 | 0 | 0 | 0
1993 | 2 | 9 | 0 | 0 | 0 | 0 | 0 | 0 | 0 | 0 | 0 | 0 | 0 | 0 | 0
1993 | 2 | 10 | 0 | 0 | 0 | 0 | 0 | 0 | 0 | 0 | 0 | 0 | 0 | 0 | 0
1993 | 2 | 11 | 0 | 0 | 0 | 0 | 0 | 0 | 0 | 0 | 0 | 0 | 0 | 0 | 0
1993 | 2 | 12 | 0.9 | 0.9 | 0.85 | 0 | 0.9 | 0.85 | 0 | 0 | 0 | 0 | 0 | 0 | 0
1993 | 2 | 13 | 0.01 | 0.01 | 0 | 0 | 0.01 | 0 | 0 | 0 | 0 | 0 | 0 | 0 | 0
1993 | 2 | 14 | 0 | 0 | 0 | 0 | 0 | 0 | 0 | 0 | 0 | 0 | 0 | 0 | 0
1993 | 2 | 15 | 0 | 0 | 0 | 0 | 0 | 0 | 0 | 0 | 0 | 0 | 0 | 0 | 0
1993 | 2 | 16 | 0.35 | 0.35 | 0.3 | 0 | 0.35 | 0.3 | 0 | 0 | 0 | 0 | 0 | 0 | 0
1993 | 2 | 17 | 0 | 0 | 0 | 0 | 0 | 0 | 0 | 0 | 0 | 0 | 0 | 0 | 0
1993 | 2 | 18 | 0 | 0 | 0 | 0 | 0 | 0 | 0 | 0 | 0 | 0 | 0 | 0 | 0
1993 | 2 | 19 | 0 | 0 | 0 | 0 | 0 | 0 | 0 | 0 | 0 | 0 | 0 | 0 | 0
1993 | 2 | 20 | 0 | 0 | 0 | 0 | 0 | 0 | 0 | 0 | 0 | 0 | 0 | 0 | 0
1993 | 2 | 21 | 0.76 | 0.76 | 0.71 | 0 | 0.76 | 0.71 | 0 | 0 | 0 | 0 | 0 | 0 | 0
1993 | 2 | 22 | 0 | 0 | 0 | 0 | 0 | 0 | 0 | 0 | 0 | 0 | 0 | 0 | 0
1993 | 2 | 23 | 0 | 0 | 0 | 0 | 0 | 0 | 0 | 0 | 0 | 0 | 0 | 0 | 0
1993 | 2 | 24 | 0 | 0 | 0 | 0 | 0 | 0 | 0 | 0 | 0 | 0 | 0 | 0 | 0
1993 | 2 | 25 | 0 | 0 | 0 | 0 | 0 | 0 | 0 | 0 | 0 | 0 | 0 | 0 | 0
1993 | 2 | 26 | 0.25 | 0.25 | 0.2 | 0 | 0.25 | 0.2 | 0 | 0 | 0 | 0 | 0 | 0 | 0
1993 | 2 | 27 | 0 | 0 | 0 | 0 | 0 | 0 | 0 | 0 | 0 | 0 | 0 | 0 | 0
1993 | 2 | 28 | 0 | 0 | 0 | 0 | 0 | 0 | 0 | 0 | 0 | 0 | 0 | 0 | 0
1993 | 3 | 1 | 0 | 0 | 0 | 0 | 0 | 0 | 0 | 0 | 0 | 0 | 0 | 0 | 0
1993 | 3 | 2 | 0 | 0 | 0 | 0 | 0 | 0 | 0 | 0 | 0 | 0 | 0 | 0 | 0
1993 | 3 | 3 | 0.15 | 0.15 | 0.1 | 0 | 0.15 | 0.1 | 0 | 0 | 0 | 0 | 0 | 0 | 0
1993 | 3 | 4 | 1.24 | 1 | 0.95 | 0 | 1 | 0.95 | 0 | 0 | 0 | 0 | 0 | 0 | 0
1993 | 3 | 5 | 0.09 | 0.09 | 0.04 | 0 | 0.09 | 0.04 | 0 | 0 | 0 | 0 | 0 | 0 | 0
1993 | 3 | 6 | 0 | 0 | 0 | 0 | 0 | 0 | 0 | 0 | 0 | 0 | 0 | 0 | 0
1993 | 3 | 7 | 0 | 0 | 0 | 0 | 0 | 0 | 0 | 0 | 0 | 0 | 0 | 0 | 0
1993 | 3 | 8 | 0.08 | 0.08 | 0.03 | 0 | 0.08 | 0.03 | 0 | 0 | 0 | 0 | 0 | 0 | 0
1993 | 3 | 9 | 0 | 0 | 0 | 0 | 0 | 0 | 0 | 0 | 0 | 0 | 0 | 0 | 0
1993 | 3 | 10 | 0.15 | 0.15 | 0.1 | 0 | 0.15 | 0.1 | 0 | 0 | 0 | 0 | 0 | 0 | 0
1993 | 3 | 11 | 0 | 0 | 0 | 0 | 0 | 0 | 0 | 0 | 0 | 0 | 0 | 0 | 0
1993 | 3 | 12 | 0.02 | 0.02 | 0 | 0 | 0.02 | 0 | 0 | 0 | 0 | 0 | 0 | 0 | 0
1993 | 3 | 13 | 2.29 | 1 | 0.95 | 0 | 1 | 0.95 | 0 | 0 | 0 | 0 | 0 | 0 | 0
1993 | 3 | 14 | 0 | 0 | 0 | 0 | 0 | 0 | 0 | 0 | 0 | 0 | 0 | 0 | 0
1993 | 3 | 15 | 0 | 0 | 0 | 0 | 0 | 0 | 0 | 0 | 0 | 0 | 0 | 0 | 0
1993 | 3 | 16 | 0.01 | 0.01 | 0 | 0 | 0.01 | 0 | 0 | 0 | 0 | 0 | 0 | 0 | 0
1993 | 3 | 17 | 0.94 | 0.94 | 0.89 | 0 | 0.94 | 0.89 | 0 | 0 | 0 | 0 | 0 | 0 | 0
1993 | 3 | 18 | 0 | 0 | 0 | 0 | 0 | 0 | 0 | 0 | 0 | 0 | 0 | 0 | 0
1993 | 3 | 19 | 0 | 0 | 0 | 0 | 0 | 0 | 0 | 0 | 0 | 0 | 0 | 0 | 0
1993 | 3 | 20 | 0 | 0 | 0 | 0 | 0 | 0 | 0 | 0 | 0 | 0 | 0 | 0 | 0
1993 | 3 | 21 | 0.1 | 0.1 | 0.05 | 0 | 0.1 | 0.05 | 0 | 0 | 0 | 0 | 0 | 0 | 0
1993 | 3 | 22 | 0 | 0 | 0 | 0 | 0 | 0 | 0 | 0 | 0 | 0 | 0 | 0 | 0
1993 | 3 | 23 | 0.41 | 0.41 | 0.36 | 0 | 0.41 | 0.36 | 0 | 0 | 0 | 0 | 0 | 0 | 0
1993 | 3 | 24 | 0.28 | 0.28 | 0.23 | 0 | 0.28 | 0.23 | 0 | 0 | 0 | 0 | 0 | 0 | 0
1993 | 3 | 25 | 0 | 0 | 0 | 0 | 0 | 0 | 0 | 0 | 0 | 0 | 0 | 0 | 0
1993 | 3 | 26 | 0 | 0 | 0 | 0 | 0 | 0 | 0 | 0 | 0 | 0 | 0 | 0 | 0
1993 | 3 | 27 | 0.65 | 0.65 | 0.6 | 0 | 0.65 | 0.6 | 0 | 0 | 0 | 0 | 0 | 0 | 0
1993 | 3 | 28 | 0.04 | 0.04 | 0 | 0 | 0.04 | 0 | 0 | 0 | 0 | 0 | 0 | 0 | 0
1993 | 3 | 29 | 0.12 | 0.12 | 0.07 | 0 | 0.12 | 0.07 | 0 | 0 | 0 | 0 | 0 | 0 | 0
1993 | 3 | 30 | 0 | 0 | 0 | 0 | 0 | 0 | 0 | 0 | 0 | 0 | 0 | 0 | 0
1993 | 3 | 31 | 0.25 | 0.25 | 0.2 | 0 | 0.25 | 0.2 | 0 | 0 | 0 | 0 | 0 | 0 | 0
1993 | 4 | 1 | 0.06 | 0.06 | 0.01 | 0 | 0.06 | 0.01 | 0 | 0 | 0 | 0 | 0 | 0 | 0
1993 | 4 | 2 | 0.31 | 0.31 | 0.26 | 0 | 0.31 | 0.26 | 0 | 0 | 0 | 0 | 0 | 0 | 0
1993 | 4 | 3 | 0 | 0 | 0 | 0 | 0 | 0 | 0 | 0 | 0 | 0 | 0 | 0 | 0
1993 | 4 | 4 | 0 | 0 | 0 | 0 | 0 | 0 | 0 | 0 | 0 | 0 | 0 | 0 | 0
1993 | 4 | 5 | 0 | 0 | 0 | 0 | 0 | 0 | 0 | 0 | 0 | 0 | 0 | 0 | 0
1993 | 4 | 6 | 0 | 0 | 0 | 0 | 0 | 0 | 0 | 0 | 0 | 0 | 0 | 0 | 0
1993 | 4 | 7 | 0 | 0 | 0 | 0 | 0 | 0 | 0 | 0 | 0 | 0 | 0 | 0 | 0
1993 | 4 | 8 | 0 | 0 | 0 | 0 | 0 | 0 | 0 | 0 | 0 | 0 | 0 | 0 | 0
1993 | 4 | 9 | 0 | 0 | 0 | 0 | 0 | 0 | 0 | 0 | 0 | 0 | 0 | 0 | 0
1993 | 4 | 10 | 0.63 | 0.63 | 0.58 | 0 | 0.63 | 0.58 | 0 | 0 | 0 | 0 | 0 | 0 | 0
1993 | 4 | 11 | 0.03 | 0.03 | 0 | 0 | 0.03 | 0 | 0 | 0 | 0 | 0 | 0 | 0 | 0
1993 | 4 | 12 | 0.05 | 0.05 | 0 | 0 | 0.05 | 0 | 0 | 0 | 0 | 0 | 0 | 0 | 0
1993 | 4 | 13 | 0 | 0 | 0 | 0 | 0 | 0 | 0 | 0 | 0 | 0 | 0 | 0 | 0
1993 | 4 | 14 | 0 | 0 | 0 | 0 | 0 | 0 | 0 | 0 | 0 | 0 | 0 | 0 | 0
1993 | 4 | 15 | 0 | 0 | 0 | 0 | 0 | 0 | 0 | 0 | 0 | 0 | 0 | 0 | 0
1993 | 4 | 16 | 0.96 | 0.96 | 0.91 | 0 | 0.96 | 0.91 | 0 | 0 | 0 | 0 | 0 | 0 | 0
1993 | 4 | 17 | 0 | 0 | 0 | 0 | 0 | 0 | 0 | 0 | 0 | 0 | 0 | 0 | 0
1993 | 4 | 18 | 0 | 0 | 0 | 0 | 0 | 0 | 0 | 0 | 0 | 0 | 0 | 0 | 0
1993 | 4 | 19 | 0 | 0 | 0 | 0 | 0 | 0 | 0 | 0 | 0 | 0 | 0 | 0 | 0
1993 | 4 | 20 | 0 | 0 | 0 | 0 | 0 | 0 | 0 | 0 | 0 | 0 | 0 | 0 | 0
1993 | 4 | 21 | 0.99 | 0.99 | 0.94 | 0 | 0.99 | 0.94 | 0 | 0 | 0 | 0 | 0 | 0 | 0
1993 | 4 | 22 | 0.13 | 0.13 | 0.08 | 0 | 0.13 | 0.08 | 0 | 0 | 0 | 0 | 0 | 0 | 0
1993 | 4 | 23 | 0 | 0 | 0 | 0 | 0 | 0 | 0 | 0 | 0 | 0 | 0 | 0 | 0
1993 | 4 | 24 | 0 | 0 | 0 | 0 | 0 | 0 | 0 | 0 | 0 | 0 | 0 | 0 | 0
1993 | 4 | 25 | 0 | 0 | 0 | 0 | 0 | 0 | 0 | 0 | 0 | 0 | 0 | 0 | 0
1993 | 4 | 26 | 0.46 | 0.46 | 0.41 | 0 | 0.46 | 0.41 | 0 | 0 | 0 | 0 | 0 | 0 | 0
1993 | 4 | 27 | 0 | 0 | 0 | 0 | 0 | 0 | 0 | 0 | 0 | 0 | 0 | 0 | 0
1993 | 4 | 28 | 0 | 0 | 0 | 0 | 0 | 0 | 0 | 0 | 0 | 0 | 0 | 0 | 0
1993 | 4 | 29 | 0 | 0 | 0 | 0 | 0 | 0 | 0 | 0 | 0 | 0 | 0 | 0 | 0
1993 | 4 | 30 | 0 | 0 | 0 | 0 | 0 | 0 | 0 | 0 | 0 | 0 | 0 | 0 | 0
1993 | 5 | 1 | 0 | 0 | 0 | 0 | 0 | 0 | 0 | 0 | 0 | 0 | 0 | 0 | 0
1993 | 5 | 2 | 0 | 0 | 0 | 0 | 0 | 0 | 0 | 0 | 0 | 0 | 0 | 0 | 0
1993 | 5 | 3 | 0 | 0 | 0 | 0 | 0 | 0 | 0 | 0 | 0 | 0 | 0 | 0 | 0
1993 | 5 | 4 | 0 | 0 | 0 | 0 | 0 | 0 | 0 | 0 | 0 | 0 | 0 | 0 | 0
1993 | 5 | 5 | 1.26 | 1 | 0.95 | 0 | 1 | 0.95 | 0 | 0 | 0 | 0 | 0 | 0 | 0
1993 | 5 | 6 | 0 | 0 | 0 | 0 | 0 | 0 | 0 | 0 | 0 | 0 | 0 | 0 | 0
1993 | 5 | 7 | 0 | 0 | 0 | 0 | 0 | 0 | 0 | 0 | 0 | 0 | 0 | 0 | 0
1993 | 5 | 8 | 0 | 0 | 0 | 0 | 0 | 0 | 0 | 0 | 0 | 0 | 0 | 0 | 0
1993 | 5 | 9 | 0 | 0 | 0 | 0 | 0 | 0 | 0 | 0 | 0 | 0 | 0 | 0 | 0
1993 | 5 | 10 | 0 | 0 | 0 | 0 | 0 | 0 | 0 | 0 | 0 | 0 | 0 | 0 | 0
1993 | 5 | 11 | 0 | 0 | 0 | 0 | 0 | 0 | 0 | 0 | 0 | 0 | 0 | 0 | 0
1993 | 5 | 12 | 0.28 | 0.28 | 0.23 | 0 | 0.28 | 0.23 | 0 | 0 | 0 | 0 | 0 | 0 | 0
1993 | 5 | 13 | 0.03 | 0.03 | 0 | 0 | 0.03 | 0 | 0 | 0 | 0 | 0 | 0 | 0 | 0
1993 | 5 | 14 | 0 | 0 | 0 | 0 | 0 | 0 | 0 | 0 | 0 | 0 | 0 | 0 | 0
1993 | 5 | 15 | 0 | 0 | 0 | 0 | 0 | 0 | 0 | 0 | 0 | 0 | 0 | 0 | 0
1993 | 5 | 16 | 0.34 | 0.34 | 0.29 | 0 | 0.34 | 0.29 | 0 | 0 | 0 | 0 | 0 | 0 | 0
1993 | 5 | 17 | 0 | 0 | 0 | 0 | 0 | 0 | 0 | 0 | 0 | 0 | 0 | 0 | 0
1993 | 5 | 18 | 0.85 | 0.85 | 0.8 | 0 | 0.85 | 0.8 | 0 | 0 | 0 | 0 | 0 | 0 | 0
1993 | 5 | 19 | 0.17 | 0.17 | 0.12 | 0 | 0.17 | 0.12 | 0 | 0 | 0 | 0 | 0 | 0 | 0
1993 | 5 | 20 | 0.01 | 0.01 | 0 | 0 | 0.01 | 0 | 0 | 0 | 0 | 0 | 0 | 0 | 0
1993 | 5 | 21 | 0 | 0 | 0 | 0 | 0 | 0 | 0 | 0 | 0 | 0 | 0 | 0 | 0
1993 | 5 | 22 | 0 | 0 | 0 | 0 | 0 | 0 | 0 | 0 | 0 | 0 | 0 | 0 | 0
1993 | 5 | 23 | 0 | 0 | 0 | 0 | 0 | 0 | 0 | 0 | 0 | 0 | 0 | 0 | 0
1993 | 5 | 24 | 0 | 0 | 0 | 0 | 0 | 0 | 0 | 0 | 0 | 0 | 0 | 0 | 0
1993 | 5 | 25 | 0 | 0 | 0 | 0 | 0 | 0 | 0 | 0 | 0 | 0 | 0 | 0 | 0
1993 | 5 | 26 | 0 | 0 | 0 | 0 | 0 | 0 | 0 | 0 | 0 | 0 | 0 | 0 | 0
1993 | 5 | 27 | 0 | 0 | 0 | 0 | 0 | 0 | 0 | 0 | 0 | 0 | 0 | 0 | 0
1993 | 5 | 28 | 0 | 0 | 0 | 0 | 0 | 0 | 0 | 0 | 0 | 0 | 0 | 0 | 0
1993 | 5 | 29 | 0 | 0 | 0 | 0 | 0 | 0 | 0 | 0 | 0 | 0 | 0 | 0 | 0
1993 | 5 | 30 | 0 | 0 | 0 | 0 | 0 | 0 | 0 | 0 | 0 | 0 | 0 | 0 | 0
1993 | 5 | 31 | 0.46 | 0.46 | 0.41 | 0 | 0.46 | 0.41 | 0 | 0 | 0 | 0 | 0 | 0 | 0
1993 | 6 | 1 | 0 | 0 | 0 | 0 | 0 | 0 | 0 | 0 | 0 | 0 | 0 | 0 | 0
1993 | 6 | 2 | 0.02 | 0.02 | 0 | 0 | 0.02 | 0 | 0 | 0 | 0 | 0 | 0 | 0 | 0
1993 | 6 | 3 | 0.31 | 0.31 | 0.26 | 0 | 0.31 | 0.26 | 0 | 0 | 0 | 0 | 0 | 0 | 0
1993 | 6 | 4 | 0.04 | 0.04 | 0 | 0 | 0.04 | 0 | 0 | 0 | 0 | 0 | 0 | 0 | 0
1993 | 6 | 5 | 0.29 | 0.29 | 0.24 | 0 | 0.29 | 0.24 | 0 | 0 | 0 | 0 | 0 | 0 | 0
1993 | 6 | 6 | 0 | 0 | 0 | 0 | 0 | 0 | 0 | 0 | 0 | 0 | 0 | 0 | 0
1993 | 6 | 7 | 0.13 | 0.13 | 0.08 | 0 | 0.13 | 0.08 | 0 | 0 | 0 | 0 | 0 | 0 | 0
1993 | 6 | 8 | 0.52 | 0.52 | 0.47 | 0 | 0.52 | 0.47 | 0 | 0 | 0 | 0 | 0 | 0 | 0
1993 | 6 | 9 | 0.08 | 0.08 | 0.03 | 0 | 0.08 | 0.03 | 0 | 0 | 0 | 0 | 0 | 0 | 0
1993 | 6 | 10 | 0 | 0 | 0 | 0 | 0 | 0 | 0 | 0 | 0 | 0 | 0 | 0 | 0
1993 | 6 | 11 | 0 | 0 | 0 | 0 | 0 | 0 | 0 | 0 | 0 | 0 | 0 | 0 | 0
1993 | 6 | 12 | 0 | 0 | 0 | 0 | 0 | 0 | 0 | 0 | 0 | 0 | 0 | 0 | 0
1993 | 6 | 13 | 0 | 0 | 0 | 0 | 0 | 0 | 0 | 0 | 0 | 0 | 0 | 0 | 0
1993 | 6 | 14 | 0 | 0 | 0 | 0 | 0 | 0 | 0 | 0 | 0 | 0 | 0 | 0 | 0
1993 | 6 | 15 | 0 | 0 | 0 | 0 | 0 | 0 | 0 | 0 | 0 | 0 | 0 | 0 | 0
1993 | 6 | 16 | 0 | 0 | 0 | 0 | 0 | 0 | 0 | 0 | 0 | 0 | 0 | 0 | 0
1993 | 6 | 17 | 0 | 0 | 0 | 0 | 0 | 0 | 0 | 0 | 0 | 0 | 0 | 0 | 0
1993 | 6 | 18 | 0 | 0 | 0 | 0 | 0 | 0 | 0 | 0 | 0 | 0 | 0 | 0 | 0
1993 | 6 | 19 | 0.33 | 0.33 | 0.28 | 0 | 0.33 | 0.28 | 0 | 0 | 0 | 0 | 0 | 0 | 0
1993 | 6 | 20 | 0 | 0 | 0 | 0 | 0 | 0 | 0 | 0 | 0 | 0 | 0 | 0 | 0
1993 | 6 | 21 | 0 | 0 | 0 | 0 | 0 | 0 | 0 | 0 | 0 | 0 | 0 | 0 | 0
1993 | 6 | 22 | 0 | 0 | 0 | 0 | 0 | 0 | 0 | 0 | 0 | 0 | 0 | 0 | 0
1993 | 6 | 23 | 0 | 0 | 0 | 0 | 0 | 0 | 0 | 0 | 0 | 0 | 0 | 0 | 0
1993 | 6 | 24 | 0 | 0 | 0 | 0 | 0 | 0 | 0 | 0 | 0 | 0 | 0 | 0 | 0
1993 | 6 | 25 | 0 | 0 | 0 | 0 | 0 | 0 | 0 | 0 | 0 | 0 | 0 | 0 | 0
1993 | 6 | 26 | 0 | 0 | 0 | 0 | 0 | 0 | 0 | 0 | 0 | 0 | 0 | 0 | 0
1993 | 6 | 27 | 0.01 | 0.01 | 0 | 0 | 0.01 | 0 | 0 | 0 | 0 | 0 | 0 | 0 | 0
1993 | 6 | 28 | 0 | 0 | 0 | 0 | 0 | 0 | 0 | 0 | 0 | 0 | 0 | 0 | 0
1993 | 6 | 29 | 0 | 0 | 0 | 0 | 0 | 0 | 0 | 0 | 0 | 0 | 0 | 0 | 0
1993 | 6 | 30 | 0 | 0 | 0 | 0 | 0 | 0 | 0 | 0 | 0 | 0 | 0 | 0 | 0
1993 | 7 | 1 | 0.06 | 0.06 | 0.01 | 0 | 0.06 | 0.01 | 0 | 0 | 0 | 0 | 0 | 0 | 0
1993 | 7 | 2 | 0.28 | 0.28 | 0.23 | 0 | 0.28 | 0.23 | 0 | 0 | 0 | 0 | 0 | 0 | 0
1993 | 7 | 3 | 0.3 | 0.3 | 0.25 | 0 | 0.3 | 0.25 | 0 | 0 | 0 | 0 | 0 | 0 | 0
1993 | 7 | 4 | 0 | 0 | 0 | 0 | 0 | 0 | 0 | 0 | 0 | 0 | 0 | 0 | 0
1993 | 7 | 5 | 0.02 | 0.02 | 0 | 0 | 0.02 | 0 | 0 | 0 | 0 | 0 | 0 | 0 | 0
1993 | 7 | 6 | 0.06 | 0.06 | 0.01 | 0 | 0.06 | 0.01 | 0 | 0 | 0 | 0 | 0 | 0 | 0
1993 | 7 | 7 | 0 | 0 | 0 | 0 | 0 | 0 | 0 | 0 | 0 | 0 | 0 | 0 | 0
1993 | 7 | 8 | 0 | 0 | 0 | 0 | 0 | 0 | 0 | 0 | 0 | 0 | 0 | 0 | 0
1993 | 7 | 9 | 0 | 0 | 0 | 0 | 0 | 0 | 0 | 0 | 0 | 0 | 0 | 0 | 0
1993 | 7 | 10 | 0 | 0 | 0 | 0 | 0 | 0 | 0 | 0 | 0 | 0 | 0 | 0 | 0
1993 | 7 | 11 | 0 | 0 | 0 | 0 | 0 | 0 | 0 | 0 | 0 | 0 | 0 | 0 | 0
1993 | 7 | 12 | 0 | 0 | 0 | 0 | 0 | 0 | 0 | 0 | 0 | 0 | 0 | 0 | 0
1993 | 7 | 13 | 0 | 0 | 0 | 0 | 0 | 0 | 0 | 0 | 0 | 0 | 0 | 0 | 0
1993 | 7 | 14 | 0.27 | 0.27 | 0.22 | 0 | 0.27 | 0.22 | 0 | 0 | 0 | 0 | 0 | 0 | 0
1993 | 7 | 15 | 0 | 0 | 0 | 0 | 0 | 0 | 0 | 0 | 0 | 0 | 0 | 0 | 0
1993 | 7 | 16 | 0 | 0 | 0 | 0 | 0 | 0 | 0 | 0 | 0 | 0 | 0 | 0 | 0
1993 | 7 | 17 | 0 | 0 | 0 | 0 | 0 | 0 | 0 | 0 | 0 | 0 | 0 | 0 | 0
1993 | 7 | 18 | 0 | 0 | 0 | 0 | 0 | 0 | 0 | 0 | 0 | 0 | 0 | 0 | 0
1993 | 7 | 19 | 0.03 | 0.03 | 0 | 0 | 0.03 | 0 | 0 | 0 | 0 | 0 | 0 | 0 | 0
1993 | 7 | 20 | 0 | 0 | 0 | 0 | 0 | 0 | 0 | 0 | 0 | 0 | 0 | 0 | 0
1993 | 7 | 21 | 0 | 0 | 0 | 0 | 0 | 0 | 0 | 0 | 0 | 0 | 0 | 0 | 0
1993 | 7 | 22 | 0 | 0 | 0 | 0 | 0 | 0 | 0 | 0 | 0 | 0 | 0 | 0 | 0
1993 | 7 | 23 | 0 | 0 | 0 | 0 | 0 | 0 | 0 | 0 | 0 | 0 | 0 | 0 | 0
1993 | 7 | 24 | 0 | 0 | 0 | 0 | 0 | 0 | 0 | 0 | 0 | 0 | 0 | 0 | 0
1993 | 7 | 25 | 0.34 | 0.34 | 0.29 | 0 | 0.34 | 0.29 | 0 | 0 | 0 | 0 | 0 | 0 | 0
1993 | 7 | 26 | 0 | 0 | 0 | 0 | 0 | 0 | 0 | 0 | 0 | 0 | 0 | 0 | 0
1993 | 7 | 27 | 0 | 0 | 0 | 0 | 0 | 0 | 0 | 0 | 0 | 0 | 0 | 0 | 0
1993 | 7 | 28 | 0 | 0 | 0 | 0 | 0 | 0 | 0 | 0 | 0 | 0 | 0 | 0 | 0
1993 | 7 | 29 | 0 | 0 | 0 | 0 | 0 | 0 | 0 | 0 | 0 | 0 | 0 | 0 | 0
1993 | 7 | 30 | 0 | 0 | 0 | 0 | 0 | 0 | 0 | 0 | 0 | 0 | 0 | 0 | 0
1993 | 7 | 31 | 0 | 0 | 0 | 0 | 0 | 0 | 0 | 0 | 0 | 0 | 0 | 0 | 0
1993 | 8 | 1 | 0 | 0 | 0 | 0 | 0 | 0 | 0 | 0 | 0 | 0 | 0 | 0 | 0
1993 | 8 | 2 | 0 | 0 | 0 | 0 | 0 | 0 | 0 | 0 | 0 | 0 | 0 | 0 | 0
1993 | 8 | 3 | 0 | 0 | 0 | 0 | 0 | 0 | 0 | 0 | 0 | 0 | 0 | 0 | 0
1993 | 8 | 4 | 0 | 0 | 0 | 0 | 0 | 0 | 0 | 0 | 0 | 0 | 0 | 0 | 0
1993 | 8 | 5 | 0 | 0 | 0 | 0 | 0 | 0 | 0 | 0 | 0 | 0 | 0 | 0 | 0
1993 | 8 | 6 | 1.94 | 1 | 0.95 | 0 | 1 | 0.95 | 0 | 0 | 0 | 0 | 0 | 0 | 0
1993 | 8 | 7 | 0.01 | 0.01 | 0 | 0 | 0.01 | 0 | 0 | 0 | 0 | 0 | 0 | 0 | 0
1993 | 8 | 8 | 0 | 0 | 0 | 0 | 0 | 0 | 0 | 0 | 0 | 0 | 0 | 0 | 0
1993 | 8 | 9 | 0.36 | 0.36 | 0.31 | 0 | 0.36 | 0.31 | 0 | 0 | 0 | 0 | 0 | 0 | 0
1993 | 8 | 10 | 0 | 0 | 0 | 0 | 0 | 0 | 0 | 0 | 0 | 0 | 0 | 0 | 0
1993 | 8 | 11 | 0.01 | 0.01 | 0 | 0 | 0.01 | 0 | 0 | 0 | 0 | 0 | 0 | 0 | 0
1993 | 8 | 12 | 0.48 | 0.48 | 0.43 | 0 | 0.48 | 0.43 | 0 | 0 | 0 | 0 | 0 | 0 | 0
1993 | 8 | 13 | 0.03 | 0.03 | 0 | 0 | 0.03 | 0 | 0 | 0 | 0 | 0 | 0 | 0 | 0
1993 | 8 | 14 | 0 | 0 | 0 | 0 | 0 | 0 | 0 | 0 | 0 | 0 | 0 | 0 | 0
1993 | 8 | 15 | 0 | 0 | 0 | 0 | 0 | 0 | 0 | 0 | 0 | 0 | 0 | 0 | 0
1993 | 8 | 16 | 0 | 0 | 0 | 0 | 0 | 0 | 0 | 0 | 0 | 0 | 0 | 0 | 0
1993 | 8 | 17 | 1.02 | 1 | 0.95 | 0 | 1 | 0.95 | 0 | 0 | 0 | 0 | 0 | 0 | 0
1993 | 8 | 18 | 0 | 0 | 0 | 0 | 0 | 0 | 0 | 0 | 0 | 0 | 0 | 0 | 0
1993 | 8 | 19 | 0 | 0 | 0 | 0 | 0 | 0 | 0 | 0 | 0 | 0 | 0 | 0 | 0
1993 | 8 | 20 | 0.02 | 0.02 | 0 | 0 | 0.02 | 0 | 0 | 0 | 0 | 0 | 0 | 0 | 0
1993 | 8 | 21 | 0 | 0 | 0 | 0 | 0 | 0 | 0 | 0 | 0 | 0 | 0 | 0 | 0
1993 | 8 | 22 | 0 | 0 | 0 | 0 | 0 | 0 | 0 | 0 | 0 | 0 | 0 | 0 | 0
1993 | 8 | 23 | 0 | 0 | 0 | 0 | 0 | 0 | 0 | 0 | 0 | 0 | 0 | 0 | 0
1993 | 8 | 24 | 0 | 0 | 0 | 0 | 0 | 0 | 0 | 0 | 0 | 0 | 0 | 0 | 0
1993 | 8 | 25 | 0 | 0 | 0 | 0 | 0 | 0 | 0 | 0 | 0 | 0 | 0 | 0 | 0
1993 | 8 | 26 | 0 | 0 | 0 | 0 | 0 | 0 | 0 | 0 | 0 | 0 | 0 | 0 | 0
1993 | 8 | 27 | 0 | 0 | 0 | 0 | 0 | 0 | 0 | 0 | 0 | 0 | 0 | 0 | 0
1993 | 8 | 28 | 0 | 0 | 0 | 0 | 0 | 0 | 0 | 0 | 0 | 0 | 0 | 0 | 0
1993 | 8 | 29 | 0 | 0 | 0 | 0 | 0 | 0 | 0 | 0 | 0 | 0 | 0 | 0 | 0
1993 | 8 | 30 | 0 | 0 | 0 | 0 | 0 | 0 | 0 | 0 | 0 | 0 | 0 | 0 | 0
1993 | 8 | 31 | 0 | 0 | 0 | 0 | 0 | 0 | 0 | 0 | 0 | 0 | 0 | 0 | 0
1993 | 9 | 1 | 0 | 0 | 0 | 0 | 0 | 0 | 0 | 0 | 0 | 0 | 0 | 0 | 0
1993 | 9 | 2 | 0 | 0 | 0 | 0 | 0 | 0 | 0 | 0 | 0 | 0 | 0 | 0 | 0
1993 | 9 | 3 | 0 | 0 | 0 | 0 | 0 | 0 | 0 | 0 | 0 | 0 | 0 | 0 | 0
1993 | 9 | 4 | 0.18 | 0.18 | 0.13 | 0 | 0.18 | 0.13 | 0 | 0 | 0 | 0 | 0 | 0 | 0
1993 | 9 | 5 | 0 | 0 | 0 | 0 | 0 | 0 | 0 | 0 | 0 | 0 | 0 | 0 | 0
1993 | 9 | 6 | 0 | 0 | 0 | 0 | 0 | 0 | 0 | 0 | 0 | 0 | 0 | 0 | 0
1993 | 9 | 7 | 0 | 0 | 0 | 0 | 0 | 0 | 0 | 0 | 0 | 0 | 0 | 0 | 0
1993 | 9 | 8 | 0.84 | 0.84 | 0.79 | 0 | 0.84 | 0.79 | 0 | 0 | 0 | 0 | 0 | 0 | 0
1993 | 9 | 9 | 0.01 | 0.01 | 0 | 0 | 0.01 | 0 | 0 | 0 | 0 | 0 | 0 | 0 | 0
1993 | 9 | 10 | 0.11 | 0.11 | 0.06 | 0 | 0.11 | 0.06 | 0 | 0 | 0 | 0 | 0 | 0 | 0
1993 | 9 | 11 | 0 | 0 | 0 | 0 | 0 | 0 | 0 | 0 | 0 | 0 | 0 | 0 | 0
1993 | 9 | 12 | 0 | 0 | 0 | 0 | 0 | 0 | 0 | 0 | 0 | 0 | 0 | 0 | 0
1993 | 9 | 13 | 0 | 0 | 0 | 0 | 0 | 0 | 0 | 0 | 0 | 0 | 0 | 0 | 0
1993 | 9 | 14 | 0 | 0 | 0 | 0 | 0 | 0 | 0 | 0 | 0 | 0 | 0 | 0 | 0
1993 | 9 | 15 | 0.02 | 0.02 | 0 | 0 | 0.02 | 0 | 0 | 0 | 0 | 0 | 0 | 0 | 0
1993 | 9 | 16 | 0.5 | 0.5 | 0.45 | 0 | 0.5 | 0.45 | 0 | 0 | 0 | 0 | 0 | 0 | 0
1993 | 9 | 17 | 0.18 | 0.18 | 0.13 | 0 | 0.18 | 0.13 | 0 | 0 | 0 | 0 | 0 | 0 | 0
1993 | 9 | 18 | 0.18 | 0.18 | 0.13 | 0 | 0.18 | 0.13 | 0 | 0 | 0 | 0 | 0 | 0 | 0
1993 | 9 | 19 | 0 | 0 | 0 | 0 | 0 | 0 | 0 | 0 | 0 | 0 | 0 | 0 | 0
1993 | 9 | 20 | 0.03 | 0.03 | 0 | 0 | 0.03 | 0 | 0 | 0 | 0 | 0 | 0 | 0 | 0
1993 | 9 | 21 | 0.34 | 0.34 | 0.29 | 0 | 0.34 | 0.29 | 0 | 0 | 0 | 0 | 0 | 0 | 0
1993 | 9 | 22 | 0 | 0 | 0 | 0 | 0 | 0 | 0 | 0 | 0 | 0 | 0 | 0 | 0
1993 | 9 | 23 | 0 | 0 | 0 | 0 | 0 | 0 | 0 | 0 | 0 | 0 | 0 | 0 | 0
1993 | 9 | 24 | 0 | 0 | 0 | 0 | 0 | 0 | 0 | 0 | 0 | 0 | 0 | 0 | 0
1993 | 9 | 25 | 0.5 | 0.5 | 0.45 | 0 | 0.5 | 0.45 | 0 | 0 | 0 | 0 | 0 | 0 | 0
1993 | 9 | 26 | 0 | 0 | 0 | 0 | 0 | 0 | 0 | 0 | 0 | 0 | 0 | 0 | 0
1993 | 9 | 27 | 0.75 | 0.75 | 0.7 | 0 | 0.75 | 0.7 | 0 | 0 | 0 | 0 | 0 | 0 | 0
1993 | 9 | 28 | 0 | 0 | 0 | 0 | 0 | 0 | 0 | 0 | 0 | 0 | 0 | 0 | 0
1993 | 9 | 29 | 0 | 0 | 0 | 0 | 0 | 0 | 0 | 0 | 0 | 0 | 0 | 0 | 0
1993 | 9 | 30 | 0.04 | 0.04 | 0 | 0 | 0.04 | 0 | 0 | 0 | 0 | 0 | 0 | 0 | 0
1993 | 10 | 1 | 0 | 0 | 0 | 0 | 0 | 0 | 0 | 0 | 0 | 0 | 0 | 0 | 0
1993 | 10 | 2 | 0.01 | 0.01 | 0 | 0 | 0.01 | 0 | 0 | 0 | 0 | 0 | 0 | 0 | 0
1993 | 10 | 3 | 0 | 0 | 0 | 0 | 0 | 0 | 0 | 0 | 0 | 0 | 0 | 0 | 0
1993 | 10 | 4 | 0 | 0 | 0 | 0 | 0 | 0 | 0 | 0 | 0 | 0 | 0 | 0 | 0
1993 | 10 | 5 | 0 | 0 | 0 | 0 | 0 | 0 | 0 | 0 | 0 | 0 | 0 | 0 | 0
1993 | 10 | 6 | 0 | 0 | 0 | 0 | 0 | 0 | 0 | 0 | 0 | 0 | 0 | 0 | 0
1993 | 10 | 7 | 0 | 0 | 0 | 0 | 0 | 0 | 0 | 0 | 0 | 0 | 0 | 0 | 0
1993 | 10 | 8 | 0 | 0 | 0 | 0 | 0 | 0 | 0 | 0 | 0 | 0 | 0 | 0 | 0
1993 | 10 | 9 | 0.15 | 0.15 | 0.1 | 0 | 0.15 | 0.1 | 0 | 0 | 0 | 0 | 0 | 0 | 0
1993 | 10 | 10 | 0.03 | 0.03 | 0 | 0 | 0.03 | 0 | 0 | 0 | 0 | 0 | 0 | 0 | 0
1993 | 10 | 11 | 0.03 | 0.03 | 0 | 0 | 0.03 | 0 | 0 | 0 | 0 | 0 | 0 | 0 | 0
1993 | 10 | 12 | 0.89 | 0.89 | 0.84 | 0 | 0.89 | 0.84 | 0 | 0 | 0 | 0 | 0 | 0 | 0
1993 | 10 | 13 | 0 | 0 | 0 | 0 | 0 | 0 | 0 | 0 | 0 | 0 | 0 | 0 | 0
1993 | 10 | 14 | 0 | 0 | 0 | 0 | 0 | 0 | 0 | 0 | 0 | 0 | 0 | 0 | 0
1993 | 10 | 15 | 0 | 0 | 0 | 0 | 0 | 0 | 0 | 0 | 0 | 0 | 0 | 0 | 0
1993 | 10 | 16 | 0 | 0 | 0 | 0 | 0 | 0 | 0 | 0 | 0 | 0 | 0 | 0 | 0
1993 | 10 | 17 | 0 | 0 | 0 | 0 | 0 | 0 | 0 | 0 | 0 | 0 | 0 | 0 | 0
1993 | 10 | 18 | 0 | 0 | 0 | 0 | 0 | 0 | 0 | 0 | 0 | 0 | 0 | 0 | 0
1993 | 10 | 19 | 0 | 0 | 0 | 0 | 0 | 0 | 0 | 0 | 0 | 0 | 0 | 0 | 0
1993 | 10 | 20 | 0.26 | 0.26 | 0.21 | 0 | 0.26 | 0.21 | 0 | 0 | 0 | 0 | 0 | 0 | 0
1993 | 10 | 21 | 0.28 | 0.28 | 0.23 | 0 | 0.28 | 0.23 | 0 | 0 | 0 | 0 | 0 | 0 | 0
1993 | 10 | 22 | 0 | 0 | 0 | 0 | 0 | 0 | 0 | 0 | 0 | 0 | 0 | 0 | 0
1993 | 10 | 23 | 0 | 0 | 0 | 0 | 0 | 0 | 0 | 0 | 0 | 0 | 0 | 0 | 0
1993 | 10 | 24 | 0 | 0 | 0 | 0 | 0 | 0 | 0 | 0 | 0 | 0 | 0 | 0 | 0
1993 | 10 | 25 | 0 | 0 | 0 | 0 | 0 | 0 | 0 | 0 | 0 | 0 | 0 | 0 | 0
1993 | 10 | 26 | 0.06 | 0.06 | 0.01 | 0 | 0.06 | 0.01 | 0 | 0 | 0 | 0 | 0 | 0 | 0
1993 | 10 | 27 | 0.09 | 0.09 | 0.04 | 0 | 0.09 | 0.04 | 0 | 0 | 0 | 0 | 0 | 0 | 0
1993 | 10 | 28 | 0.01 | 0.01 | 0 | 0 | 0.01 | 0 | 0 | 0 | 0 | 0 | 0 | 0 | 0
1993 | 10 | 29 | 0 | 0 | 0 | 0 | 0 | 0 | 0 | 0 | 0 | 0 | 0 | 0 | 0
1993 | 10 | 30 | 0.73 | 0.73 | 0.68 | 0 | 0.73 | 0.68 | 0 | 0 | 0 | 0 | 0 | 0 | 0
1993 | 10 | 31 | 0.08 | 0.08 | 0.03 | 0 | 0.08 | 0.03 | 0 | 0 | 0 | 0 | 0 | 0 | 0
1993 | 11 | 1 | 0 | 0 | 0 | 0 | 0 | 0 | 0 | 0 | 0 | 0 | 0 | 0 | 0
1993 | 11 | 2 | 0 | 0 | 0 | 0 | 0 | 0 | 0 | 0 | 0 | 0 | 0 | 0 | 0
1993 | 11 | 3 | 0 | 0 | 0 | 0 | 0 | 0 | 0 | 0 | 0 | 0 | 0 | 0 | 0
1993 | 11 | 4 | 0 | 0 | 0 | 0 | 0 | 0 | 0 | 0 | 0 | 0 | 0 | 0 | 0
1993 | 11 | 5 | 0.11 | 0.11 | 0.06 | 0 | 0.11 | 0.06 | 0 | 0 | 0 | 0 | 0 | 0 | 0
1993 | 11 | 6 | 0.04 | 0.04 | 0 | 0 | 0.04 | 0 | 0 | 0 | 0 | 0 | 0 | 0 | 0
1993 | 11 | 7 | 0 | 0 | 0 | 0 | 0 | 0 | 0 | 0 | 0 | 0 | 0 | 0 | 0
1993 | 11 | 8 | 0 | 0 | 0 | 0 | 0 | 0 | 0 | 0 | 0 | 0 | 0 | 0 | 0
1993 | 11 | 9 | 0 | 0 | 0 | 0 | 0 | 0 | 0 | 0 | 0 | 0 | 0 | 0 | 0
1993 | 11 | 10 | 0 | 0 | 0 | 0 | 0 | 0 | 0 | 0 | 0 | 0 | 0 | 0 | 0
1993 | 11 | 11 | 0 | 0 | 0 | 0 | 0 | 0 | 0 | 0 | 0 | 0 | 0 | 0 | 0
1993 | 11 | 12 | 0 | 0 | 0 | 0 | 0 | 0 | 0 | 0 | 0 | 0 | 0 | 0 | 0
1993 | 11 | 13 | 0.1 | 0.1 | 0.05 | 0 | 0.1 | 0.05 | 0 | 0 | 0 | 0 | 0 | 0 | 0
1993 | 11 | 14 | 0 | 0 | 0 | 0 | 0 | 0 | 0 | 0 | 0 | 0 | 0 | 0 | 0
1993 | 11 | 15 | 0 | 0 | 0 | 0 | 0 | 0 | 0 | 0 | 0 | 0 | 0 | 0 | 0
1993 | 11 | 16 | 0 | 0 | 0 | 0 | 0 | 0 | 0 | 0 | 0 | 0 | 0 | 0 | 0
1993 | 11 | 17 | 0.46 | 0.46 | 0.41 | 0 | 0.46 | 0.41 | 0 | 0 | 0 | 0 | 0 | 0 | 0
1993 | 11 | 18 | 0 | 0 | 0 | 0 | 0 | 0 | 0 | 0 | 0 | 0 | 0 | 0 | 0
1993 | 11 | 19 | 0.02 | 0.02 | 0 | 0 | 0.02 | 0 | 0 | 0 | 0 | 0 | 0 | 0 | 0
1993 | 11 | 20 | 0 | 0 | 0 | 0 | 0 | 0 | 0 | 0 | 0 | 0 | 0 | 0 | 0
1993 | 11 | 21 | 0 | 0 | 0 | 0 | 0 | 0 | 0 | 0 | 0 | 0 | 0 | 0 | 0
1993 | 11 | 22 | 0 | 0 | 0 | 0 | 0 | 0 | 0 | 0 | 0 | 0 | 0 | 0 | 0
1993 | 11 | 23 | 0 | 0 | 0 | 0 | 0 | 0 | 0 | 0 | 0 | 0 | 0 | 0 | 0
1993 | 11 | 24 | 0 | 0 | 0 | 0 | 0 | 0 | 0 | 0 | 0 | 0 | 0 | 0 | 0
1993 | 11 | 25 | 0 | 0 | 0 | 0 | 0 | 0 | 0 | 0 | 0 | 0 | 0 | 0 | 0
1993 | 11 | 26 | 0 | 0 | 0 | 0 | 0 | 0 | 0 | 0 | 0 | 0 | 0 | 0 | 0
1993 | 11 | 27 | 1.77 | 1 | 0.95 | 0 | 1 | 0.95 | 0 | 0 | 0 | 0 | 0 | 0 | 0
1993 | 11 | 28 | 2.26 | 1 | 0.95 | 0 | 1 | 0.95 | 0 | 0 | 0 | 0 | 0 | 0 | 0
1993 | 11 | 29 | 0 | 0 | 0 | 0 | 0 | 0 | 0 | 0 | 0 | 0 | 0 | 0 | 0
1993 | 11 | 30 | 0 | 0 | 0 | 0 | 0 | 0 | 0 | 0 | 0 | 0 | 0 | 0 | 0
1993 | 12 | 1 | 0 | 0 | 0 | 0 | 0 | 0 | 0 | 0 | 0 | 0 | 0 | 0 | 0
1993 | 12 | 2 | 0 | 0 | 0 | 0 | 0 | 0 | 0 | 0 | 0 | 0 | 0 | 0 | 0
1993 | 12 | 3 | 0 | 0 | 0 | 0 | 0 | 0 | 0 | 0 | 0 | 0 | 0 | 0 | 0
1993 | 12 | 4 | 1 | 1 | 0.95 | 0 | 1 | 0.95 | 0 | 0 | 0 | 0 | 0 | 0 | 0
1993 | 12 | 5 | 1.72 | 1 | 0.95 | 0 | 1 | 0.95 | 0 | 0 | 0 | 0 | 0 | 0 | 0
1993 | 12 | 6 | 0 | 0 | 0 | 0 | 0 | 0 | 0 | 0 | 0 | 0 | 0 | 0 | 0
1993 | 12 | 7 | 0 | 0 | 0 | 0 | 0 | 0 | 0 | 0 | 0 | 0 | 0 | 0 | 0
1993 | 12 | 8 | 0 | 0 | 0 | 0 | 0 | 0 | 0 | 0 | 0 | 0 | 0 | 0 | 0
1993 | 12 | 9 | 0 | 0 | 0 | 0 | 0 | 0 | 0 | 0 | 0 | 0 | 0 | 0 | 0
1993 | 12 | 10 | 0.02 | 0.02 | 0 | 0 | 0.02 | 0 | 0 | 0 | 0 | 0 | 0 | 0 | 0
1993 | 12 | 11 | 0 | 0 | 0 | 0 | 0 | 0 | 0 | 0 | 0 | 0 | 0 | 0 | 0
1993 | 12 | 12 | 0 | 0 | 0 | 0 | 0 | 0 | 0 | 0 | 0 | 0 | 0 | 0 | 0
1993 | 12 | 13 | 0 | 0 | 0 | 0 | 0 | 0 | 0 | 0 | 0 | 0 | 0 | 0 | 0
1993 | 12 | 14 | 0 | 0 | 0 | 0 | 0 | 0 | 0 | 0 | 0 | 0 | 0 | 0 | 0
1993 | 12 | 15 | 0.63 | 0.63 | 0.58 | 0 | 0.63 | 0.58 | 0 | 0 | 0 | 0 | 0 | 0 | 0
1993 | 12 | 16 | 0 | 0 | 0 | 0 | 0 | 0 | 0 | 0 | 0 | 0 | 0 | 0 | 0
1993 | 12 | 17 | 0 | 0 | 0 | 0 | 0 | 0 | 0 | 0 | 0 | 0 | 0 | 0 | 0
1993 | 12 | 18 | 0.02 | 0.02 | 0 | 0 | 0.02 | 0 | 0 | 0 | 0 | 0 | 0 | 0 | 0
1993 | 12 | 19 | 0.05 | 0.05 | 0 | 0 | 0.05 | 0 | 0 | 0 | 0 | 0 | 0 | 0 | 0
1993 | 12 | 20 | 0.17 | 0.17 | 0.12 | 0 | 0.17 | 0.12 | 0 | 0 | 0 | 0 | 0 | 0 | 0
1993 | 12 | 21 | 0.48 | 0.48 | 0.43 | 0 | 0.48 | 0.43 | 0 | 0 | 0 | 0 | 0 | 0 | 0
1993 | 12 | 22 | 0 | 0 | 0 | 0 | 0 | 0 | 0 | 0 | 0 | 0 | 0 | 0 | 0
1993 | 12 | 23 | 0 | 0 | 0 | 0 | 0 | 0 | 0 | 0 | 0 | 0 | 0 | 0 | 0
1993 | 12 | 24 | 0 | 0 | 0 | 0 | 0 | 0 | 0 | 0 | 0 | 0 | 0 | 0 | 0
1993 | 12 | 25 | 0.02 | 0.02 | 0 | 0 | 0.02 | 0 | 0 | 0 | 0 | 0 | 0 | 0 | 0
1993 | 12 | 26 | 0 | 0 | 0 | 0 | 0 | 0 | 0 | 0 | 0 | 0 | 0 | 0 | 0
1993 | 12 | 27 | 0 | 0 | 0 | 0 | 0 | 0 | 0 | 0 | 0 | 0 | 0 | 0 | 0
1993 | 12 | 28 | 0.23 | 0.23 | 0.18 | 0 | 0.23 | 0.18 | 0 | 0 | 0 | 0 | 0 | 0 | 0
1993 | 12 | 29 | 0.04 | 0.04 | 0 | 0 | 0.04 | 0 | 0 | 0 | 0 | 0 | 0 | 0 | 0
1993 | 12 | 30 | 0 | 0 | 0 | 0 | 0 | 0 | 0 | 0 | 0 | 0 | 0 | 0 | 0
1993 | 12 | 31 | 0 | 0 | 0 | 0 | 0 | 0 | 0 | 0 | 0 | 0 | 0 | 0 | 0
1994 | 1 | 1 | 0.07 | 0.07 | 0.02 | 0 | 0.07 | 0.02 | 0 | 0 | 0 | 0 | 0 | 0 | 0
1994 | 1 | 2 | 0 | 0 | 0 | 0 | 0 | 0 | 0 | 0 | 0 | 0 | 0 | 0 | 0
1994 | 1 | 3 | 0.04 | 0.04 | 0 | 0 | 0.04 | 0 | 0 | 0 | 0 | 0 | 0 | 0 | 0
1994 | 1 | 4 | 0.49 | 0.49 | 0.44 | 0 | 0.49 | 0.44 | 0 | 0 | 0 | 0 | 0 | 0 | 0
1994 | 1 | 5 | 0 | 0 | 0 | 0 | 0 | 0 | 0 | 0 | 0 | 0 | 0 | 0 | 0
1994 | 1 | 6 | 0 | 0 | 0 | 0 | 0 | 0 | 0 | 0 | 0 | 0 | 0 | 0 | 0
1994 | 1 | 7 | 0.8 | 0.8 | 0.75 | 0 | 0.8 | 0.75 | 0 | 0 | 0 | 0 | 0 | 0 | 0
1994 | 1 | 8 | 0.21 | 0.21 | 0.16 | 0 | 0.21 | 0.16 | 0 | 0 | 0 | 0 | 0 | 0 | 0
1994 | 1 | 9 | 0 | 0 | 0 | 0 | 0 | 0 | 0 | 0 | 0 | 0 | 0 | 0 | 0
1994 | 1 | 10 | 0 | 0 | 0 | 0 | 0 | 0 | 0 | 0 | 0 | 0 | 0 | 0 | 0
1994 | 1 | 11 | 0 | 0 | 0 | 0 | 0 | 0 | 0 | 0 | 0 | 0 | 0 | 0 | 0
1994 | 1 | 12 | 0.64 | 0.64 | 0.59 | 0 | 0.64 | 0.59 | 0 | 0 | 0 | 0 | 0 | 0 | 0
1994 | 1 | 13 | 0 | 0 | 0 | 0 | 0 | 0 | 0 | 0 | 0 | 0 | 0 | 0 | 0
1994 | 1 | 14 | 0.03 | 0.03 | 0 | 0 | 0.03 | 0 | 0 | 0 | 0 | 0 | 0 | 0 | 0
1994 | 1 | 15 | 0 | 0 | 0 | 0 | 0 | 0 | 0 | 0 | 0 | 0 | 0 | 0 | 0
1994 | 1 | 16 | 0 | 0 | 0 | 0 | 0 | 0 | 0 | 0 | 0 | 0 | 0 | 0 | 0
1994 | 1 | 17 | 1.09 | 1 | 0.95 | 0 | 1 | 0.95 | 0 | 0 | 0 | 0 | 0 | 0 | 0
1994 | 1 | 18 | 0 | 0 | 0 | 0 | 0 | 0 | 0 | 0 | 0 | 0 | 0 | 0 | 0
1994 | 1 | 19 | 0 | 0 | 0 | 0 | 0 | 0 | 0 | 0 | 0 | 0 | 0 | 0 | 0
1994 | 1 | 20 | 0.09 | 0.09 | 0.04 | 0 | 0.09 | 0.04 | 0 | 0 | 0 | 0 | 0 | 0 | 0
1994 | 1 | 21 | 0 | 0 | 0 | 0 | 0 | 0 | 0 | 0 | 0 | 0 | 0 | 0 | 0
1994 | 1 | 22 | 0 | 0 | 0 | 0 | 0 | 0 | 0 | 0 | 0 | 0 | 0 | 0 | 0
1994 | 1 | 23 | 0 | 0 | 0 | 0 | 0 | 0 | 0 | 0 | 0 | 0 | 0 | 0 | 0
1994 | 1 | 24 | 0 | 0 | 0 | 0 | 0 | 0 | 0 | 0 | 0 | 0 | 0 | 0 | 0
1994 | 1 | 25 | 0.2 | 0.2 | 0.15 | 0 | 0.2 | 0.15 | 0 | 0 | 0 | 0 | 0 | 0 | 0
1994 | 1 | 26 | 0.01 | 0.01 | 0 | 0 | 0.01 | 0 | 0 | 0 | 0 | 0 | 0 | 0 | 0
1994 | 1 | 27 | 0.13 | 0.13 | 0.08 | 0 | 0.13 | 0.08 | 0 | 0 | 0 | 0 | 0 | 0 | 0
1994 | 1 | 28 | 0.47 | 0.47 | 0.42 | 0 | 0.47 | 0.42 | 0 | 0 | 0 | 0 | 0 | 0 | 0
1994 | 1 | 29 | 0 | 0 | 0 | 0 | 0 | 0 | 0 | 0 | 0 | 0 | 0 | 0 | 0
1994 | 1 | 30 | 0.01 | 0.01 | 0 | 0 | 0.01 | 0 | 0 | 0 | 0 | 0 | 0 | 0 | 0
1994 | 1 | 31 | 0 | 0 | 0 | 0 | 0 | 0 | 0 | 0 | 0 | 0 | 0 | 0 | 0
1994 | 2 | 1 | 0 | 0 | 0 | 0 | 0 | 0 | 0 | 0 | 0 | 0 | 0 | 0 | 0
1994 | 2 | 2 | 0 | 0 | 0 | 0 | 0 | 0 | 0 | 0 | 0 | 0 | 0 | 0 | 0
1994 | 2 | 3 | 0 | 0 | 0 | 0 | 0 | 0 | 0 | 0 | 0 | 0 | 0 | 0 | 0
1994 | 2 | 4 | 0 | 0 | 0 | 0 | 0 | 0 | 0 | 0 | 0 | 0 | 0 | 0 | 0
1994 | 2 | 5 | 0 | 0 | 0 | 0 | 0 | 0 | 0 | 0 | 0 | 0 | 0 | 0 | 0
1994 | 2 | 6 | 0 | 0 | 0 | 0 | 0 | 0 | 0 | 0 | 0 | 0 | 0 | 0 | 0
1994 | 2 | 7 | 0 | 0 | 0 | 0 | 0 | 0 | 0 | 0 | 0 | 0 | 0 | 0 | 0
1994 | 2 | 8 | 0.54 | 0.54 | 0.49 | 0 | 0.54 | 0.49 | 0 | 0 | 0 | 0 | 0 | 0 | 0
1994 | 2 | 9 | 0.45 | 0.45 | 0.4 | 0 | 0.45 | 0.4 | 0 | 0 | 0 | 0 | 0 | 0 | 0
1994 | 2 | 10 | 0.18 | 0.18 | 0.13 | 0 | 0.18 | 0.13 | 0 | 0 | 0 | 0 | 0 | 0 | 0
1994 | 2 | 11 | 1.17 | 1 | 0.95 | 0 | 1 | 0.95 | 0 | 0 | 0 | 0 | 0 | 0 | 0
1994 | 2 | 12 | 0.02 | 0.02 | 0 | 0 | 0.02 | 0 | 0 | 0 | 0 | 0 | 0 | 0 | 0
1994 | 2 | 13 | 0 | 0 | 0 | 0 | 0 | 0 | 0 | 0 | 0 | 0 | 0 | 0 | 0
1994 | 2 | 14 | 0 | 0 | 0 | 0 | 0 | 0 | 0 | 0 | 0 | 0 | 0 | 0 | 0
1994 | 2 | 15 | 0 | 0 | 0 | 0 | 0 | 0 | 0 | 0 | 0 | 0 | 0 | 0 | 0
1994 | 2 | 16 | 0 | 0 | 0 | 0 | 0 | 0 | 0 | 0 | 0 | 0 | 0 | 0 | 0
1994 | 2 | 17 | 0 | 0 | 0 | 0 | 0 | 0 | 0 | 0 | 0 | 0 | 0 | 0 | 0
1994 | 2 | 18 | 0 | 0 | 0 | 0 | 0 | 0 | 0 | 0 | 0 | 0 | 0 | 0 | 0
1994 | 2 | 19 | 0 | 0 | 0 | 0 | 0 | 0 | 0 | 0 | 0 | 0 | 0 | 0 | 0
1994 | 2 | 20 | 0 | 0 | 0 | 0 | 0 | 0 | 0 | 0 | 0 | 0 | 0 | 0 | 0
1994 | 2 | 21 | 0.13 | 0.13 | 0.08 | 0 | 0.13 | 0.08 | 0 | 0 | 0 | 0 | 0 | 0 | 0
1994 | 2 | 22 | 0 | 0 | 0 | 0 | 0 | 0 | 0 | 0 | 0 | 0 | 0 | 0 | 0
1994 | 2 | 23 | 1.34 | 1 | 0.95 | 0 | 1 | 0.95 | 0 | 0 | 0 | 0 | 0 | 0 | 0
1994 | 2 | 24 | 0.37 | 0.37 | 0.32 | 0 | 0.37 | 0.32 | 0 | 0 | 0 | 0 | 0 | 0 | 0
1994 | 2 | 25 | 0 | 0 | 0 | 0 | 0 | 0 | 0 | 0 | 0 | 0 | 0 | 0 | 0
1994 | 2 | 26 | 0 | 0 | 0 | 0 | 0 | 0 | 0 | 0 | 0 | 0 | 0 | 0 | 0
1994 | 2 | 27 | 0 | 0 | 0 | 0 | 0 | 0 | 0 | 0 | 0 | 0 | 0 | 0 | 0
1994 | 2 | 28 | 0 | 0 | 0 | 0 | 0 | 0 | 0 | 0 | 0 | 0 | 0 | 0 | 0
1994 | 3 | 1 | 0.25 | 0.25 | 0.2 | 0 | 0.25 | 0.2 | 0 | 0 | 0 | 0 | 0 | 0 | 0
1994 | 3 | 2 | 1.65 | 1 | 0.95 | 0 | 1 | 0.95 | 0 | 0 | 0 | 0 | 0 | 0 | 0
1994 | 3 | 3 | 0.17 | 0.17 | 0.12 | 0 | 0.17 | 0.12 | 0 | 0 | 0 | 0 | 0 | 0 | 0
1994 | 3 | 4 | 0 | 0 | 0 | 0 | 0 | 0 | 0 | 0 | 0 | 0 | 0 | 0 | 0
1994 | 3 | 5 | 0 | 0 | 0 | 0 | 0 | 0 | 0 | 0 | 0 | 0 | 0 | 0 | 0
1994 | 3 | 6 | 0 | 0 | 0 | 0 | 0 | 0 | 0 | 0 | 0 | 0 | 0 | 0 | 0
1994 | 3 | 7 | 0.13 | 0.13 | 0.08 | 0 | 0.13 | 0.08 | 0 | 0 | 0 | 0 | 0 | 0 | 0
1994 | 3 | 8 | 0.09 | 0.09 | 0.04 | 0 | 0.09 | 0.04 | 0 | 0 | 0 | 0 | 0 | 0 | 0
1994 | 3 | 9 | 0.39 | 0.39 | 0.34 | 0 | 0.39 | 0.34 | 0 | 0 | 0 | 0 | 0 | 0 | 0
1994 | 3 | 10 | 0.88 | 0.88 | 0.83 | 0 | 0.88 | 0.83 | 0 | 0 | 0 | 0 | 0 | 0 | 0
1994 | 3 | 11 | 0 | 0 | 0 | 0 | 0 | 0 | 0 | 0 | 0 | 0 | 0 | 0 | 0
1994 | 3 | 12 | 0 | 0 | 0 | 0 | 0 | 0 | 0 | 0 | 0 | 0 | 0 | 0 | 0
1994 | 3 | 13 | 0 | 0 | 0 | 0 | 0 | 0 | 0 | 0 | 0 | 0 | 0 | 0 | 0
1994 | 3 | 14 | 0 | 0 | 0 | 0 | 0 | 0 | 0 | 0 | 0 | 0 | 0 | 0 | 0
1994 | 3 | 15 | 0.03 | 0.03 | 0 | 0 | 0.03 | 0 | 0 | 0 | 0 | 0 | 0 | 0 | 0
1994 | 3 | 16 | 0 | 0 | 0 | 0 | 0 | 0 | 0 | 0 | 0 | 0 | 0 | 0 | 0
1994 | 3 | 17 | 0 | 0 | 0 | 0 | 0 | 0 | 0 | 0 | 0 | 0 | 0 | 0 | 0
1994 | 3 | 18 | 0.16 | 0.16 | 0.11 | 0 | 0.16 | 0.11 | 0 | 0 | 0 | 0 | 0 | 0 | 0
1994 | 3 | 19 | 0 | 0 | 0 | 0 | 0 | 0 | 0 | 0 | 0 | 0 | 0 | 0 | 0
1994 | 3 | 20 | 0 | 0 | 0 | 0 | 0 | 0 | 0 | 0 | 0 | 0 | 0 | 0 | 0
1994 | 3 | 21 | 0.62 | 0.62 | 0.57 | 0 | 0.62 | 0.57 | 0 | 0 | 0 | 0 | 0 | 0 | 0
1994 | 3 | 22 | 0 | 0 | 0 | 0 | 0 | 0 | 0 | 0 | 0 | 0 | 0 | 0 | 0
1994 | 3 | 23 | 0 | 0 | 0 | 0 | 0 | 0 | 0 | 0 | 0 | 0 | 0 | 0 | 0
1994 | 3 | 24 | 0 | 0 | 0 | 0 | 0 | 0 | 0 | 0 | 0 | 0 | 0 | 0 | 0
1994 | 3 | 25 | 0.33 | 0.33 | 0.28 | 0 | 0.33 | 0.28 | 0 | 0 | 0 | 0 | 0 | 0 | 0
1994 | 3 | 26 | 0.04 | 0.04 | 0 | 0 | 0.04 | 0 | 0 | 0 | 0 | 0 | 0 | 0 | 0
1994 | 3 | 27 | 1.5 | 1 | 0.95 | 0 | 1 | 0.95 | 0 | 0 | 0 | 0 | 0 | 0 | 0
1994 | 3 | 28 | 1.63 | 1 | 0.95 | 0 | 1 | 0.95 | 0 | 0 | 0 | 0 | 0 | 0 | 0
1994 | 3 | 29 | 0.51 | 0.51 | 0.46 | 0 | 0.51 | 0.46 | 0 | 0 | 0 | 0 | 0 | 0 | 0
1994 | 3 | 30 | 0 | 0 | 0 | 0 | 0 | 0 | 0 | 0 | 0 | 0 | 0 | 0 | 0
1994 | 3 | 31 | 0.07 | 0.07 | 0.02 | 0 | 0.07 | 0.02 | 0 | 0 | 0 | 0 | 0 | 0 | 0
1994 | 4 | 1 | 0.01 | 0.01 | 0 | 0 | 0.01 | 0 | 0 | 0 | 0 | 0 | 0 | 0 | 0
1994 | 4 | 2 | 0 | 0 | 0 | 0 | 0 | 0 | 0 | 0 | 0 | 0 | 0 | 0 | 0
1994 | 4 | 3 | 0.01 | 0.01 | 0 | 0 | 0.01 | 0 | 0 | 0 | 0 | 0 | 0 | 0 | 0
1994 | 4 | 4 | 0.03 | 0.03 | 0 | 0 | 0.03 | 0 | 0 | 0 | 0 | 0 | 0 | 0 | 0
1994 | 4 | 5 | 0 | 0 | 0 | 0 | 0 | 0 | 0 | 0 | 0 | 0 | 0 | 0 | 0
1994 | 4 | 6 | 0.16 | 0.16 | 0.11 | 0 | 0.16 | 0.11 | 0 | 0 | 0 | 0 | 0 | 0 | 0
1994 | 4 | 7 | 0.5 | 0.5 | 0.45 | 0 | 0.5 | 0.45 | 0 | 0 | 0 | 0 | 0 | 0 | 0
1994 | 4 | 8 | 0 | 0 | 0 | 0 | 0 | 0 | 0 | 0 | 0 | 0 | 0 | 0 | 0
1994 | 4 | 9 | 0 | 0 | 0 | 0 | 0 | 0 | 0 | 0 | 0 | 0 | 0 | 0 | 0
1994 | 4 | 10 | 0.19 | 0.19 | 0.14 | 0 | 0.19 | 0.14 | 0 | 0 | 0 | 0 | 0 | 0 | 0
1994 | 4 | 11 | 0 | 0 | 0 | 0 | 0 | 0 | 0 | 0 | 0 | 0 | 0 | 0 | 0
1994 | 4 | 12 | 0 | 0 | 0 | 0 | 0 | 0 | 0 | 0 | 0 | 0 | 0 | 0 | 0
1994 | 4 | 13 | 0.42 | 0.42 | 0.37 | 0 | 0.42 | 0.37 | 0 | 0 | 0 | 0 | 0 | 0 | 0
1994 | 4 | 14 | 0 | 0 | 0 | 0 | 0 | 0 | 0 | 0 | 0 | 0 | 0 | 0 | 0
1994 | 4 | 15 | 0.01 | 0.01 | 0 | 0 | 0.01 | 0 | 0 | 0 | 0 | 0 | 0 | 0 | 0
1994 | 4 | 16 | 0.2 | 0.2 | 0.15 | 0 | 0.2 | 0.15 | 0 | 0 | 0 | 0 | 0 | 0 | 0
1994 | 4 | 17 | 0 | 0 | 0 | 0 | 0 | 0 | 0 | 0 | 0 | 0 | 0 | 0 | 0
1994 | 4 | 18 | 0 | 0 | 0 | 0 | 0 | 0 | 0 | 0 | 0 | 0 | 0 | 0 | 0
1994 | 4 | 19 | 0 | 0 | 0 | 0 | 0 | 0 | 0 | 0 | 0 | 0 | 0 | 0 | 0
1994 | 4 | 20 | 0 | 0 | 0 | 0 | 0 | 0 | 0 | 0 | 0 | 0 | 0 | 0 | 0
1994 | 4 | 21 | 0 | 0 | 0 | 0 | 0 | 0 | 0 | 0 | 0 | 0 | 0 | 0 | 0
1994 | 4 | 22 | 0 | 0 | 0 | 0 | 0 | 0 | 0 | 0 | 0 | 0 | 0 | 0 | 0
1994 | 4 | 23 | 0 | 0 | 0 | 0 | 0 | 0 | 0 | 0 | 0 | 0 | 0 | 0 | 0
1994 | 4 | 24 | 0 | 0 | 0 | 0 | 0 | 0 | 0 | 0 | 0 | 0 | 0 | 0 | 0
1994 | 4 | 25 | 0 | 0 | 0 | 0 | 0 | 0 | 0 | 0 | 0 | 0 | 0 | 0 | 0
1994 | 4 | 26 | 0 | 0 | 0 | 0 | 0 | 0 | 0 | 0 | 0 | 0 | 0 | 0 | 0
1994 | 4 | 27 | 0.05 | 0.05 | 0 | 0 | 0.05 | 0 | 0 | 0 | 0 | 0 | 0 | 0 | 0
1994 | 4 | 28 | 0 | 0 | 0 | 0 | 0 | 0 | 0 | 0 | 0 | 0 | 0 | 0 | 0
1994 | 4 | 29 | 0 | 0 | 0 | 0 | 0 | 0 | 0 | 0 | 0 | 0 | 0 | 0 | 0
1994 | 4 | 30 | 0 | 0 | 0 | 0 | 0 | 0 | 0 | 0 | 0 | 0 | 0 | 0 | 0
1994 | 5 | 1 | 0.05 | 0.05 | 0 | 0 | 0.05 | 0 | 0 | 0 | 0 | 0 | 0 | 0 | 0
1994 | 5 | 2 | 0 | 0 | 0 | 0 | 0 | 0 | 0 | 0 | 0 | 0 | 0 | 0 | 0
1994 | 5 | 3 | 0 | 0 | 0 | 0 | 0 | 0 | 0 | 0 | 0 | 0 | 0 | 0 | 0
1994 | 5 | 4 | 0.49 | 0.49 | 0.44 | 0 | 0.49 | 0.44 | 0 | 0 | 0 | 0 | 0 | 0 | 0
1994 | 5 | 5 | 0.02 | 0.02 | 0 | 0 | 0.02 | 0 | 0 | 0 | 0 | 0 | 0 | 0 | 0
1994 | 5 | 6 | 0 | 0 | 0 | 0 | 0 | 0 | 0 | 0 | 0 | 0 | 0 | 0 | 0
1994 | 5 | 7 | 0.42 | 0.42 | 0.37 | 0 | 0.42 | 0.37 | 0 | 0 | 0 | 0 | 0 | 0 | 0
1994 | 5 | 8 | 0.24 | 0.24 | 0.19 | 0 | 0.24 | 0.19 | 0 | 0 | 0 | 0 | 0 | 0 | 0
1994 | 5 | 9 | 0 | 0 | 0 | 0 | 0 | 0 | 0 | 0 | 0 | 0 | 0 | 0 | 0
1994 | 5 | 10 | 0 | 0 | 0 | 0 | 0 | 0 | 0 | 0 | 0 | 0 | 0 | 0 | 0
1994 | 5 | 11 | 0 | 0 | 0 | 0 | 0 | 0 | 0 | 0 | 0 | 0 | 0 | 0 | 0
1994 | 5 | 12 | 0.05 | 0.05 | 0 | 0 | 0.05 | 0 | 0 | 0 | 0 | 0 | 0 | 0 | 0
1994 | 5 | 13 | 0 | 0 | 0 | 0 | 0 | 0 | 0 | 0 | 0 | 0 | 0 | 0 | 0
1994 | 5 | 14 | 0 | 0 | 0 | 0 | 0 | 0 | 0 | 0 | 0 | 0 | 0 | 0 | 0
1994 | 5 | 15 | 0.17 | 0.17 | 0.12 | 0 | 0.17 | 0.12 | 0 | 0 | 0 | 0 | 0 | 0 | 0
1994 | 5 | 16 | 0.01 | 0.01 | 0 | 0 | 0.01 | 0 | 0 | 0 | 0 | 0 | 0 | 0 | 0
1994 | 5 | 17 | 0 | 0 | 0 | 0 | 0 | 0 | 0 | 0 | 0 | 0 | 0 | 0 | 0
1994 | 5 | 18 | 0 | 0 | 0 | 0 | 0 | 0 | 0 | 0 | 0 | 0 | 0 | 0 | 0
1994 | 5 | 19 | 0.01 | 0.01 | 0 | 0 | 0.01 | 0 | 0 | 0 | 0 | 0 | 0 | 0 | 0
1994 | 5 | 20 | 0.01 | 0.01 | 0 | 0 | 0.01 | 0 | 0 | 0 | 0 | 0 | 0 | 0 | 0
1994 | 5 | 21 | 0 | 0 | 0 | 0 | 0 | 0 | 0 | 0 | 0 | 0 | 0 | 0 | 0
1994 | 5 | 22 | 0 | 0 | 0 | 0 | 0 | 0 | 0 | 0 | 0 | 0 | 0 | 0 | 0
1994 | 5 | 23 | 0 | 0 | 0 | 0 | 0 | 0 | 0 | 0 | 0 | 0 | 0 | 0 | 0
1994 | 5 | 24 | 0.07 | 0.07 | 0.02 | 0 | 0.07 | 0.02 | 0 | 0 | 0 | 0 | 0 | 0 | 0
1994 | 5 | 25 | 0.02 | 0.02 | 0 | 0 | 0.02 | 0 | 0 | 0 | 0 | 0 | 0 | 0 | 0
1994 | 5 | 26 | 0 | 0 | 0 | 0 | 0 | 0 | 0 | 0 | 0 | 0 | 0 | 0 | 0
1994 | 5 | 27 | 0 | 0 | 0 | 0 | 0 | 0 | 0 | 0 | 0 | 0 | 0 | 0 | 0
1994 | 5 | 28 | 0 | 0 | 0 | 0 | 0 | 0 | 0 | 0 | 0 | 0 | 0 | 0 | 0
1994 | 5 | 29 | 0 | 0 | 0 | 0 | 0 | 0 | 0 | 0 | 0 | 0 | 0 | 0 | 0
1994 | 5 | 30 | 0 | 0 | 0 | 0 | 0 | 0 | 0 | 0 | 0 | 0 | 0 | 0 | 0
1994 | 5 | 31 | 0 | 0 | 0 | 0 | 0 | 0 | 0 | 0 | 0 | 0 | 0 | 0 | 0
1994 | 6 | 1 | 0 | 0 | 0 | 0 | 0 | 0 | 0 | 0 | 0 | 0 | 0 | 0 | 0
1994 | 6 | 2 | 0 | 0 | 0 | 0 | 0 | 0 | 0 | 0 | 0 | 0 | 0 | 0 | 0
1994 | 6 | 3 | 0 | 0 | 0 | 0 | 0 | 0 | 0 | 0 | 0 | 0 | 0 | 0 | 0
1994 | 6 | 4 | 0 | 0 | 0 | 0 | 0 | 0 | 0 | 0 | 0 | 0 | 0 | 0 | 0
1994 | 6 | 5 | 0 | 0 | 0 | 0 | 0 | 0 | 0 | 0 | 0 | 0 | 0 | 0 | 0
1994 | 6 | 6 | 0 | 0 | 0 | 0 | 0 | 0 | 0 | 0 | 0 | 0 | 0 | 0 | 0
1994 | 6 | 7 | 0 | 0 | 0 | 0 | 0 | 0 | 0 | 0 | 0 | 0 | 0 | 0 | 0
1994 | 6 | 8 | 0 | 0 | 0 | 0 | 0 | 0 | 0 | 0 | 0 | 0 | 0 | 0 | 0
1994 | 6 | 9 | 0 | 0 | 0 | 0 | 0 | 0 | 0 | 0 | 0 | 0 | 0 | 0 | 0
1994 | 6 | 10 | 0 | 0 | 0 | 0 | 0 | 0 | 0 | 0 | 0 | 0 | 0 | 0 | 0
1994 | 6 | 11 | 0.04 | 0.04 | 0 | 0 | 0.04 | 0 | 0 | 0 | 0 | 0 | 0 | 0 | 0
1994 | 6 | 12 | 0 | 0 | 0 | 0 | 0 | 0 | 0 | 0 | 0 | 0 | 0 | 0 | 0
1994 | 6 | 13 | 0 | 0 | 0 | 0 | 0 | 0 | 0 | 0 | 0 | 0 | 0 | 0 | 0
1994 | 6 | 14 | 0 | 0 | 0 | 0 | 0 | 0 | 0 | 0 | 0 | 0 | 0 | 0 | 0
1994 | 6 | 15 | 0.08 | 0.08 | 0.03 | 0 | 0.08 | 0.03 | 0 | 0 | 0 | 0 | 0 | 0 | 0
1994 | 6 | 16 | 0.12 | 0.12 | 0.07 | 0 | 0.12 | 0.07 | 0 | 0 | 0 | 0 | 0 | 0 | 0
1994 | 6 | 17 | 0 | 0 | 0 | 0 | 0 | 0 | 0 | 0 | 0 | 0 | 0 | 0 | 0
1994 | 6 | 18 | 0 | 0 | 0 | 0 | 0 | 0 | 0 | 0 | 0 | 0 | 0 | 0 | 0
1994 | 6 | 19 | 0 | 0 | 0 | 0 | 0 | 0 | 0 | 0 | 0 | 0 | 0 | 0 | 0
1994 | 6 | 20 | 0 | 0 | 0 | 0 | 0 | 0 | 0 | 0 | 0 | 0 | 0 | 0 | 0
1994 | 6 | 21 | 0.02 | 0.02 | 0 | 0 | 0.02 | 0 | 0 | 0 | 0 | 0 | 0 | 0 | 0
1994 | 6 | 22 | 0 | 0 | 0 | 0 | 0 | 0 | 0 | 0 | 0 | 0 | 0 | 0 | 0
1994 | 6 | 23 | 0.32 | 0.32 | 0.27 | 0 | 0.32 | 0.27 | 0 | 0 | 0 | 0 | 0 | 0 | 0
1994 | 6 | 24 | 0.26 | 0.26 | 0.21 | 0 | 0.26 | 0.21 | 0 | 0 | 0 | 0 | 0 | 0 | 0
1994 | 6 | 25 | 0 | 0 | 0 | 0 | 0 | 0 | 0 | 0 | 0 | 0 | 0 | 0 | 0
1994 | 6 | 26 | 0.03 | 0.03 | 0 | 0 | 0.03 | 0 | 0 | 0 | 0 | 0 | 0 | 0 | 0
1994 | 6 | 27 | 0.4 | 0.4 | 0.35 | 0 | 0.4 | 0.35 | 0 | 0 | 0 | 0 | 0 | 0 | 0
1994 | 6 | 28 | 0 | 0 | 0 | 0 | 0 | 0 | 0 | 0 | 0 | 0 | 0 | 0 | 0
1994 | 6 | 29 | 0.32 | 0.32 | 0.27 | 0 | 0.32 | 0.27 | 0 | 0 | 0 | 0 | 0 | 0 | 0
1994 | 6 | 30 | 0 | 0 | 0 | 0 | 0 | 0 | 0 | 0 | 0 | 0 | 0 | 0 | 0
1994 | 7 | 1 | 0 | 0 | 0 | 0 | 0 | 0 | 0 | 0 | 0 | 0 | 0 | 0 | 0
1994 | 7 | 2 | 0.68 | 0.68 | 0.63 | 0 | 0.68 | 0.63 | 0 | 0 | 0 | 0 | 0 | 0 | 0
1994 | 7 | 3 | 0.01 | 0.01 | 0 | 0 | 0.01 | 0 | 0 | 0 | 0 | 0 | 0 | 0 | 0
1994 | 7 | 4 | 0 | 0 | 0 | 0 | 0 | 0 | 0 | 0 | 0 | 0 | 0 | 0 | 0
1994 | 7 | 5 | 0 | 0 | 0 | 0 | 0 | 0 | 0 | 0 | 0 | 0 | 0 | 0 | 0
1994 | 7 | 6 | 0 | 0 | 0 | 0 | 0 | 0 | 0 | 0 | 0 | 0 | 0 | 0 | 0
1994 | 7 | 7 | 0 | 0 | 0 | 0 | 0 | 0 | 0 | 0 | 0 | 0 | 0 | 0 | 0
1994 | 7 | 8 | 0 | 0 | 0 | 0 | 0 | 0 | 0 | 0 | 0 | 0 | 0 | 0 | 0
1994 | 7 | 9 | 0.38 | 0.38 | 0.33 | 0 | 0.38 | 0.33 | 0 | 0 | 0 | 0 | 0 | 0 | 0
1994 | 7 | 10 | 0 | 0 | 0 | 0 | 0 | 0 | 0 | 0 | 0 | 0 | 0 | 0 | 0
1994 | 7 | 11 | 0 | 0 | 0 | 0 | 0 | 0 | 0 | 0 | 0 | 0 | 0 | 0 | 0
1994 | 7 | 12 | 0 | 0 | 0 | 0 | 0 | 0 | 0 | 0 | 0 | 0 | 0 | 0 | 0
1994 | 7 | 13 | 0 | 0 | 0 | 0 | 0 | 0 | 0 | 0 | 0 | 0 | 0 | 0 | 0
1994 | 7 | 14 | 0.21 | 0.21 | 0.16 | 0 | 0.21 | 0.16 | 0 | 0 | 0 | 0 | 0 | 0 | 0
1994 | 7 | 15 | 0.02 | 0.02 | 0 | 0 | 0.02 | 0 | 0 | 0 | 0 | 0 | 0 | 0 | 0
1994 | 7 | 16 | 0 | 0 | 0 | 0 | 0 | 0 | 0 | 0 | 0 | 0 | 0 | 0 | 0
1994 | 7 | 17 | 0.17 | 0.17 | 0.12 | 0 | 0.17 | 0.12 | 0 | 0 | 0 | 0 | 0 | 0 | 0
1994 | 7 | 18 | 0.02 | 0.02 | 0 | 0 | 0.02 | 0 | 0 | 0 | 0 | 0 | 0 | 0 | 0
1994 | 7 | 19 | 0 | 0 | 0 | 0 | 0 | 0 | 0 | 0 | 0 | 0 | 0 | 0 | 0
1994 | 7 | 20 | 0 | 0 | 0 | 0 | 0 | 0 | 0 | 0 | 0 | 0 | 0 | 0 | 0
1994 | 7 | 21 | 0.16 | 0.16 | 0.11 | 0 | 0.16 | 0.11 | 0 | 0 | 0 | 0 | 0 | 0 | 0
1994 | 7 | 22 | 0.11 | 0.11 | 0.06 | 0 | 0.11 | 0.06 | 0 | 0 | 0 | 0 | 0 | 0 | 0
1994 | 7 | 23 | 0.01 | 0.01 | 0 | 0 | 0.01 | 0 | 0 | 0 | 0 | 0 | 0 | 0 | 0
1994 | 7 | 24 | 0 | 0 | 0 | 0 | 0 | 0 | 0 | 0 | 0 | 0 | 0 | 0 | 0
1994 | 7 | 25 | 0.05 | 0.05 | 0 | 0 | 0.05 | 0 | 0 | 0 | 0 | 0 | 0 | 0 | 0
1994 | 7 | 26 | 0.66 | 0.66 | 0.61 | 0 | 0.66 | 0.61 | 0 | 0 | 0 | 0 | 0 | 0 | 0
1994 | 7 | 27 | 0.73 | 0.73 | 0.68 | 0 | 0.73 | 0.68 | 0 | 0 | 0 | 0 | 0 | 0 | 0
1994 | 7 | 28 | 0.35 | 0.35 | 0.3 | 0 | 0.35 | 0.3 | 0 | 0 | 0 | 0 | 0 | 0 | 0
1994 | 7 | 29 | 0.05 | 0.05 | 0 | 0 | 0.05 | 0 | 0 | 0 | 0 | 0 | 0 | 0 | 0
1994 | 7 | 30 | 0 | 0 | 0 | 0 | 0 | 0 | 0 | 0 | 0 | 0 | 0 | 0 | 0
1994 | 7 | 31 | 0 | 0 | 0 | 0 | 0 | 0 | 0 | 0 | 0 | 0 | 0 | 0 | 0
1994 | 8 | 1 | 0 | 0 | 0 | 0 | 0 | 0 | 0 | 0 | 0 | 0 | 0 | 0 | 0
1994 | 8 | 2 | 0.16 | 0.16 | 0.11 | 0 | 0.16 | 0.11 | 0 | 0 | 0 | 0 | 0 | 0 | 0
1994 | 8 | 3 | 0 | 0 | 0 | 0 | 0 | 0 | 0 | 0 | 0 | 0 | 0 | 0 | 0
1994 | 8 | 4 | 0 | 0 | 0 | 0 | 0 | 0 | 0 | 0 | 0 | 0 | 0 | 0 | 0
1994 | 8 | 5 | 0.47 | 0.47 | 0.42 | 0 | 0.47 | 0.42 | 0 | 0 | 0 | 0 | 0 | 0 | 0
1994 | 8 | 6 | 0 | 0 | 0 | 0 | 0 | 0 | 0 | 0 | 0 | 0 | 0 | 0 | 0
1994 | 8 | 7 | 0 | 0 | 0 | 0 | 0 | 0 | 0 | 0 | 0 | 0 | 0 | 0 | 0
1994 | 8 | 8 | 0 | 0 | 0 | 0 | 0 | 0 | 0 | 0 | 0 | 0 | 0 | 0 | 0
1994 | 8 | 9 | 0 | 0 | 0 | 0 | 0 | 0 | 0 | 0 | 0 | 0 | 0 | 0 | 0
1994 | 8 | 10 | 0 | 0 | 0 | 0 | 0 | 0 | 0 | 0 | 0 | 0 | 0 | 0 | 0
1994 | 8 | 11 | 1.29 | 1 | 0.95 | 0 | 1 | 0.95 | 0 | 0 | 0 | 0 | 0 | 0 | 0
1994 | 8 | 12 | 0 | 0 | 0 | 0 | 0 | 0 | 0 | 0 | 0 | 0 | 0 | 0 | 0
1994 | 8 | 13 | 0 | 0 | 0 | 0 | 0 | 0 | 0 | 0 | 0 | 0 | 0 | 0 | 0
1994 | 8 | 14 | 0.37 | 0.37 | 0.32 | 0 | 0.37 | 0.32 | 0 | 0 | 0 | 0 | 0 | 0 | 0
1994 | 8 | 15 | 0 | 0 | 0 | 0 | 0 | 0 | 0 | 0 | 0 | 0 | 0 | 0 | 0
1994 | 8 | 16 | 0.56 | 0.56 | 0.51 | 0 | 0.56 | 0.51 | 0 | 0 | 0 | 0 | 0 | 0 | 0
1994 | 8 | 17 | 0.46 | 0.46 | 0.41 | 0 | 0.46 | 0.41 | 0 | 0 | 0 | 0 | 0 | 0 | 0
1994 | 8 | 18 | 0.01 | 0.01 | 0 | 0 | 0.01 | 0 | 0 | 0 | 0 | 0 | 0 | 0 | 0
1994 | 8 | 19 | 0 | 0 | 0 | 0 | 0 | 0 | 0 | 0 | 0 | 0 | 0 | 0 | 0
1994 | 8 | 20 | 0 | 0 | 0 | 0 | 0 | 0 | 0 | 0 | 0 | 0 | 0 | 0 | 0
1994 | 8 | 21 | 0.08 | 0.08 | 0.03 | 0 | 0.08 | 0.03 | 0 | 0 | 0 | 0 | 0 | 0 | 0
1994 | 8 | 22 | 0.05 | 0.05 | 0 | 0 | 0.05 | 0 | 0 | 0 | 0 | 0 | 0 | 0 | 0
1994 | 8 | 23 | 0 | 0 | 0 | 0 | 0 | 0 | 0 | 0 | 0 | 0 | 0 | 0 | 0
1994 | 8 | 24 | 0 | 0 | 0 | 0 | 0 | 0 | 0 | 0 | 0 | 0 | 0 | 0 | 0
1994 | 8 | 25 | 0 | 0 | 0 | 0 | 0 | 0 | 0 | 0 | 0 | 0 | 0 | 0 | 0
1994 | 8 | 26 | 0.85 | 0.85 | 0.8 | 0 | 0.85 | 0.8 | 0 | 0 | 0 | 0 | 0 | 0 | 0
1994 | 8 | 27 | 0 | 0 | 0 | 0 | 0 | 0 | 0 | 0 | 0 | 0 | 0 | 0 | 0
1994 | 8 | 28 | 0 | 0 | 0 | 0 | 0 | 0 | 0 | 0 | 0 | 0 | 0 | 0 | 0
1994 | 8 | 29 | 0.05 | 0.05 | 0 | 0 | 0.05 | 0 | 0 | 0 | 0 | 0 | 0 | 0 | 0
1994 | 8 | 30 | 0 | 0 | 0 | 0 | 0 | 0 | 0 | 0 | 0 | 0 | 0 | 0 | 0
1994 | 8 | 31 | 0 | 0 | 0 | 0 | 0 | 0 | 0 | 0 | 0 | 0 | 0 | 0 | 0
1994 | 9 | 1 | 0 | 0 | 0 | 0 | 0 | 0 | 0 | 0 | 0 | 0 | 0 | 0 | 0
1994 | 9 | 2 | 0 | 0 | 0 | 0 | 0 | 0 | 0 | 0 | 0 | 0 | 0 | 0 | 0
1994 | 9 | 3 | 0 | 0 | 0 | 0 | 0 | 0 | 0 | 0 | 0 | 0 | 0 | 0 | 0
1994 | 9 | 4 | 0 | 0 | 0 | 0 | 0 | 0 | 0 | 0 | 0 | 0 | 0 | 0 | 0
1994 | 9 | 5 | 0 | 0 | 0 | 0 | 0 | 0 | 0 | 0 | 0 | 0 | 0 | 0 | 0
1994 | 9 | 6 | 0 | 0 | 0 | 0 | 0 | 0 | 0 | 0 | 0 | 0 | 0 | 0 | 0
1994 | 9 | 7 | 0 | 0 | 0 | 0 | 0 | 0 | 0 | 0 | 0 | 0 | 0 | 0 | 0
1994 | 9 | 8 | 0 | 0 | 0 | 0 | 0 | 0 | 0 | 0 | 0 | 0 | 0 | 0 | 0
1994 | 9 | 9 | 0 | 0 | 0 | 0 | 0 | 0 | 0 | 0 | 0 | 0 | 0 | 0 | 0
1994 | 9 | 10 | 0 | 0 | 0 | 0 | 0 | 0 | 0 | 0 | 0 | 0 | 0 | 0 | 0
1994 | 9 | 11 | 0 | 0 | 0 | 0 | 0 | 0 | 0 | 0 | 0 | 0 | 0 | 0 | 0
1994 | 9 | 12 | 0 | 0 | 0 | 0 | 0 | 0 | 0 | 0 | 0 | 0 | 0 | 0 | 0
1994 | 9 | 13 | 0 | 0 | 0 | 0 | 0 | 0 | 0 | 0 | 0 | 0 | 0 | 0 | 0
1994 | 9 | 14 | 0 | 0 | 0 | 0 | 0 | 0 | 0 | 0 | 0 | 0 | 0 | 0 | 0
1994 | 9 | 15 | 0 | 0 | 0 | 0 | 0 | 0 | 0 | 0 | 0 | 0 | 0 | 0 | 0
1994 | 9 | 16 | 0 | 0 | 0 | 0 | 0 | 0 | 0 | 0 | 0 | 0 | 0 | 0 | 0
1994 | 9 | 17 | 0.47 | 0.47 | 0.42 | 0 | 0.47 | 0.42 | 0 | 0 | 0 | 0 | 0 | 0 | 0
1994 | 9 | 18 | 0.08 | 0.08 | 0.03 | 0 | 0.08 | 0.03 | 0 | 0 | 0 | 0 | 0 | 0 | 0
1994 | 9 | 19 | 0 | 0 | 0 | 0 | 0 | 0 | 0 | 0 | 0 | 0 | 0 | 0 | 0
1994 | 9 | 20 | 0 | 0 | 0 | 0 | 0 | 0 | 0 | 0 | 0 | 0 | 0 | 0 | 0
1994 | 9 | 21 | 0 | 0 | 0 | 0 | 0 | 0 | 0 | 0 | 0 | 0 | 0 | 0 | 0
1994 | 9 | 22 | 1.53 | 1 | 0.95 | 0 | 1 | 0.95 | 0 | 0 | 0 | 0 | 0 | 0 | 0
1994 | 9 | 23 | 0.02 | 0.02 | 0 | 0 | 0.02 | 0 | 0 | 0 | 0 | 0 | 0 | 0 | 0
1994 | 9 | 24 | 0 | 0 | 0 | 0 | 0 | 0 | 0 | 0 | 0 | 0 | 0 | 0 | 0
1994 | 9 | 25 | 0 | 0 | 0 | 0 | 0 | 0 | 0 | 0 | 0 | 0 | 0 | 0 | 0
1994 | 9 | 26 | 0.74 | 0.74 | 0.69 | 0 | 0.74 | 0.69 | 0 | 0 | 0 | 0 | 0 | 0 | 0
1994 | 9 | 27 | 0 | 0 | 0 | 0 | 0 | 0 | 0 | 0 | 0 | 0 | 0 | 0 | 0
1994 | 9 | 28 | 0 | 0 | 0 | 0 | 0 | 0 | 0 | 0 | 0 | 0 | 0 | 0 | 0
1994 | 9 | 29 | 0 | 0 | 0 | 0 | 0 | 0 | 0 | 0 | 0 | 0 | 0 | 0 | 0
1994 | 9 | 30 | 0 | 0 | 0 | 0 | 0 | 0 | 0 | 0 | 0 | 0 | 0 | 0 | 0
1994 | 10 | 1 | 0.06 | 0.06 | 0.01 | 0 | 0.06 | 0.01 | 0 | 0 | 0 | 0 | 0 | 0 | 0
1994 | 10 | 2 | 0.02 | 0.02 | 0 | 0 | 0.02 | 0 | 0 | 0 | 0 | 0 | 0 | 0 | 0
1994 | 10 | 3 | 0 | 0 | 0 | 0 | 0 | 0 | 0 | 0 | 0 | 0 | 0 | 0 | 0
1994 | 10 | 4 | 0 | 0 | 0 | 0 | 0 | 0 | 0 | 0 | 0 | 0 | 0 | 0 | 0
1994 | 10 | 5 | 0 | 0 | 0 | 0 | 0 | 0 | 0 | 0 | 0 | 0 | 0 | 0 | 0
1994 | 10 | 6 | 0 | 0 | 0 | 0 | 0 | 0 | 0 | 0 | 0 | 0 | 0 | 0 | 0
1994 | 10 | 7 | 0 | 0 | 0 | 0 | 0 | 0 | 0 | 0 | 0 | 0 | 0 | 0 | 0
1994 | 10 | 8 | 0 | 0 | 0 | 0 | 0 | 0 | 0 | 0 | 0 | 0 | 0 | 0 | 0
1994 | 10 | 9 | 0.21 | 0.21 | 0.16 | 0 | 0.21 | 0.16 | 0 | 0 | 0 | 0 | 0 | 0 | 0
1994 | 10 | 10 | 0 | 0 | 0 | 0 | 0 | 0 | 0 | 0 | 0 | 0 | 0 | 0 | 0
1994 | 10 | 11 | 0 | 0 | 0 | 0 | 0 | 0 | 0 | 0 | 0 | 0 | 0 | 0 | 0
1994 | 10 | 12 | 0 | 0 | 0 | 0 | 0 | 0 | 0 | 0 | 0 | 0 | 0 | 0 | 0
1994 | 10 | 13 | 0 | 0 | 0 | 0 | 0 | 0 | 0 | 0 | 0 | 0 | 0 | 0 | 0
1994 | 10 | 14 | 0 | 0 | 0 | 0 | 0 | 0 | 0 | 0 | 0 | 0 | 0 | 0 | 0
1994 | 10 | 15 | 0 | 0 | 0 | 0 | 0 | 0 | 0 | 0 | 0 | 0 | 0 | 0 | 0
1994 | 10 | 16 | 0 | 0 | 0 | 0 | 0 | 0 | 0 | 0 | 0 | 0 | 0 | 0 | 0
1994 | 10 | 17 | 0 | 0 | 0 | 0 | 0 | 0 | 0 | 0 | 0 | 0 | 0 | 0 | 0
1994 | 10 | 18 | 0 | 0 | 0 | 0 | 0 | 0 | 0 | 0 | 0 | 0 | 0 | 0 | 0
1994 | 10 | 19 | 0 | 0 | 0 | 0 | 0 | 0 | 0 | 0 | 0 | 0 | 0 | 0 | 0
1994 | 10 | 20 | 0.03 | 0.03 | 0 | 0 | 0.03 | 0 | 0 | 0 | 0 | 0 | 0 | 0 | 0
1994 | 10 | 21 | 0 | 0 | 0 | 0 | 0 | 0 | 0 | 0 | 0 | 0 | 0 | 0 | 0
1994 | 10 | 22 | 0 | 0 | 0 | 0 | 0 | 0 | 0 | 0 | 0 | 0 | 0 | 0 | 0
1994 | 10 | 23 | 0.85 | 0.85 | 0.8 | 0 | 0.85 | 0.8 | 0 | 0 | 0 | 0 | 0 | 0 | 0
1994 | 10 | 24 | 0 | 0 | 0 | 0 | 0 | 0 | 0 | 0 | 0 | 0 | 0 | 0 | 0
1994 | 10 | 25 | 0 | 0 | 0 | 0 | 0 | 0 | 0 | 0 | 0 | 0 | 0 | 0 | 0
1994 | 10 | 26 | 0.02 | 0.02 | 0 | 0 | 0.02 | 0 | 0 | 0 | 0 | 0 | 0 | 0 | 0
1994 | 10 | 27 | 0 | 0 | 0 | 0 | 0 | 0 | 0 | 0 | 0 | 0 | 0 | 0 | 0
1994 | 10 | 28 | 0 | 0 | 0 | 0 | 0 | 0 | 0 | 0 | 0 | 0 | 0 | 0 | 0
1994 | 10 | 29 | 0 | 0 | 0 | 0 | 0 | 0 | 0 | 0 | 0 | 0 | 0 | 0 | 0
1994 | 10 | 30 | 0 | 0 | 0 | 0 | 0 | 0 | 0 | 0 | 0 | 0 | 0 | 0 | 0
1994 | 10 | 31 | 0 | 0 | 0 | 0 | 0 | 0 | 0 | 0 | 0 | 0 | 0 | 0 | 0
1994 | 11 | 1 | 0.23 | 0.23 | 0.18 | 0 | 0.23 | 0.18 | 0 | 0 | 0 | 0 | 0 | 0 | 0
1994 | 11 | 2 | 0 | 0 | 0 | 0 | 0 | 0 | 0 | 0 | 0 | 0 | 0 | 0 | 0
1994 | 11 | 3 | 0 | 0 | 0 | 0 | 0 | 0 | 0 | 0 | 0 | 0 | 0 | 0 | 0
1994 | 11 | 4 | 0 | 0 | 0 | 0 | 0 | 0 | 0 | 0 | 0 | 0 | 0 | 0 | 0
1994 | 11 | 5 | 0 | 0 | 0 | 0 | 0 | 0 | 0 | 0 | 0 | 0 | 0 | 0 | 0
1994 | 11 | 6 | 0.06 | 0.06 | 0.01 | 0 | 0.06 | 0.01 | 0 | 0 | 0 | 0 | 0 | 0 | 0
1994 | 11 | 7 | 0 | 0 | 0 | 0 | 0 | 0 | 0 | 0 | 0 | 0 | 0 | 0 | 0
1994 | 11 | 8 | 0 | 0 | 0 | 0 | 0 | 0 | 0 | 0 | 0 | 0 | 0 | 0 | 0
1994 | 11 | 9 | 0 | 0 | 0 | 0 | 0 | 0 | 0 | 0 | 0 | 0 | 0 | 0 | 0
1994 | 11 | 10 | 0.23 | 0.23 | 0.18 | 0 | 0.23 | 0.18 | 0 | 0 | 0 | 0 | 0 | 0 | 0
1994 | 11 | 11 | 0 | 0 | 0 | 0 | 0 | 0 | 0 | 0 | 0 | 0 | 0 | 0 | 0
1994 | 11 | 12 | 0 | 0 | 0 | 0 | 0 | 0 | 0 | 0 | 0 | 0 | 0 | 0 | 0
1994 | 11 | 13 | 0 | 0 | 0 | 0 | 0 | 0 | 0 | 0 | 0 | 0 | 0 | 0 | 0
1994 | 11 | 14 | 0 | 0 | 0 | 0 | 0 | 0 | 0 | 0 | 0 | 0 | 0 | 0 | 0
1994 | 11 | 15 | 0 | 0 | 0 | 0 | 0 | 0 | 0 | 0 | 0 | 0 | 0 | 0 | 0
1994 | 11 | 16 | 0 | 0 | 0 | 0 | 0 | 0 | 0 | 0 | 0 | 0 | 0 | 0 | 0
1994 | 11 | 17 | 0 | 0 | 0 | 0 | 0 | 0 | 0 | 0 | 0 | 0 | 0 | 0 | 0
1994 | 11 | 18 | 0.1 | 0.1 | 0.05 | 0 | 0.1 | 0.05 | 0 | 0 | 0 | 0 | 0 | 0 | 0
1994 | 11 | 19 | 0 | 0 | 0 | 0 | 0 | 0 | 0 | 0 | 0 | 0 | 0 | 0 | 0
1994 | 11 | 20 | 0 | 0 | 0 | 0 | 0 | 0 | 0 | 0 | 0 | 0 | 0 | 0 | 0
1994 | 11 | 21 | 0.52 | 0.52 | 0.47 | 0 | 0.52 | 0.47 | 0 | 0 | 0 | 0 | 0 | 0 | 0
1994 | 11 | 22 | 0 | 0 | 0 | 0 | 0 | 0 | 0 | 0 | 0 | 0 | 0 | 0 | 0
1994 | 11 | 23 | 0 | 0 | 0 | 0 | 0 | 0 | 0 | 0 | 0 | 0 | 0 | 0 | 0
1994 | 11 | 24 | 0 | 0 | 0 | 0 | 0 | 0 | 0 | 0 | 0 | 0 | 0 | 0 | 0
1994 | 11 | 25 | 0 | 0 | 0 | 0 | 0 | 0 | 0 | 0 | 0 | 0 | 0 | 0 | 0
1994 | 11 | 26 | 0 | 0 | 0 | 0 | 0 | 0 | 0 | 0 | 0 | 0 | 0 | 0 | 0
1994 | 11 | 27 | 0.42 | 0.42 | 0.37 | 0 | 0.42 | 0.37 | 0 | 0 | 0 | 0 | 0 | 0 | 0
1994 | 11 | 28 | 0.01 | 0.01 | 0 | 0 | 0.01 | 0 | 0 | 0 | 0 | 0 | 0 | 0 | 0
1994 | 11 | 29 | 0 | 0 | 0 | 0 | 0 | 0 | 0 | 0 | 0 | 0 | 0 | 0 | 0
1994 | 11 | 30 | 0 | 0 | 0 | 0 | 0 | 0 | 0 | 0 | 0 | 0 | 0 | 0 | 0
1994 | 12 | 1 | 0 | 0 | 0 | 0 | 0 | 0 | 0 | 0 | 0 | 0 | 0 | 0 | 0
1994 | 12 | 2 | 0 | 0 | 0 | 0 | 0 | 0 | 0 | 0 | 0 | 0 | 0 | 0 | 0
1994 | 12 | 3 | 0 | 0 | 0 | 0 | 0 | 0 | 0 | 0 | 0 | 0 | 0 | 0 | 0
1994 | 12 | 4 | 0.32 | 0.32 | 0.27 | 0 | 0.32 | 0.27 | 0 | 0 | 0 | 0 | 0 | 0 | 0
1994 | 12 | 5 | 0.66 | 0.66 | 0.61 | 0 | 0.66 | 0.61 | 0 | 0 | 0 | 0 | 0 | 0 | 0
1994 | 12 | 6 | 0 | 0 | 0 | 0 | 0 | 0 | 0 | 0 | 0 | 0 | 0 | 0 | 0
1994 | 12 | 7 | 0 | 0 | 0 | 0 | 0 | 0 | 0 | 0 | 0 | 0 | 0 | 0 | 0
1994 | 12 | 8 | 0 | 0 | 0 | 0 | 0 | 0 | 0 | 0 | 0 | 0 | 0 | 0 | 0
1994 | 12 | 9 | 0.02 | 0.02 | 0 | 0 | 0.02 | 0 | 0 | 0 | 0 | 0 | 0 | 0 | 0
1994 | 12 | 10 | 0.61 | 0.61 | 0.56 | 0 | 0.61 | 0.56 | 0 | 0 | 0 | 0 | 0 | 0 | 0
1994 | 12 | 11 | 0.01 | 0.01 | 0 | 0 | 0.01 | 0 | 0 | 0 | 0 | 0 | 0 | 0 | 0
1994 | 12 | 12 | 0 | 0 | 0 | 0 | 0 | 0 | 0 | 0 | 0 | 0 | 0 | 0 | 0
1994 | 12 | 13 | 0 | 0 | 0 | 0 | 0 | 0 | 0 | 0 | 0 | 0 | 0 | 0 | 0
1994 | 12 | 14 | 0.03 | 0.03 | 0 | 0 | 0.03 | 0 | 0 | 0 | 0 | 0 | 0 | 0 | 0
1994 | 12 | 15 | 0 | 0 | 0 | 0 | 0 | 0 | 0 | 0 | 0 | 0 | 0 | 0 | 0
1994 | 12 | 16 | 0.04 | 0.04 | 0 | 0 | 0.04 | 0 | 0 | 0 | 0 | 0 | 0 | 0 | 0
1994 | 12 | 17 | 0.12 | 0.12 | 0.07 | 0 | 0.12 | 0.07 | 0 | 0 | 0 | 0 | 0 | 0 | 0
1994 | 12 | 18 | 0 | 0 | 0 | 0 | 0 | 0 | 0 | 0 | 0 | 0 | 0 | 0 | 0
1994 | 12 | 19 | 0 | 0 | 0 | 0 | 0 | 0 | 0 | 0 | 0 | 0 | 0 | 0 | 0
1994 | 12 | 20 | 0 | 0 | 0 | 0 | 0 | 0 | 0 | 0 | 0 | 0 | 0 | 0 | 0
1994 | 12 | 21 | 0 | 0 | 0 | 0 | 0 | 0 | 0 | 0 | 0 | 0 | 0 | 0 | 0
1994 | 12 | 22 | 0 | 0 | 0 | 0 | 0 | 0 | 0 | 0 | 0 | 0 | 0 | 0 | 0
1994 | 12 | 23 | 0 | 0 | 0 | 0 | 0 | 0 | 0 | 0 | 0 | 0 | 0 | 0 | 0
1994 | 12 | 24 | 0.1 | 0.1 | 0.05 | 0 | 0.1 | 0.05 | 0 | 0 | 0 | 0 | 0 | 0 | 0
1994 | 12 | 25 | 0.04 | 0.04 | 0 | 0 | 0.04 | 0 | 0 | 0 | 0 | 0 | 0 | 0 | 0
1994 | 12 | 26 | 0 | 0 | 0 | 0 | 0 | 0 | 0 | 0 | 0 | 0 | 0 | 0 | 0
1994 | 12 | 27 | 0 | 0 | 0 | 0 | 0 | 0 | 0 | 0 | 0 | 0 | 0 | 0 | 0
1994 | 12 | 28 | 0 | 0 | 0 | 0 | 0 | 0 | 0 | 0 | 0 | 0 | 0 | 0 | 0
1994 | 12 | 29 | 0 | 0 | 0 | 0 | 0 | 0 | 0 | 0 | 0 | 0 | 0 | 0 | 0
1994 | 12 | 30 | 0 | 0 | 0 | 0 | 0 | 0 | 0 | 0 | 0 | 0 | 0 | 0 | 0
1994 | 12 | 31 | 0.4 | 0.4 | 0.35 | 0 | 0.4 | 0.35 | 0 | 0 | 0 | 0 | 0 | 0 | 0
1995 | 1 | 1 | 0.06 | 0.06 | 0.01 | 0 | 0.06 | 0.01 | 0 | 0 | 0 | 0 | 0 | 0 | 0
1995 | 1 | 2 | 0.02 | 0.02 | 0 | 0 | 0.02 | 0 | 0 | 0 | 0 | 0 | 0 | 0 | 0
1995 | 1 | 3 | 0 | 0 | 0 | 0 | 0 | 0 | 0 | 0 | 0 | 0 | 0 | 0 | 0
1995 | 1 | 4 | 0 | 0 | 0 | 0 | 0 | 0 | 0 | 0 | 0 | 0 | 0 | 0 | 0
1995 | 1 | 5 | 0 | 0 | 0 | 0 | 0 | 0 | 0 | 0 | 0 | 0 | 0 | 0 | 0
1995 | 1 | 6 | 1 | 1 | 0.95 | 0 | 1 | 0.95 | 0 | 0 | 0 | 0 | 0 | 0 | 0
1995 | 1 | 7 | 0.07 | 0.07 | 0.02 | 0 | 0.07 | 0.02 | 0 | 0 | 0 | 0 | 0 | 0 | 0
1995 | 1 | 8 | 0 | 0 | 0 | 0 | 0 | 0 | 0 | 0 | 0 | 0 | 0 | 0 | 0
1995 | 1 | 9 | 0 | 0 | 0 | 0 | 0 | 0 | 0 | 0 | 0 | 0 | 0 | 0 | 0
1995 | 1 | 10 | 0 | 0 | 0 | 0 | 0 | 0 | 0 | 0 | 0 | 0 | 0 | 0 | 0
1995 | 1 | 11 | 0.04 | 0.04 | 0 | 0 | 0.04 | 0 | 0 | 0 | 0 | 0 | 0 | 0 | 0
1995 | 1 | 12 | 0.01 | 0.01 | 0 | 0 | 0.01 | 0 | 0 | 0 | 0 | 0 | 0 | 0 | 0
1995 | 1 | 13 | 0 | 0 | 0 | 0 | 0 | 0 | 0 | 0 | 0 | 0 | 0 | 0 | 0
1995 | 1 | 14 | 0.05 | 0.05 | 0 | 0 | 0.05 | 0 | 0 | 0 | 0 | 0 | 0 | 0 | 0
1995 | 1 | 15 | 0.41 | 0.41 | 0.36 | 0 | 0.41 | 0.36 | 0 | 0 | 0 | 0 | 0 | 0 | 0
1995 | 1 | 16 | 0 | 0 | 0 | 0 | 0 | 0 | 0 | 0 | 0 | 0 | 0 | 0 | 0
1995 | 1 | 17 | 0 | 0 | 0 | 0 | 0 | 0 | 0 | 0 | 0 | 0 | 0 | 0 | 0
1995 | 1 | 18 | 0 | 0 | 0 | 0 | 0 | 0 | 0 | 0 | 0 | 0 | 0 | 0 | 0
1995 | 1 | 19 | 0.29 | 0.29 | 0.24 | 0 | 0.29 | 0.24 | 0 | 0 | 0 | 0 | 0 | 0 | 0
1995 | 1 | 20 | 0.99 | 0.99 | 0.94 | 0 | 0.99 | 0.94 | 0 | 0 | 0 | 0 | 0 | 0 | 0
1995 | 1 | 21 | 0 | 0 | 0 | 0 | 0 | 0 | 0 | 0 | 0 | 0 | 0 | 0 | 0
1995 | 1 | 22 | 0 | 0 | 0 | 0 | 0 | 0 | 0 | 0 | 0 | 0 | 0 | 0 | 0
1995 | 1 | 23 | 0 | 0 | 0 | 0 | 0 | 0 | 0 | 0 | 0 | 0 | 0 | 0 | 0
1995 | 1 | 24 | 0 | 0 | 0 | 0 | 0 | 0 | 0 | 0 | 0 | 0 | 0 | 0 | 0
1995 | 1 | 25 | 0 | 0 | 0 | 0 | 0 | 0 | 0 | 0 | 0 | 0 | 0 | 0 | 0
1995 | 1 | 26 | 0 | 0 | 0 | 0 | 0 | 0 | 0 | 0 | 0 | 0 | 0 | 0 | 0
1995 | 1 | 27 | 0 | 0 | 0 | 0 | 0 | 0 | 0 | 0 | 0 | 0 | 0 | 0 | 0
1995 | 1 | 28 | 0.28 | 0.28 | 0.23 | 0 | 0.28 | 0.23 | 0 | 0 | 0 | 0 | 0 | 0 | 0
1995 | 1 | 29 | 0 | 0 | 0 | 0 | 0 | 0 | 0 | 0 | 0 | 0 | 0 | 0 | 0
1995 | 1 | 30 | 0 | 0 | 0 | 0 | 0 | 0 | 0 | 0 | 0 | 0 | 0 | 0 | 0
1995 | 1 | 31 | 0 | 0 | 0 | 0 | 0 | 0 | 0 | 0 | 0 | 0 | 0 | 0 | 0
1995 | 2 | 1 | 0 | 0 | 0 | 0 | 0 | 0 | 0 | 0 | 0 | 0 | 0 | 0 | 0
1995 | 2 | 2 | 0 | 0 | 0 | 0 | 0 | 0 | 0 | 0 | 0 | 0 | 0 | 0 | 0
1995 | 2 | 3 | 0 | 0 | 0 | 0 | 0 | 0 | 0 | 0 | 0 | 0 | 0 | 0 | 0
1995 | 2 | 4 | 0.59 | 0.59 | 0.54 | 0 | 0.59 | 0.54 | 0 | 0 | 0 | 0 | 0 | 0 | 0
1995 | 2 | 5 | 0 | 0 | 0 | 0 | 0 | 0 | 0 | 0 | 0 | 0 | 0 | 0 | 0
1995 | 2 | 6 | 0 | 0 | 0 | 0 | 0 | 0 | 0 | 0 | 0 | 0 | 0 | 0 | 0
1995 | 2 | 7 | 0 | 0 | 0 | 0 | 0 | 0 | 0 | 0 | 0 | 0 | 0 | 0 | 0
1995 | 2 | 8 | 0 | 0 | 0 | 0 | 0 | 0 | 0 | 0 | 0 | 0 | 0 | 0 | 0
1995 | 2 | 9 | 0 | 0 | 0 | 0 | 0 | 0 | 0 | 0 | 0 | 0 | 0 | 0 | 0
1995 | 2 | 10 | 0 | 0 | 0 | 0 | 0 | 0 | 0 | 0 | 0 | 0 | 0 | 0 | 0
1995 | 2 | 11 | 0 | 0 | 0 | 0 | 0 | 0 | 0 | 0 | 0 | 0 | 0 | 0 | 0
1995 | 2 | 12 | 0 | 0 | 0 | 0 | 0 | 0 | 0 | 0 | 0 | 0 | 0 | 0 | 0
1995 | 2 | 13 | 0 | 0 | 0 | 0 | 0 | 0 | 0 | 0 | 0 | 0 | 0 | 0 | 0
1995 | 2 | 14 | 0 | 0 | 0 | 0 | 0 | 0 | 0 | 0 | 0 | 0 | 0 | 0 | 0
1995 | 2 | 15 | 0.34 | 0.34 | 0.29 | 0 | 0.34 | 0.29 | 0 | 0 | 0 | 0 | 0 | 0 | 0
1995 | 2 | 16 | 0.15 | 0.15 | 0.1 | 0 | 0.15 | 0.1 | 0 | 0 | 0 | 0 | 0 | 0 | 0
1995 | 2 | 17 | 0 | 0 | 0 | 0 | 0 | 0 | 0 | 0 | 0 | 0 | 0 | 0 | 0
1995 | 2 | 18 | 0 | 0 | 0 | 0 | 0 | 0 | 0 | 0 | 0 | 0 | 0 | 0 | 0
1995 | 2 | 19 | 0 | 0 | 0 | 0 | 0 | 0 | 0 | 0 | 0 | 0 | 0 | 0 | 0
1995 | 2 | 20 | 0 | 0 | 0 | 0 | 0 | 0 | 0 | 0 | 0 | 0 | 0 | 0 | 0
1995 | 2 | 21 | 0 | 0 | 0 | 0 | 0 | 0 | 0 | 0 | 0 | 0 | 0 | 0 | 0
1995 | 2 | 22 | 0 | 0 | 0 | 0 | 0 | 0 | 0 | 0 | 0 | 0 | 0 | 0 | 0
1995 | 2 | 23 | 0 | 0 | 0 | 0 | 0 | 0 | 0 | 0 | 0 | 0 | 0 | 0 | 0
1995 | 2 | 24 | 0 | 0 | 0 | 0 | 0 | 0 | 0 | 0 | 0 | 0 | 0 | 0 | 0
1995 | 2 | 25 | 0 | 0 | 0 | 0 | 0 | 0 | 0 | 0 | 0 | 0 | 0 | 0 | 0
1995 | 2 | 26 | 0 | 0 | 0 | 0 | 0 | 0 | 0 | 0 | 0 | 0 | 0 | 0 | 0
1995 | 2 | 27 | 0.35 | 0.35 | 0.3 | 0 | 0.35 | 0.3 | 0 | 0 | 0 | 0 | 0 | 0 | 0
1995 | 2 | 28 | 0.28 | 0.28 | 0.23 | 0 | 0.28 | 0.23 | 0 | 0 | 0 | 0 | 0 | 0 | 0
1995 | 3 | 1 | 0 | 0 | 0 | 0 | 0 | 0 | 0 | 0 | 0 | 0 | 0 | 0 | 0
1995 | 3 | 2 | 0 | 0 | 0 | 0 | 0 | 0 | 0 | 0 | 0 | 0 | 0 | 0 | 0
1995 | 3 | 3 | 0 | 0 | 0 | 0 | 0 | 0 | 0 | 0 | 0 | 0 | 0 | 0 | 0
1995 | 3 | 4 | 0 | 0 | 0 | 0 | 0 | 0 | 0 | 0 | 0 | 0 | 0 | 0 | 0
1995 | 3 | 5 | 0 | 0 | 0 | 0 | 0 | 0 | 0 | 0 | 0 | 0 | 0 | 0 | 0
1995 | 3 | 6 | 0.05 | 0.05 | 0 | 0 | 0.05 | 0 | 0 | 0 | 0 | 0 | 0 | 0 | 0
1995 | 3 | 7 | 0 | 0 | 0 | 0 | 0 | 0 | 0 | 0 | 0 | 0 | 0 | 0 | 0
1995 | 3 | 8 | 1.97 | 1 | 0.95 | 0 | 1 | 0.95 | 0 | 0 | 0 | 0 | 0 | 0 | 0
1995 | 3 | 9 | 0.01 | 0.01 | 0 | 0 | 0.01 | 0 | 0 | 0 | 0 | 0 | 0 | 0 | 0
1995 | 3 | 10 | 0 | 0 | 0 | 0 | 0 | 0 | 0 | 0 | 0 | 0 | 0 | 0 | 0
1995 | 3 | 11 | 0 | 0 | 0 | 0 | 0 | 0 | 0 | 0 | 0 | 0 | 0 | 0 | 0
1995 | 3 | 12 | 0 | 0 | 0 | 0 | 0 | 0 | 0 | 0 | 0 | 0 | 0 | 0 | 0
1995 | 3 | 13 | 0 | 0 | 0 | 0 | 0 | 0 | 0 | 0 | 0 | 0 | 0 | 0 | 0
1995 | 3 | 14 | 0 | 0 | 0 | 0 | 0 | 0 | 0 | 0 | 0 | 0 | 0 | 0 | 0
1995 | 3 | 15 | 0 | 0 | 0 | 0 | 0 | 0 | 0 | 0 | 0 | 0 | 0 | 0 | 0
1995 | 3 | 16 | 0 | 0 | 0 | 0 | 0 | 0 | 0 | 0 | 0 | 0 | 0 | 0 | 0
1995 | 3 | 17 | 0 | 0 | 0 | 0 | 0 | 0 | 0 | 0 | 0 | 0 | 0 | 0 | 0
1995 | 3 | 18 | 0 | 0 | 0 | 0 | 0 | 0 | 0 | 0 | 0 | 0 | 0 | 0 | 0
1995 | 3 | 19 | 0 | 0 | 0 | 0 | 0 | 0 | 0 | 0 | 0 | 0 | 0 | 0 | 0
1995 | 3 | 20 | 0 | 0 | 0 | 0 | 0 | 0 | 0 | 0 | 0 | 0 | 0 | 0 | 0
1995 | 3 | 21 | 0.09 | 0.09 | 0.04 | 0 | 0.09 | 0.04 | 0 | 0 | 0 | 0 | 0 | 0 | 0
1995 | 3 | 22 | 0 | 0 | 0 | 0 | 0 | 0 | 0 | 0 | 0 | 0 | 0 | 0 | 0
1995 | 3 | 23 | 0 | 0 | 0 | 0 | 0 | 0 | 0 | 0 | 0 | 0 | 0 | 0 | 0
1995 | 3 | 24 | 0 | 0 | 0 | 0 | 0 | 0 | 0 | 0 | 0 | 0 | 0 | 0 | 0
1995 | 3 | 25 | 0 | 0 | 0 | 0 | 0 | 0 | 0 | 0 | 0 | 0 | 0 | 0 | 0
1995 | 3 | 26 | 0 | 0 | 0 | 0 | 0 | 0 | 0 | 0 | 0 | 0 | 0 | 0 | 0
1995 | 3 | 27 | 0 | 0 | 0 | 0 | 0 | 0 | 0 | 0 | 0 | 0 | 0 | 0 | 0
1995 | 3 | 28 | 0 | 0 | 0 | 0 | 0 | 0 | 0 | 0 | 0 | 0 | 0 | 0 | 0
1995 | 3 | 29 | 0 | 0 | 0 | 0 | 0 | 0 | 0 | 0 | 0 | 0 | 0 | 0 | 0
1995 | 3 | 30 | 0.02 | 0.02 | 0 | 0 | 0.02 | 0 | 0 | 0 | 0 | 0 | 0 | 0 | 0
1995 | 3 | 31 | 0 | 0 | 0 | 0 | 0 | 0 | 0 | 0 | 0 | 0 | 0 | 0 | 0
1995 | 4 | 1 | 0 | 0 | 0 | 0 | 0 | 0 | 0 | 0 | 0 | 0 | 0 | 0 | 0
1995 | 4 | 2 | 0.05 | 0.05 | 0 | 0 | 0.05 | 0 | 0 | 0 | 0 | 0 | 0 | 0 | 0
1995 | 4 | 3 | 0 | 0 | 0 | 0 | 0 | 0 | 0 | 0 | 0 | 0 | 0 | 0 | 0
1995 | 4 | 4 | 0 | 0 | 0 | 0 | 0 | 0 | 0 | 0 | 0 | 0 | 0 | 0 | 0
1995 | 4 | 5 | 0 | 0 | 0 | 0 | 0 | 0 | 0 | 0 | 0 | 0 | 0 | 0 | 0
1995 | 4 | 6 | 0 | 0 | 0 | 0 | 0 | 0 | 0 | 0 | 0 | 0 | 0 | 0 | 0
1995 | 4 | 7 | 0 | 0 | 0 | 0 | 0 | 0 | 0 | 0 | 0 | 0 | 0 | 0 | 0
1995 | 4 | 8 | 0.02 | 0.02 | 0 | 0 | 0.02 | 0 | 0 | 0 | 0 | 0 | 0 | 0 | 0
1995 | 4 | 9 | 0.06 | 0.06 | 0.01 | 0 | 0.06 | 0.01 | 0 | 0 | 0 | 0 | 0 | 0 | 0
1995 | 4 | 10 | 0.09 | 0.09 | 0.04 | 0 | 0.09 | 0.04 | 0 | 0 | 0 | 0 | 0 | 0 | 0
1995 | 4 | 11 | 0 | 0 | 0 | 0 | 0 | 0 | 0 | 0 | 0 | 0 | 0 | 0 | 0
1995 | 4 | 12 | 0.69 | 0.69 | 0.64 | 0 | 0.69 | 0.64 | 0 | 0 | 0 | 0 | 0 | 0 | 0
1995 | 4 | 13 | 0 | 0 | 0 | 0 | 0 | 0 | 0 | 0 | 0 | 0 | 0 | 0 | 0
1995 | 4 | 14 | 0 | 0 | 0 | 0 | 0 | 0 | 0 | 0 | 0 | 0 | 0 | 0 | 0
1995 | 4 | 15 | 0 | 0 | 0 | 0 | 0 | 0 | 0 | 0 | 0 | 0 | 0 | 0 | 0
1995 | 4 | 16 | 0 | 0 | 0 | 0 | 0 | 0 | 0 | 0 | 0 | 0 | 0 | 0 | 0
1995 | 4 | 17 | 0 | 0 | 0 | 0 | 0 | 0 | 0 | 0 | 0 | 0 | 0 | 0 | 0
1995 | 4 | 18 | 0 | 0 | 0 | 0 | 0 | 0 | 0 | 0 | 0 | 0 | 0 | 0 | 0
1995 | 4 | 19 | 0 | 0 | 0 | 0 | 0 | 0 | 0 | 0 | 0 | 0 | 0 | 0 | 0
1995 | 4 | 20 | 0 | 0 | 0 | 0 | 0 | 0 | 0 | 0 | 0 | 0 | 0 | 0 | 0
1995 | 4 | 21 | 0 | 0 | 0 | 0 | 0 | 0 | 0 | 0 | 0 | 0 | 0 | 0 | 0
1995 | 4 | 22 | 0.01 | 0.01 | 0 | 0 | 0.01 | 0 | 0 | 0 | 0 | 0 | 0 | 0 | 0
1995 | 4 | 23 | 0.13 | 0.13 | 0.08 | 0 | 0.13 | 0.08 | 0 | 0 | 0 | 0 | 0 | 0 | 0
1995 | 4 | 24 | 0.21 | 0.21 | 0.16 | 0 | 0.21 | 0.16 | 0 | 0 | 0 | 0 | 0 | 0 | 0
1995 | 4 | 25 | 0 | 0 | 0 | 0 | 0 | 0 | 0 | 0 | 0 | 0 | 0 | 0 | 0
1995 | 4 | 26 | 0 | 0 | 0 | 0 | 0 | 0 | 0 | 0 | 0 | 0 | 0 | 0 | 0
1995 | 4 | 27 | 0 | 0 | 0 | 0 | 0 | 0 | 0 | 0 | 0 | 0 | 0 | 0 | 0
1995 | 4 | 28 | 0 | 0 | 0 | 0 | 0 | 0 | 0 | 0 | 0 | 0 | 0 | 0 | 0
1995 | 4 | 29 | 0 | 0 | 0 | 0 | 0 | 0 | 0 | 0 | 0 | 0 | 0 | 0 | 0
1995 | 4 | 30 | 0.63 | 0.63 | 0.58 | 0 | 0.63 | 0.58 | 0 | 0 | 0 | 0 | 0 | 0 | 0
1995 | 5 | 1 | 0 | 0 | 0 | 0 | 0 | 0 | 0 | 0 | 0 | 0 | 0 | 0 | 0
1995 | 5 | 2 | 0.42 | 0.42 | 0.37 | 0 | 0.42 | 0.37 | 0 | 0 | 0 | 0 | 0 | 0 | 0
1995 | 5 | 3 | 0 | 0 | 0 | 0 | 0 | 0 | 0 | 0 | 0 | 0 | 0 | 0 | 0
1995 | 5 | 4 | 0.01 | 0.01 | 0 | 0 | 0.01 | 0 | 0 | 0 | 0 | 0 | 0 | 0 | 0
1995 | 5 | 5 | 0.09 | 0.09 | 0.04 | 0 | 0.09 | 0.04 | 0 | 0 | 0 | 0 | 0 | 0 | 0
1995 | 5 | 6 | 0 | 0 | 0 | 0 | 0 | 0 | 0 | 0 | 0 | 0 | 0 | 0 | 0
1995 | 5 | 7 | 0 | 0 | 0 | 0 | 0 | 0 | 0 | 0 | 0 | 0 | 0 | 0 | 0
1995 | 5 | 8 | 0 | 0 | 0 | 0 | 0 | 0 | 0 | 0 | 0 | 0 | 0 | 0 | 0
1995 | 5 | 9 | 0.16 | 0.16 | 0.11 | 0 | 0.16 | 0.11 | 0 | 0 | 0 | 0 | 0 | 0 | 0
1995 | 5 | 10 | 0.87 | 0.87 | 0.82 | 0 | 0.87 | 0.82 | 0 | 0 | 0 | 0 | 0 | 0 | 0
1995 | 5 | 11 | 0.07 | 0.07 | 0.02 | 0 | 0.07 | 0.02 | 0 | 0 | 0 | 0 | 0 | 0 | 0
1995 | 5 | 12 | 0 | 0 | 0 | 0 | 0 | 0 | 0 | 0 | 0 | 0 | 0 | 0 | 0
1995 | 5 | 13 | 0 | 0 | 0 | 0 | 0 | 0 | 0 | 0 | 0 | 0 | 0 | 0 | 0
1995 | 5 | 14 | 0.5 | 0.5 | 0.45 | 0 | 0.5 | 0.45 | 0 | 0 | 0 | 0 | 0 | 0 | 0
1995 | 5 | 15 | 0 | 0 | 0 | 0 | 0 | 0 | 0 | 0 | 0 | 0 | 0 | 0 | 0
1995 | 5 | 16 | 0 | 0 | 0 | 0 | 0 | 0 | 0 | 0 | 0 | 0 | 0 | 0 | 0
1995 | 5 | 17 | 0.06 | 0.06 | 0.01 | 0 | 0.06 | 0.01 | 0 | 0 | 0 | 0 | 0 | 0 | 0
1995 | 5 | 18 | 0.32 | 0.32 | 0.27 | 0 | 0.32 | 0.27 | 0 | 0 | 0 | 0 | 0 | 0 | 0
1995 | 5 | 19 | 0.45 | 0.45 | 0.4 | 0 | 0.45 | 0.4 | 0 | 0 | 0 | 0 | 0 | 0 | 0
1995 | 5 | 20 | 0 | 0 | 0 | 0 | 0 | 0 | 0 | 0 | 0 | 0 | 0 | 0 | 0
1995 | 5 | 21 | 0 | 0 | 0 | 0 | 0 | 0 | 0 | 0 | 0 | 0 | 0 | 0 | 0
1995 | 5 | 22 | 0 | 0 | 0 | 0 | 0 | 0 | 0 | 0 | 0 | 0 | 0 | 0 | 0
1995 | 5 | 23 | 0 | 0 | 0 | 0 | 0 | 0 | 0 | 0 | 0 | 0 | 0 | 0 | 0
1995 | 5 | 24 | 0 | 0 | 0 | 0 | 0 | 0 | 0 | 0 | 0 | 0 | 0 | 0 | 0
1995 | 5 | 25 | 0.72 | 0.72 | 0.67 | 0 | 0.72 | 0.67 | 0 | 0 | 0 | 0 | 0 | 0 | 0
1995 | 5 | 26 | 0.03 | 0.03 | 0 | 0 | 0.03 | 0 | 0 | 0 | 0 | 0 | 0 | 0 | 0
1995 | 5 | 27 | 0 | 0 | 0 | 0 | 0 | 0 | 0 | 0 | 0 | 0 | 0 | 0 | 0
1995 | 5 | 28 | 0.34 | 0.34 | 0.29 | 0 | 0.34 | 0.29 | 0 | 0 | 0 | 0 | 0 | 0 | 0
1995 | 5 | 29 | 0.15 | 0.15 | 0.1 | 0 | 0.15 | 0.1 | 0 | 0 | 0 | 0 | 0 | 0 | 0
1995 | 5 | 30 | 0 | 0 | 0 | 0 | 0 | 0 | 0 | 0 | 0 | 0 | 0 | 0 | 0
1995 | 5 | 31 | 0 | 0 | 0 | 0 | 0 | 0 | 0 | 0 | 0 | 0 | 0 | 0 | 0
1995 | 6 | 1 | 0 | 0 | 0 | 0 | 0 | 0 | 0 | 0 | 0 | 0 | 0 | 0 | 0
1995 | 6 | 2 | 0.05 | 0.05 | 0 | 0 | 0.05 | 0 | 0 | 0 | 0 | 0 | 0 | 0 | 0
1995 | 6 | 3 | 0.18 | 0.18 | 0.13 | 0 | 0.18 | 0.13 | 0 | 0 | 0 | 0 | 0 | 0 | 0
1995 | 6 | 4 | 0 | 0 | 0 | 0 | 0 | 0 | 0 | 0 | 0 | 0 | 0 | 0 | 0
1995 | 6 | 5 | 0 | 0 | 0 | 0 | 0 | 0 | 0 | 0 | 0 | 0 | 0 | 0 | 0
1995 | 6 | 6 | 0 | 0 | 0 | 0 | 0 | 0 | 0 | 0 | 0 | 0 | 0 | 0 | 0
1995 | 6 | 7 | 0.03 | 0.03 | 0 | 0 | 0.03 | 0 | 0 | 0 | 0 | 0 | 0 | 0 | 0
1995 | 6 | 8 | 0 | 0 | 0 | 0 | 0 | 0 | 0 | 0 | 0 | 0 | 0 | 0 | 0
1995 | 6 | 9 | 0 | 0 | 0 | 0 | 0 | 0 | 0 | 0 | 0 | 0 | 0 | 0 | 0
1995 | 6 | 10 | 0 | 0 | 0 | 0 | 0 | 0 | 0 | 0 | 0 | 0 | 0 | 0 | 0
1995 | 6 | 11 | 0.45 | 0.45 | 0.4 | 0 | 0.45 | 0.4 | 0 | 0 | 0 | 0 | 0 | 0 | 0
1995 | 6 | 12 | 0.37 | 0.37 | 0.32 | 0 | 0.37 | 0.32 | 0 | 0 | 0 | 0 | 0 | 0 | 0
1995 | 6 | 13 | 0 | 0 | 0 | 0 | 0 | 0 | 0 | 0 | 0 | 0 | 0 | 0 | 0
1995 | 6 | 14 | 0 | 0 | 0 | 0 | 0 | 0 | 0 | 0 | 0 | 0 | 0 | 0 | 0
1995 | 6 | 15 | 0 | 0 | 0 | 0 | 0 | 0 | 0 | 0 | 0 | 0 | 0 | 0 | 0
1995 | 6 | 16 | 0 | 0 | 0 | 0 | 0 | 0 | 0 | 0 | 0 | 0 | 0 | 0 | 0
1995 | 6 | 17 | 0 | 0 | 0 | 0 | 0 | 0 | 0 | 0 | 0 | 0 | 0 | 0 | 0
1995 | 6 | 18 | 0 | 0 | 0 | 0 | 0 | 0 | 0 | 0 | 0 | 0 | 0 | 0 | 0
1995 | 6 | 19 | 0 | 0 | 0 | 0 | 0 | 0 | 0 | 0 | 0 | 0 | 0 | 0 | 0
1995 | 6 | 20 | 0 | 0 | 0 | 0 | 0 | 0 | 0 | 0 | 0 | 0 | 0 | 0 | 0
1995 | 6 | 21 | 0 | 0 | 0 | 0 | 0 | 0 | 0 | 0 | 0 | 0 | 0 | 0 | 0
1995 | 6 | 22 | 0.07 | 0.07 | 0.02 | 0 | 0.07 | 0.02 | 0 | 0 | 0 | 0 | 0 | 0 | 0
1995 | 6 | 23 | 0.31 | 0.31 | 0.26 | 0 | 0.31 | 0.26 | 0 | 0 | 0 | 0 | 0 | 0 | 0
1995 | 6 | 24 | 0.85 | 0.85 | 0.8 | 0 | 0.85 | 0.8 | 0 | 0 | 0 | 0 | 0 | 0 | 0
1995 | 6 | 25 | 0.03 | 0.03 | 0 | 0 | 0.03 | 0 | 0 | 0 | 0 | 0 | 0 | 0 | 0
1995 | 6 | 26 | 0.06 | 0.06 | 0.01 | 0 | 0.06 | 0.01 | 0 | 0 | 0 | 0 | 0 | 0 | 0
1995 | 6 | 27 | 0.02 | 0.02 | 0 | 0 | 0.02 | 0 | 0 | 0 | 0 | 0 | 0 | 0 | 0
1995 | 6 | 28 | 0 | 0 | 0 | 0 | 0 | 0 | 0 | 0 | 0 | 0 | 0 | 0 | 0
1995 | 6 | 29 | 0 | 0 | 0 | 0 | 0 | 0 | 0 | 0 | 0 | 0 | 0 | 0 | 0
1995 | 6 | 30 | 0 | 0 | 0 | 0 | 0 | 0 | 0 | 0 | 0 | 0 | 0 | 0 | 0
1995 | 7 | 1 | 0.33 | 0.33 | 0.28 | 0 | 0.33 | 0.28 | 0 | 0 | 0 | 0 | 0 | 0 | 0
1995 | 7 | 2 | 0 | 0 | 0 | 0 | 0 | 0 | 0 | 0 | 0 | 0 | 0 | 0 | 0
1995 | 7 | 3 | 0 | 0 | 0 | 0 | 0 | 0 | 0 | 0 | 0 | 0 | 0 | 0 | 0
1995 | 7 | 4 | 0.04 | 0.04 | 0 | 0 | 0.04 | 0 | 0 | 0 | 0 | 0 | 0 | 0 | 0
1995 | 7 | 5 | 0 | 0 | 0 | 0 | 0 | 0 | 0 | 0 | 0 | 0 | 0 | 0 | 0
1995 | 7 | 6 | 1.03 | 1 | 0.95 | 0 | 1 | 0.95 | 0 | 0 | 0 | 0 | 0 | 0 | 0
1995 | 7 | 7 | 0.11 | 0.11 | 0.06 | 0 | 0.11 | 0.06 | 0 | 0 | 0 | 0 | 0 | 0 | 0
1995 | 7 | 8 | 0 | 0 | 0 | 0 | 0 | 0 | 0 | 0 | 0 | 0 | 0 | 0 | 0
1995 | 7 | 9 | 0 | 0 | 0 | 0 | 0 | 0 | 0 | 0 | 0 | 0 | 0 | 0 | 0
1995 | 7 | 10 | 0.36 | 0.36 | 0.31 | 0 | 0.36 | 0.31 | 0 | 0 | 0 | 0 | 0 | 0 | 0
1995 | 7 | 11 | 0 | 0 | 0 | 0 | 0 | 0 | 0 | 0 | 0 | 0 | 0 | 0 | 0
1995 | 7 | 12 | 0 | 0 | 0 | 0 | 0 | 0 | 0 | 0 | 0 | 0 | 0 | 0 | 0
1995 | 7 | 13 | 0 | 0 | 0 | 0 | 0 | 0 | 0 | 0 | 0 | 0 | 0 | 0 | 0
1995 | 7 | 14 | 0 | 0 | 0 | 0 | 0 | 0 | 0 | 0 | 0 | 0 | 0 | 0 | 0
1995 | 7 | 15 | 0 | 0 | 0 | 0 | 0 | 0 | 0 | 0 | 0 | 0 | 0 | 0 | 0
1995 | 7 | 16 | 0 | 0 | 0 | 0 | 0 | 0 | 0 | 0 | 0 | 0 | 0 | 0 | 0
1995 | 7 | 17 | 0.02 | 0.02 | 0 | 0 | 0.02 | 0 | 0 | 0 | 0 | 0 | 0 | 0 | 0
1995 | 7 | 18 | 0.05 | 0.05 | 0 | 0 | 0.05 | 0 | 0 | 0 | 0 | 0 | 0 | 0 | 0
1995 | 7 | 19 | 0 | 0 | 0 | 0 | 0 | 0 | 0 | 0 | 0 | 0 | 0 | 0 | 0
1995 | 7 | 20 | 0 | 0 | 0 | 0 | 0 | 0 | 0 | 0 | 0 | 0 | 0 | 0 | 0
1995 | 7 | 21 | 1.6 | 1 | 0.95 | 0 | 1 | 0.95 | 0 | 0 | 0 | 0 | 0 | 0 | 0
1995 | 7 | 22 | 0.14 | 0.14 | 0.09 | 0 | 0.14 | 0.09 | 0 | 0 | 0 | 0 | 0 | 0 | 0
1995 | 7 | 23 | 0 | 0 | 0 | 0 | 0 | 0 | 0 | 0 | 0 | 0 | 0 | 0 | 0
1995 | 7 | 24 | 0.09 | 0.09 | 0.04 | 0 | 0.09 | 0.04 | 0 | 0 | 0 | 0 | 0 | 0 | 0
1995 | 7 | 25 | 0 | 0 | 0 | 0 | 0 | 0 | 0 | 0 | 0 | 0 | 0 | 0 | 0
1995 | 7 | 26 | 0 | 0 | 0 | 0 | 0 | 0 | 0 | 0 | 0 | 0 | 0 | 0 | 0
1995 | 7 | 27 | 0.26 | 0.26 | 0.21 | 0 | 0.26 | 0.21 | 0 | 0 | 0 | 0 | 0 | 0 | 0
1995 | 7 | 28 | 0 | 0 | 0 | 0 | 0 | 0 | 0 | 0 | 0 | 0 | 0 | 0 | 0
1995 | 7 | 29 | 0 | 0 | 0 | 0 | 0 | 0 | 0 | 0 | 0 | 0 | 0 | 0 | 0
1995 | 7 | 30 | 0 | 0 | 0 | 0 | 0 | 0 | 0 | 0 | 0 | 0 | 0 | 0 | 0
1995 | 7 | 31 | 0 | 0 | 0 | 0 | 0 | 0 | 0 | 0 | 0 | 0 | 0 | 0 | 0
1995 | 8 | 1 | 0 | 0 | 0 | 0 | 0 | 0 | 0 | 0 | 0 | 0 | 0 | 0 | 0
1995 | 8 | 2 | 0 | 0 | 0 | 0 | 0 | 0 | 0 | 0 | 0 | 0 | 0 | 0 | 0
1995 | 8 | 3 | 0 | 0 | 0 | 0 | 0 | 0 | 0 | 0 | 0 | 0 | 0 | 0 | 0
1995 | 8 | 4 | 0 | 0 | 0 | 0 | 0 | 0 | 0 | 0 | 0 | 0 | 0 | 0 | 0
1995 | 8 | 5 | 0.42 | 0.42 | 0.37 | 0 | 0.42 | 0.37 | 0 | 0 | 0 | 0 | 0 | 0 | 0
1995 | 8 | 6 | 0.46 | 0.46 | 0.41 | 0 | 0.46 | 0.41 | 0 | 0 | 0 | 0 | 0 | 0 | 0
1995 | 8 | 7 | 0 | 0 | 0 | 0 | 0 | 0 | 0 | 0 | 0 | 0 | 0 | 0 | 0
1995 | 8 | 8 | 0 | 0 | 0 | 0 | 0 | 0 | 0 | 0 | 0 | 0 | 0 | 0 | 0
1995 | 8 | 9 | 0 | 0 | 0 | 0 | 0 | 0 | 0 | 0 | 0 | 0 | 0 | 0 | 0
1995 | 8 | 10 | 0 | 0 | 0 | 0 | 0 | 0 | 0 | 0 | 0 | 0 | 0 | 0 | 0
1995 | 8 | 11 | 0 | 0 | 0 | 0 | 0 | 0 | 0 | 0 | 0 | 0 | 0 | 0 | 0
1995 | 8 | 12 | 0 | 0 | 0 | 0 | 0 | 0 | 0 | 0 | 0 | 0 | 0 | 0 | 0
1995 | 8 | 13 | 0 | 0 | 0 | 0 | 0 | 0 | 0 | 0 | 0 | 0 | 0 | 0 | 0
1995 | 8 | 14 | 0 | 0 | 0 | 0 | 0 | 0 | 0 | 0 | 0 | 0 | 0 | 0 | 0
1995 | 8 | 15 | 0 | 0 | 0 | 0 | 0 | 0 | 0 | 0 | 0 | 0 | 0 | 0 | 0
1995 | 8 | 16 | 0 | 0 | 0 | 0 | 0 | 0 | 0 | 0 | 0 | 0 | 0 | 0 | 0
1995 | 8 | 17 | 0 | 0 | 0 | 0 | 0 | 0 | 0 | 0 | 0 | 0 | 0 | 0 | 0
1995 | 8 | 18 | 0 | 0 | 0 | 0 | 0 | 0 | 0 | 0 | 0 | 0 | 0 | 0 | 0
1995 | 8 | 19 | 0 | 0 | 0 | 0 | 0 | 0 | 0 | 0 | 0 | 0 | 0 | 0 | 0
1995 | 8 | 20 | 0 | 0 | 0 | 0 | 0 | 0 | 0 | 0 | 0 | 0 | 0 | 0 | 0
1995 | 8 | 21 | 0 | 0 | 0 | 0 | 0 | 0 | 0 | 0 | 0 | 0 | 0 | 0 | 0
1995 | 8 | 22 | 0 | 0 | 0 | 0 | 0 | 0 | 0 | 0 | 0 | 0 | 0 | 0 | 0
1995 | 8 | 23 | 0 | 0 | 0 | 0 | 0 | 0 | 0 | 0 | 0 | 0 | 0 | 0 | 0
1995 | 8 | 24 | 0 | 0 | 0 | 0 | 0 | 0 | 0 | 0 | 0 | 0 | 0 | 0 | 0
1995 | 8 | 25 | 0 | 0 | 0 | 0 | 0 | 0 | 0 | 0 | 0 | 0 | 0 | 0 | 0
1995 | 8 | 26 | 0 | 0 | 0 | 0 | 0 | 0 | 0 | 0 | 0 | 0 | 0 | 0 | 0
1995 | 8 | 27 | 0 | 0 | 0 | 0 | 0 | 0 | 0 | 0 | 0 | 0 | 0 | 0 | 0
1995 | 8 | 28 | 0 | 0 | 0 | 0 | 0 | 0 | 0 | 0 | 0 | 0 | 0 | 0 | 0
1995 | 8 | 29 | 0 | 0 | 0 | 0 | 0 | 0 | 0 | 0 | 0 | 0 | 0 | 0 | 0
1995 | 8 | 30 | 0 | 0 | 0 | 0 | 0 | 0 | 0 | 0 | 0 | 0 | 0 | 0 | 0
1995 | 8 | 31 | 0 | 0 | 0 | 0 | 0 | 0 | 0 | 0 | 0 | 0 | 0 | 0 | 0
1995 | 9 | 1 | 0 | 0 | 0 | 0 | 0 | 0 | 0 | 0 | 0 | 0 | 0 | 0 | 0
1995 | 9 | 2 | 0 | 0 | 0 | 0 | 0 | 0 | 0 | 0 | 0 | 0 | 0 | 0 | 0
1995 | 9 | 3 | 0 | 0 | 0 | 0 | 0 | 0 | 0 | 0 | 0 | 0 | 0 | 0 | 0
1995 | 9 | 4 | 0 | 0 | 0 | 0 | 0 | 0 | 0 | 0 | 0 | 0 | 0 | 0 | 0
1995 | 9 | 5 | 0 | 0 | 0 | 0 | 0 | 0 | 0 | 0 | 0 | 0 | 0 | 0 | 0
1995 | 9 | 6 | 0 | 0 | 0 | 0 | 0 | 0 | 0 | 0 | 0 | 0 | 0 | 0 | 0
1995 | 9 | 7 | 0 | 0 | 0 | 0 | 0 | 0 | 0 | 0 | 0 | 0 | 0 | 0 | 0
1995 | 9 | 8 | 0 | 0 | 0 | 0 | 0 | 0 | 0 | 0 | 0 | 0 | 0 | 0 | 0
1995 | 9 | 9 | 0.94 | 0.94 | 0.89 | 0 | 0.94 | 0.89 | 0 | 0 | 0 | 0 | 0 | 0 | 0
1995 | 9 | 10 | 0 | 0 | 0 | 0 | 0 | 0 | 0 | 0 | 0 | 0 | 0 | 0 | 0
1995 | 9 | 11 | 0 | 0 | 0 | 0 | 0 | 0 | 0 | 0 | 0 | 0 | 0 | 0 | 0
1995 | 9 | 12 | 0 | 0 | 0 | 0 | 0 | 0 | 0 | 0 | 0 | 0 | 0 | 0 | 0
1995 | 9 | 13 | 0.12 | 0.12 | 0.07 | 0 | 0.12 | 0.07 | 0 | 0 | 0 | 0 | 0 | 0 | 0
1995 | 9 | 14 | 0 | 0 | 0 | 0 | 0 | 0 | 0 | 0 | 0 | 0 | 0 | 0 | 0
1995 | 9 | 15 | 0 | 0 | 0 | 0 | 0 | 0 | 0 | 0 | 0 | 0 | 0 | 0 | 0
1995 | 9 | 16 | 0.55 | 0.55 | 0.5 | 0 | 0.55 | 0.5 | 0 | 0 | 0 | 0 | 0 | 0 | 0
1995 | 9 | 17 | 0.62 | 0.62 | 0.57 | 0 | 0.62 | 0.57 | 0 | 0 | 0 | 0 | 0 | 0 | 0
1995 | 9 | 18 | 0 | 0 | 0 | 0 | 0 | 0 | 0 | 0 | 0 | 0 | 0 | 0 | 0
1995 | 9 | 19 | 0 | 0 | 0 | 0 | 0 | 0 | 0 | 0 | 0 | 0 | 0 | 0 | 0
1995 | 9 | 20 | 0 | 0 | 0 | 0 | 0 | 0 | 0 | 0 | 0 | 0 | 0 | 0 | 0
1995 | 9 | 21 | 0 | 0 | 0 | 0 | 0 | 0 | 0 | 0 | 0 | 0 | 0 | 0 | 0
1995 | 9 | 22 | 0.82 | 0.82 | 0.77 | 0 | 0.82 | 0.77 | 0 | 0 | 0 | 0 | 0 | 0 | 0
1995 | 9 | 23 | 0 | 0 | 0 | 0 | 0 | 0 | 0 | 0 | 0 | 0 | 0 | 0 | 0
1995 | 9 | 24 | 0.15 | 0.15 | 0.1 | 0 | 0.15 | 0.1 | 0 | 0 | 0 | 0 | 0 | 0 | 0
1995 | 9 | 25 | 0.31 | 0.31 | 0.26 | 0 | 0.31 | 0.26 | 0 | 0 | 0 | 0 | 0 | 0 | 0
1995 | 9 | 26 | 0.22 | 0.22 | 0.17 | 0 | 0.22 | 0.17 | 0 | 0 | 0 | 0 | 0 | 0 | 0
1995 | 9 | 27 | 0 | 0 | 0 | 0 | 0 | 0 | 0 | 0 | 0 | 0 | 0 | 0 | 0
1995 | 9 | 28 | 0 | 0 | 0 | 0 | 0 | 0 | 0 | 0 | 0 | 0 | 0 | 0 | 0
1995 | 9 | 29 | 0 | 0 | 0 | 0 | 0 | 0 | 0 | 0 | 0 | 0 | 0 | 0 | 0
1995 | 9 | 30 | 0 | 0 | 0 | 0 | 0 | 0 | 0 | 0 | 0 | 0 | 0 | 0 | 0
1995 | 10 | 1 | 0 | 0 | 0 | 0 | 0 | 0 | 0 | 0 | 0 | 0 | 0 | 0 | 0
1995 | 10 | 2 | 0 | 0 | 0 | 0 | 0 | 0 | 0 | 0 | 0 | 0 | 0 | 0 | 0
1995 | 10 | 3 | 0.04 | 0.04 | 0 | 0 | 0.04 | 0 | 0 | 0 | 0 | 0 | 0 | 0 | 0
1995 | 10 | 4 | 0.14 | 0.14 | 0.09 | 0 | 0.14 | 0.09 | 0 | 0 | 0 | 0 | 0 | 0 | 0
1995 | 10 | 5 | 1.99 | 1 | 0.95 | 0 | 1 | 0.95 | 0 | 0 | 0 | 0 | 0 | 0 | 0
1995 | 10 | 6 | 0 | 0 | 0 | 0 | 0 | 0 | 0 | 0 | 0 | 0 | 0 | 0 | 0
1995 | 10 | 7 | 0 | 0 | 0 | 0 | 0 | 0 | 0 | 0 | 0 | 0 | 0 | 0 | 0
1995 | 10 | 8 | 0 | 0 | 0 | 0 | 0 | 0 | 0 | 0 | 0 | 0 | 0 | 0 | 0
1995 | 10 | 9 | 0 | 0 | 0 | 0 | 0 | 0 | 0 | 0 | 0 | 0 | 0 | 0 | 0
1995 | 10 | 10 | 0 | 0 | 0 | 0 | 0 | 0 | 0 | 0 | 0 | 0 | 0 | 0 | 0
1995 | 10 | 11 | 0 | 0 | 0 | 0 | 0 | 0 | 0 | 0 | 0 | 0 | 0 | 0 | 0
1995 | 10 | 12 | 0 | 0 | 0 | 0 | 0 | 0 | 0 | 0 | 0 | 0 | 0 | 0 | 0
1995 | 10 | 13 | 0 | 0 | 0 | 0 | 0 | 0 | 0 | 0 | 0 | 0 | 0 | 0 | 0
1995 | 10 | 14 | 3.36 | 1 | 0.95 | 0 | 1 | 0.95 | 0 | 0 | 0 | 0 | 0 | 0 | 0
1995 | 10 | 15 | 0 | 0 | 0 | 0 | 0 | 0 | 0 | 0 | 0 | 0 | 0 | 0 | 0
1995 | 10 | 16 | 0 | 0 | 0 | 0 | 0 | 0 | 0 | 0 | 0 | 0 | 0 | 0 | 0
1995 | 10 | 17 | 0 | 0 | 0 | 0 | 0 | 0 | 0 | 0 | 0 | 0 | 0 | 0 | 0
1995 | 10 | 18 | 0 | 0 | 0 | 0 | 0 | 0 | 0 | 0 | 0 | 0 | 0 | 0 | 0
1995 | 10 | 19 | 0 | 0 | 0 | 0 | 0 | 0 | 0 | 0 | 0 | 0 | 0 | 0 | 0
1995 | 10 | 20 | 0.2 | 0.2 | 0.15 | 0 | 0.2 | 0.15 | 0 | 0 | 0 | 0 | 0 | 0 | 0
1995 | 10 | 21 | 1.73 | 1 | 0.95 | 0 | 1 | 0.95 | 0 | 0 | 0 | 0 | 0 | 0 | 0
1995 | 10 | 22 | 0 | 0 | 0 | 0 | 0 | 0 | 0 | 0 | 0 | 0 | 0 | 0 | 0
1995 | 10 | 23 | 0 | 0 | 0 | 0 | 0 | 0 | 0 | 0 | 0 | 0 | 0 | 0 | 0
1995 | 10 | 24 | 0 | 0 | 0 | 0 | 0 | 0 | 0 | 0 | 0 | 0 | 0 | 0 | 0
1995 | 10 | 25 | 0 | 0 | 0 | 0 | 0 | 0 | 0 | 0 | 0 | 0 | 0 | 0 | 0
1995 | 10 | 26 | 0 | 0 | 0 | 0 | 0 | 0 | 0 | 0 | 0 | 0 | 0 | 0 | 0
1995 | 10 | 27 | 0.93 | 0.93 | 0.88 | 0 | 0.93 | 0.88 | 0 | 0 | 0 | 0 | 0 | 0 | 0
1995 | 10 | 28 | 0.26 | 0.26 | 0.21 | 0 | 0.26 | 0.21 | 0 | 0 | 0 | 0 | 0 | 0 | 0
1995 | 10 | 29 | 0 | 0 | 0 | 0 | 0 | 0 | 0 | 0 | 0 | 0 | 0 | 0 | 0
1995 | 10 | 30 | 0 | 0 | 0 | 0 | 0 | 0 | 0 | 0 | 0 | 0 | 0 | 0 | 0
1995 | 10 | 31 | 0 | 0 | 0 | 0 | 0 | 0 | 0 | 0 | 0 | 0 | 0 | 0 | 0
1995 | 11 | 1 | 0.33 | 0.33 | 0.28 | 0 | 0.33 | 0.28 | 0 | 0 | 0 | 0 | 0 | 0 | 0
1995 | 11 | 2 | 0.12 | 0.12 | 0.07 | 0 | 0.12 | 0.07 | 0 | 0 | 0 | 0 | 0 | 0 | 0
1995 | 11 | 3 | 0.12 | 0.12 | 0.07 | 0 | 0.12 | 0.07 | 0 | 0 | 0 | 0 | 0 | 0 | 0
1995 | 11 | 4 | 0 | 0 | 0 | 0 | 0 | 0 | 0 | 0 | 0 | 0 | 0 | 0 | 0
1995 | 11 | 5 | 0 | 0 | 0 | 0 | 0 | 0 | 0 | 0 | 0 | 0 | 0 | 0 | 0
1995 | 11 | 6 | 0 | 0 | 0 | 0 | 0 | 0 | 0 | 0 | 0 | 0 | 0 | 0 | 0
1995 | 11 | 7 | 0.3 | 0.3 | 0.25 | 0 | 0.3 | 0.25 | 0 | 0 | 0 | 0 | 0 | 0 | 0
1995 | 11 | 8 | 0 | 0 | 0 | 0 | 0 | 0 | 0 | 0 | 0 | 0 | 0 | 0 | 0
1995 | 11 | 9 | 0 | 0 | 0 | 0 | 0 | 0 | 0 | 0 | 0 | 0 | 0 | 0 | 0
1995 | 11 | 10 | 0 | 0 | 0 | 0 | 0 | 0 | 0 | 0 | 0 | 0 | 0 | 0 | 0
1995 | 11 | 11 | 1.15 | 1 | 0.95 | 0 | 1 | 0.95 | 0 | 0 | 0 | 0 | 0 | 0 | 0
1995 | 11 | 12 | 0 | 0 | 0 | 0 | 0 | 0 | 0 | 0 | 0 | 0 | 0 | 0 | 0
1995 | 11 | 13 | 0.01 | 0.01 | 0 | 0 | 0.01 | 0 | 0 | 0 | 0 | 0 | 0 | 0 | 0
1995 | 11 | 14 | 1.31 | 1 | 0.95 | 0 | 1 | 0.95 | 0 | 0 | 0 | 0 | 0 | 0 | 0
1995 | 11 | 15 | 0.06 | 0.06 | 0.01 | 0 | 0.06 | 0.01 | 0 | 0 | 0 | 0 | 0 | 0 | 0
1995 | 11 | 16 | 0 | 0 | 0 | 0 | 0 | 0 | 0 | 0 | 0 | 0 | 0 | 0 | 0
1995 | 11 | 17 | 0 | 0 | 0 | 0 | 0 | 0 | 0 | 0 | 0 | 0 | 0 | 0 | 0
1995 | 11 | 18 | 0 | 0 | 0 | 0 | 0 | 0 | 0 | 0 | 0 | 0 | 0 | 0 | 0
1995 | 11 | 19 | 0 | 0 | 0 | 0 | 0 | 0 | 0 | 0 | 0 | 0 | 0 | 0 | 0
1995 | 11 | 20 | 0 | 0 | 0 | 0 | 0 | 0 | 0 | 0 | 0 | 0 | 0 | 0 | 0
1995 | 11 | 21 | 0 | 0 | 0 | 0 | 0 | 0 | 0 | 0 | 0 | 0 | 0 | 0 | 0
1995 | 11 | 22 | 0 | 0 | 0 | 0 | 0 | 0 | 0 | 0 | 0 | 0 | 0 | 0 | 0
1995 | 11 | 23 | 0.36 | 0.36 | 0.31 | 0 | 0.36 | 0.31 | 0 | 0 | 0 | 0 | 0 | 0 | 0
1995 | 11 | 24 | 0 | 0 | 0 | 0 | 0 | 0 | 0 | 0 | 0 | 0 | 0 | 0 | 0
1995 | 11 | 25 | 0 | 0 | 0 | 0 | 0 | 0 | 0 | 0 | 0 | 0 | 0 | 0 | 0
1995 | 11 | 26 | 0 | 0 | 0 | 0 | 0 | 0 | 0 | 0 | 0 | 0 | 0 | 0 | 0
1995 | 11 | 27 | 0 | 0 | 0 | 0 | 0 | 0 | 0 | 0 | 0 | 0 | 0 | 0 | 0
1995 | 11 | 28 | 0.43 | 0.43 | 0.38 | 0 | 0.43 | 0.38 | 0 | 0 | 0 | 0 | 0 | 0 | 0
1995 | 11 | 29 | 0.58 | 0.58 | 0.53 | 0 | 0.58 | 0.53 | 0 | 0 | 0 | 0 | 0 | 0 | 0
1995 | 11 | 30 | 0 | 0 | 0 | 0 | 0 | 0 | 0 | 0 | 0 | 0 | 0 | 0 | 0
1995 | 12 | 1 | 0 | 0 | 0 | 0 | 0 | 0 | 0 | 0 | 0 | 0 | 0 | 0 | 0
1995 | 12 | 2 | 0 | 0 | 0 | 0 | 0 | 0 | 0 | 0 | 0 | 0 | 0 | 0 | 0
1995 | 12 | 3 | 0 | 0 | 0 | 0 | 0 | 0 | 0 | 0 | 0 | 0 | 0 | 0 | 0
1995 | 12 | 4 | 0 | 0 | 0 | 0 | 0 | 0 | 0 | 0 | 0 | 0 | 0 | 0 | 0
1995 | 12 | 5 | 0.02 | 0.02 | 0 | 0 | 0.02 | 0 | 0 | 0 | 0 | 0 | 0 | 0 | 0
1995 | 12 | 6 | 0 | 0 | 0 | 0 | 0 | 0 | 0 | 0 | 0 | 0 | 0 | 0 | 0
1995 | 12 | 7 | 0 | 0 | 0 | 0 | 0 | 0 | 0 | 0 | 0 | 0 | 0 | 0 | 0
1995 | 12 | 8 | 0 | 0 | 0 | 0 | 0 | 0 | 0 | 0 | 0 | 0 | 0 | 0 | 0
1995 | 12 | 9 | 0.28 | 0.28 | 0.23 | 0 | 0.28 | 0.23 | 0 | 0 | 0 | 0 | 0 | 0 | 0
1995 | 12 | 10 | 0 | 0 | 0 | 0 | 0 | 0 | 0 | 0 | 0 | 0 | 0 | 0 | 0
1995 | 12 | 11 | 0 | 0 | 0 | 0 | 0 | 0 | 0 | 0 | 0 | 0 | 0 | 0 | 0
1995 | 12 | 12 | 0 | 0 | 0 | 0 | 0 | 0 | 0 | 0 | 0 | 0 | 0 | 0 | 0
1995 | 12 | 13 | 0.02 | 0.02 | 0 | 0 | 0.02 | 0 | 0 | 0 | 0 | 0 | 0 | 0 | 0
1995 | 12 | 14 | 0.03 | 0.03 | 0 | 0 | 0.03 | 0 | 0 | 0 | 0 | 0 | 0 | 0 | 0
1995 | 12 | 15 | 0.02 | 0.02 | 0 | 0 | 0.02 | 0 | 0 | 0 | 0 | 0 | 0 | 0 | 0
1995 | 12 | 16 | 0.66 | 0.66 | 0.61 | 0 | 0.66 | 0.61 | 0 | 0 | 0 | 0 | 0 | 0 | 0
1995 | 12 | 17 | 0 | 0 | 0 | 0 | 0 | 0 | 0 | 0 | 0 | 0 | 0 | 0 | 0
1995 | 12 | 18 | 0.28 | 0.28 | 0.23 | 0 | 0.28 | 0.23 | 0 | 0 | 0 | 0 | 0 | 0 | 0
1995 | 12 | 19 | 0.81 | 0.81 | 0.76 | 0 | 0.81 | 0.76 | 0 | 0 | 0 | 0 | 0 | 0 | 0
1995 | 12 | 20 | 0.01 | 0.01 | 0 | 0 | 0.01 | 0 | 0 | 0 | 0 | 0 | 0 | 0 | 0
1995 | 12 | 21 | 0 | 0 | 0 | 0 | 0 | 0 | 0 | 0 | 0 | 0 | 0 | 0 | 0
1995 | 12 | 22 | 0 | 0 | 0 | 0 | 0 | 0 | 0 | 0 | 0 | 0 | 0 | 0 | 0
1995 | 12 | 23 | 0 | 0 | 0 | 0 | 0 | 0 | 0 | 0 | 0 | 0 | 0 | 0 | 0
1995 | 12 | 24 | 0 | 0 | 0 | 0 | 0 | 0 | 0 | 0 | 0 | 0 | 0 | 0 | 0
1995 | 12 | 25 | 0 | 0 | 0 | 0 | 0 | 0 | 0 | 0 | 0 | 0 | 0 | 0 | 0
1995 | 12 | 26 | 0 | 0 | 0 | 0 | 0 | 0 | 0 | 0 | 0 | 0 | 0 | 0 | 0
1995 | 12 | 27 | 0 | 0 | 0 | 0 | 0 | 0 | 0 | 0 | 0 | 0 | 0 | 0 | 0
1995 | 12 | 28 | 0 | 0 | 0 | 0 | 0 | 0 | 0 | 0 | 0 | 0 | 0 | 0 | 0
1995 | 12 | 29 | 0 | 0 | 0 | 0 | 0 | 0 | 0 | 0 | 0 | 0 | 0 | 0 | 0
1995 | 12 | 30 | 0 | 0 | 0 | 0 | 0 | 0 | 0 | 0 | 0 | 0 | 0 | 0 | 0
1995 | 12 | 31 | 0.04 | 0.04 | 0 | 0 | 0.04 | 0 | 0 | 0 | 0 | 0 | 0 | 0 | 0
1996 | 1 | 1 | 0.03 | 0.03 | 0 | 0 | 0.03 | 0 | 0 | 0 | 0 | 0 | 0 | 0 | 0
1996 | 1 | 2 | 1.15 | 1 | 0.95 | 0 | 1 | 0.95 | 0 | 0 | 0 | 0 | 0 | 0 | 0
1996 | 1 | 3 | 0.03 | 0.03 | 0 | 0 | 0.03 | 0 | 0 | 0 | 0 | 0 | 0 | 0 | 0
1996 | 1 | 4 | 0 | 0 | 0 | 0 | 0 | 0 | 0 | 0 | 0 | 0 | 0 | 0 | 0
1996 | 1 | 5 | 0 | 0 | 0 | 0 | 0 | 0 | 0 | 0 | 0 | 0 | 0 | 0 | 0
1996 | 1 | 6 | 0.11 | 0.11 | 0.06 | 0 | 0.11 | 0.06 | 0 | 0 | 0 | 0 | 0 | 0 | 0
1996 | 1 | 7 | 1.19 | 1 | 0.95 | 0 | 1 | 0.95 | 0 | 0 | 0 | 0 | 0 | 0 | 0
1996 | 1 | 8 | 0.16 | 0.16 | 0.11 | 0 | 0.16 | 0.11 | 0 | 0 | 0 | 0 | 0 | 0 | 0
1996 | 1 | 9 | 0.26 | 0.26 | 0.21 | 0 | 0.26 | 0.21 | 0 | 0 | 0 | 0 | 0 | 0 | 0
1996 | 1 | 10 | 0.01 | 0.01 | 0 | 0 | 0.01 | 0 | 0 | 0 | 0 | 0 | 0 | 0 | 0
1996 | 1 | 11 | 0 | 0 | 0 | 0 | 0 | 0 | 0 | 0 | 0 | 0 | 0 | 0 | 0
1996 | 1 | 12 | 0.43 | 0.43 | 0.38 | 0 | 0.43 | 0.38 | 0 | 0 | 0 | 0 | 0 | 0 | 0
1996 | 1 | 13 | 0 | 0 | 0 | 0 | 0 | 0 | 0 | 0 | 0 | 0 | 0 | 0 | 0
1996 | 1 | 14 | 0 | 0 | 0 | 0 | 0 | 0 | 0 | 0 | 0 | 0 | 0 | 0 | 0
1996 | 1 | 15 | 0 | 0 | 0 | 0 | 0 | 0 | 0 | 0 | 0 | 0 | 0 | 0 | 0
1996 | 1 | 16 | 0 | 0 | 0 | 0 | 0 | 0 | 0 | 0 | 0 | 0 | 0 | 0 | 0
1996 | 1 | 17 | 0 | 0 | 0 | 0 | 0 | 0 | 0 | 0 | 0 | 0 | 0 | 0 | 0
1996 | 1 | 18 | 0.07 | 0.07 | 0.02 | 0 | 0.07 | 0.02 | 0 | 0 | 0 | 0 | 0 | 0 | 0
1996 | 1 | 19 | 0.79 | 0.79 | 0.74 | 0 | 0.79 | 0.74 | 0 | 0 | 0 | 0 | 0 | 0 | 0
1996 | 1 | 20 | 0 | 0 | 0 | 0 | 0 | 0 | 0 | 0 | 0 | 0 | 0 | 0 | 0
1996 | 1 | 21 | 0 | 0 | 0 | 0 | 0 | 0 | 0 | 0 | 0 | 0 | 0 | 0 | 0
1996 | 1 | 22 | 0 | 0 | 0 | 0 | 0 | 0 | 0 | 0 | 0 | 0 | 0 | 0 | 0
1996 | 1 | 23 | 0 | 0 | 0 | 0 | 0 | 0 | 0 | 0 | 0 | 0 | 0 | 0 | 0
1996 | 1 | 24 | 0.22 | 0.22 | 0.17 | 0 | 0.22 | 0.17 | 0 | 0 | 0 | 0 | 0 | 0 | 0
1996 | 1 | 25 | 0 | 0 | 0 | 0 | 0 | 0 | 0 | 0 | 0 | 0 | 0 | 0 | 0
1996 | 1 | 26 | 0.01 | 0.01 | 0 | 0 | 0.01 | 0 | 0 | 0 | 0 | 0 | 0 | 0 | 0
1996 | 1 | 27 | 0.55 | 0.55 | 0.5 | 0 | 0.55 | 0.5 | 0 | 0 | 0 | 0 | 0 | 0 | 0
1996 | 1 | 28 | 0 | 0 | 0 | 0 | 0 | 0 | 0 | 0 | 0 | 0 | 0 | 0 | 0
1996 | 1 | 29 | 0 | 0 | 0 | 0 | 0 | 0 | 0 | 0 | 0 | 0 | 0 | 0 | 0
1996 | 1 | 30 | 0 | 0 | 0 | 0 | 0 | 0 | 0 | 0 | 0 | 0 | 0 | 0 | 0
1996 | 1 | 31 | 0 | 0 | 0 | 0 | 0 | 0 | 0 | 0 | 0 | 0 | 0 | 0 | 0
1996 | 2 | 1 | 0 | 0 | 0 | 0 | 0 | 0 | 0 | 0 | 0 | 0 | 0 | 0 | 0
1996 | 2 | 2 | 0.48 | 0.48 | 0.43 | 0 | 0.48 | 0.43 | 0 | 0 | 0 | 0 | 0 | 0 | 0
1996 | 2 | 3 | 0.27 | 0.27 | 0.22 | 0 | 0.27 | 0.22 | 0 | 0 | 0 | 0 | 0 | 0 | 0
1996 | 2 | 4 | 0 | 0 | 0 | 0 | 0 | 0 | 0 | 0 | 0 | 0 | 0 | 0 | 0
1996 | 2 | 5 | 0 | 0 | 0 | 0 | 0 | 0 | 0 | 0 | 0 | 0 | 0 | 0 | 0
1996 | 2 | 6 | 0 | 0 | 0 | 0 | 0 | 0 | 0 | 0 | 0 | 0 | 0 | 0 | 0
1996 | 2 | 7 | 0.08 | 0.08 | 0.03 | 0 | 0.08 | 0.03 | 0 | 0 | 0 | 0 | 0 | 0 | 0
1996 | 2 | 8 | 0.21 | 0.21 | 0.16 | 0 | 0.21 | 0.16 | 0 | 0 | 0 | 0 | 0 | 0 | 0
1996 | 2 | 9 | 0 | 0 | 0 | 0 | 0 | 0 | 0 | 0 | 0 | 0 | 0 | 0 | 0
1996 | 2 | 10 | 0 | 0 | 0 | 0 | 0 | 0 | 0 | 0 | 0 | 0 | 0 | 0 | 0
1996 | 2 | 11 | 0 | 0 | 0 | 0 | 0 | 0 | 0 | 0 | 0 | 0 | 0 | 0 | 0
1996 | 2 | 12 | 0 | 0 | 0 | 0 | 0 | 0 | 0 | 0 | 0 | 0 | 0 | 0 | 0
1996 | 2 | 13 | 0 | 0 | 0 | 0 | 0 | 0 | 0 | 0 | 0 | 0 | 0 | 0 | 0
1996 | 2 | 14 | 0 | 0 | 0 | 0 | 0 | 0 | 0 | 0 | 0 | 0 | 0 | 0 | 0
1996 | 2 | 15 | 0 | 0 | 0 | 0 | 0 | 0 | 0 | 0 | 0 | 0 | 0 | 0 | 0
1996 | 2 | 16 | 0.22 | 0.22 | 0.17 | 0 | 0.22 | 0.17 | 0 | 0 | 0 | 0 | 0 | 0 | 0
1996 | 2 | 17 | 0 | 0 | 0 | 0 | 0 | 0 | 0 | 0 | 0 | 0 | 0 | 0 | 0
1996 | 2 | 18 | 0 | 0 | 0 | 0 | 0 | 0 | 0 | 0 | 0 | 0 | 0 | 0 | 0
1996 | 2 | 19 | 0 | 0 | 0 | 0 | 0 | 0 | 0 | 0 | 0 | 0 | 0 | 0 | 0
1996 | 2 | 20 | 0.42 | 0.42 | 0.37 | 0 | 0.42 | 0.37 | 0 | 0 | 0 | 0 | 0 | 0 | 0
1996 | 2 | 21 | 0.09 | 0.09 | 0.04 | 0 | 0.09 | 0.04 | 0 | 0 | 0 | 0 | 0 | 0 | 0
1996 | 2 | 22 | 0.16 | 0.16 | 0.11 | 0 | 0.16 | 0.11 | 0 | 0 | 0 | 0 | 0 | 0 | 0
1996 | 2 | 23 | 0 | 0 | 0 | 0 | 0 | 0 | 0 | 0 | 0 | 0 | 0 | 0 | 0
1996 | 2 | 24 | 0 | 0 | 0 | 0 | 0 | 0 | 0 | 0 | 0 | 0 | 0 | 0 | 0
1996 | 2 | 25 | 0 | 0 | 0 | 0 | 0 | 0 | 0 | 0 | 0 | 0 | 0 | 0 | 0
1996 | 2 | 26 | 0.04 | 0.04 | 0 | 0 | 0.04 | 0 | 0 | 0 | 0 | 0 | 0 | 0 | 0
1996 | 2 | 27 | 0.01 | 0.01 | 0 | 0 | 0.01 | 0 | 0 | 0 | 0 | 0 | 0 | 0 | 0
1996 | 2 | 28 | 0.01 | 0.01 | 0 | 0 | 0.01 | 0 | 0 | 0 | 0 | 0 | 0 | 0 | 0
1996 | 2 | 29 | 0 | 0 | 0 | 0 | 0 | 0 | 0 | 0 | 0 | 0 | 0 | 0 | 0
1996 | 3 | 1 | 0 | 0 | 0 | 0 | 0 | 0 | 0 | 0 | 0 | 0 | 0 | 0 | 0
1996 | 3 | 2 | 0.1 | 0.1 | 0.05 | 0 | 0.1 | 0.05 | 0 | 0 | 0 | 0 | 0 | 0 | 0
1996 | 3 | 3 | 0 | 0 | 0 | 0 | 0 | 0 | 0 | 0 | 0 | 0 | 0 | 0 | 0
1996 | 3 | 4 | 0 | 0 | 0 | 0 | 0 | 0 | 0 | 0 | 0 | 0 | 0 | 0 | 0
1996 | 3 | 5 | 0 | 0 | 0 | 0 | 0 | 0 | 0 | 0 | 0 | 0 | 0 | 0 | 0
1996 | 3 | 6 | 0.46 | 0.46 | 0.41 | 0 | 0.46 | 0.41 | 0 | 0 | 0 | 0 | 0 | 0 | 0
1996 | 3 | 7 | 0.4 | 0.4 | 0.35 | 0 | 0.4 | 0.35 | 0 | 0 | 0 | 0 | 0 | 0 | 0
1996 | 3 | 8 | 0.1 | 0.1 | 0.05 | 0 | 0.1 | 0.05 | 0 | 0 | 0 | 0 | 0 | 0 | 0
1996 | 3 | 9 | 0 | 0 | 0 | 0 | 0 | 0 | 0 | 0 | 0 | 0 | 0 | 0 | 0
1996 | 3 | 10 | 0 | 0 | 0 | 0 | 0 | 0 | 0 | 0 | 0 | 0 | 0 | 0 | 0
1996 | 3 | 11 | 0 | 0 | 0 | 0 | 0 | 0 | 0 | 0 | 0 | 0 | 0 | 0 | 0
1996 | 3 | 12 | 0 | 0 | 0 | 0 | 0 | 0 | 0 | 0 | 0 | 0 | 0 | 0 | 0
1996 | 3 | 13 | 0 | 0 | 0 | 0 | 0 | 0 | 0 | 0 | 0 | 0 | 0 | 0 | 0
1996 | 3 | 14 | 0 | 0 | 0 | 0 | 0 | 0 | 0 | 0 | 0 | 0 | 0 | 0 | 0
1996 | 3 | 15 | 0.09 | 0.09 | 0.04 | 0 | 0.09 | 0.04 | 0 | 0 | 0 | 0 | 0 | 0 | 0
1996 | 3 | 16 | 0 | 0 | 0 | 0 | 0 | 0 | 0 | 0 | 0 | 0 | 0 | 0 | 0
1996 | 3 | 17 | 0.06 | 0.06 | 0.01 | 0 | 0.06 | 0.01 | 0 | 0 | 0 | 0 | 0 | 0 | 0
1996 | 3 | 18 | 0 | 0 | 0 | 0 | 0 | 0 | 0 | 0 | 0 | 0 | 0 | 0 | 0
1996 | 3 | 19 | 1.01 | 1 | 0.95 | 0 | 1 | 0.95 | 0 | 0 | 0 | 0 | 0 | 0 | 0
1996 | 3 | 20 | 0 | 0 | 0 | 0 | 0 | 0 | 0 | 0 | 0 | 0 | 0 | 0 | 0
1996 | 3 | 21 | 0 | 0 | 0 | 0 | 0 | 0 | 0 | 0 | 0 | 0 | 0 | 0 | 0
1996 | 3 | 22 | 0 | 0 | 0 | 0 | 0 | 0 | 0 | 0 | 0 | 0 | 0 | 0 | 0
1996 | 3 | 23 | 0 | 0 | 0 | 0 | 0 | 0 | 0 | 0 | 0 | 0 | 0 | 0 | 0
1996 | 3 | 24 | 0 | 0 | 0 | 0 | 0 | 0 | 0 | 0 | 0 | 0 | 0 | 0 | 0
1996 | 3 | 25 | 0 | 0 | 0 | 0 | 0 | 0 | 0 | 0 | 0 | 0 | 0 | 0 | 0
1996 | 3 | 26 | 0 | 0 | 0 | 0 | 0 | 0 | 0 | 0 | 0 | 0 | 0 | 0 | 0
1996 | 3 | 27 | 0 | 0 | 0 | 0 | 0 | 0 | 0 | 0 | 0 | 0 | 0 | 0 | 0
1996 | 3 | 28 | 1.18 | 1 | 0.95 | 0 | 1 | 0.95 | 0 | 0 | 0 | 0 | 0 | 0 | 0
1996 | 3 | 29 | 0.2 | 0.2 | 0.15 | 0 | 0.2 | 0.15 | 0 | 0 | 0 | 0 | 0 | 0 | 0
1996 | 3 | 30 | 0 | 0 | 0 | 0 | 0 | 0 | 0 | 0 | 0 | 0 | 0 | 0 | 0
1996 | 3 | 31 | 0 | 0 | 0 | 0 | 0 | 0 | 0 | 0 | 0 | 0 | 0 | 0 | 0
1996 | 4 | 1 | 0.95 | 0.95 | 0.9 | 0 | 0.95 | 0.9 | 0 | 0 | 0 | 0 | 0 | 0 | 0
1996 | 4 | 2 | 0 | 0 | 0 | 0 | 0 | 0 | 0 | 0 | 0 | 0 | 0 | 0 | 0
1996 | 4 | 3 | 0 | 0 | 0 | 0 | 0 | 0 | 0 | 0 | 0 | 0 | 0 | 0 | 0
1996 | 4 | 4 | 0 | 0 | 0 | 0 | 0 | 0 | 0 | 0 | 0 | 0 | 0 | 0 | 0
1996 | 4 | 5 | 0 | 0 | 0 | 0 | 0 | 0 | 0 | 0 | 0 | 0 | 0 | 0 | 0
1996 | 4 | 6 | 0.03 | 0.03 | 0 | 0 | 0.03 | 0 | 0 | 0 | 0 | 0 | 0 | 0 | 0
1996 | 4 | 7 | 0 | 0 | 0 | 0 | 0 | 0 | 0 | 0 | 0 | 0 | 0 | 0 | 0
1996 | 4 | 8 | 0 | 0 | 0 | 0 | 0 | 0 | 0 | 0 | 0 | 0 | 0 | 0 | 0
1996 | 4 | 9 | 0.37 | 0.37 | 0.32 | 0 | 0.37 | 0.32 | 0 | 0 | 0 | 0 | 0 | 0 | 0
1996 | 4 | 10 | 0.02 | 0.02 | 0 | 0 | 0.02 | 0 | 0 | 0 | 0 | 0 | 0 | 0 | 0
1996 | 4 | 11 | 0 | 0 | 0 | 0 | 0 | 0 | 0 | 0 | 0 | 0 | 0 | 0 | 0
1996 | 4 | 12 | 0 | 0 | 0 | 0 | 0 | 0 | 0 | 0 | 0 | 0 | 0 | 0 | 0
1996 | 4 | 13 | 0 | 0 | 0 | 0 | 0 | 0 | 0 | 0 | 0 | 0 | 0 | 0 | 0
1996 | 4 | 14 | 0 | 0 | 0 | 0 | 0 | 0 | 0 | 0 | 0 | 0 | 0 | 0 | 0
1996 | 4 | 15 | 0.89 | 0.89 | 0.84 | 0 | 0.89 | 0.84 | 0 | 0 | 0 | 0 | 0 | 0 | 0
1996 | 4 | 16 | 0.21 | 0.21 | 0.16 | 0 | 0.21 | 0.16 | 0 | 0 | 0 | 0 | 0 | 0 | 0
1996 | 4 | 17 | 0 | 0 | 0 | 0 | 0 | 0 | 0 | 0 | 0 | 0 | 0 | 0 | 0
1996 | 4 | 18 | 0 | 0 | 0 | 0 | 0 | 0 | 0 | 0 | 0 | 0 | 0 | 0 | 0
1996 | 4 | 19 | 0 | 0 | 0 | 0 | 0 | 0 | 0 | 0 | 0 | 0 | 0 | 0 | 0
1996 | 4 | 20 | 0 | 0 | 0 | 0 | 0 | 0 | 0 | 0 | 0 | 0 | 0 | 0 | 0
1996 | 4 | 21 | 0 | 0 | 0 | 0 | 0 | 0 | 0 | 0 | 0 | 0 | 0 | 0 | 0
1996 | 4 | 22 | 0 | 0 | 0 | 0 | 0 | 0 | 0 | 0 | 0 | 0 | 0 | 0 | 0
1996 | 4 | 23 | 0.13 | 0.13 | 0.08 | 0 | 0.13 | 0.08 | 0 | 0 | 0 | 0 | 0 | 0 | 0
1996 | 4 | 24 | 0 | 0 | 0 | 0 | 0 | 0 | 0 | 0 | 0 | 0 | 0 | 0 | 0
1996 | 4 | 25 | 0 | 0 | 0 | 0 | 0 | 0 | 0 | 0 | 0 | 0 | 0 | 0 | 0
1996 | 4 | 26 | 0.02 | 0.02 | 0 | 0 | 0.02 | 0 | 0 | 0 | 0 | 0 | 0 | 0 | 0
1996 | 4 | 27 | 0 | 0 | 0 | 0 | 0 | 0 | 0 | 0 | 0 | 0 | 0 | 0 | 0
1996 | 4 | 28 | 0 | 0 | 0 | 0 | 0 | 0 | 0 | 0 | 0 | 0 | 0 | 0 | 0
1996 | 4 | 29 | 0 | 0 | 0 | 0 | 0 | 0 | 0 | 0 | 0 | 0 | 0 | 0 | 0
1996 | 4 | 30 | 0.55 | 0.55 | 0.5 | 0 | 0.55 | 0.5 | 0 | 0 | 0 | 0 | 0 | 0 | 0
1996 | 5 | 1 | 0 | 0 | 0 | 0 | 0 | 0 | 0 | 0 | 0 | 0 | 0 | 0 | 0
1996 | 5 | 2 | 0 | 0 | 0 | 0 | 0 | 0 | 0 | 0 | 0 | 0 | 0 | 0 | 0
1996 | 5 | 3 | 0.05 | 0.05 | 0 | 0 | 0.05 | 0 | 0 | 0 | 0 | 0 | 0 | 0 | 0
1996 | 5 | 4 | 0.87 | 0.87 | 0.82 | 0 | 0.87 | 0.82 | 0 | 0 | 0 | 0 | 0 | 0 | 0
1996 | 5 | 5 | 0.76 | 0.76 | 0.71 | 0 | 0.76 | 0.71 | 0 | 0 | 0 | 0 | 0 | 0 | 0
1996 | 5 | 6 | 0 | 0 | 0 | 0 | 0 | 0 | 0 | 0 | 0 | 0 | 0 | 0 | 0
1996 | 5 | 7 | 0.35 | 0.35 | 0.3 | 0 | 0.35 | 0.3 | 0 | 0 | 0 | 0 | 0 | 0 | 0
1996 | 5 | 8 | 0.26 | 0.26 | 0.21 | 0 | 0.26 | 0.21 | 0 | 0 | 0 | 0 | 0 | 0 | 0
1996 | 5 | 9 | 0.32 | 0.32 | 0.27 | 0 | 0.32 | 0.27 | 0 | 0 | 0 | 0 | 0 | 0 | 0
1996 | 5 | 10 | 0 | 0 | 0 | 0 | 0 | 0 | 0 | 0 | 0 | 0 | 0 | 0 | 0
1996 | 5 | 11 | 0.39 | 0.39 | 0.34 | 0 | 0.39 | 0.34 | 0 | 0 | 0 | 0 | 0 | 0 | 0
1996 | 5 | 12 | 0 | 0 | 0 | 0 | 0 | 0 | 0 | 0 | 0 | 0 | 0 | 0 | 0
1996 | 5 | 13 | 0 | 0 | 0 | 0 | 0 | 0 | 0 | 0 | 0 | 0 | 0 | 0 | 0
1996 | 5 | 14 | 0 | 0 | 0 | 0 | 0 | 0 | 0 | 0 | 0 | 0 | 0 | 0 | 0
1996 | 5 | 15 | 0.07 | 0.07 | 0.02 | 0 | 0.07 | 0.02 | 0 | 0 | 0 | 0 | 0 | 0 | 0
1996 | 5 | 16 | 0.26 | 0.26 | 0.21 | 0 | 0.26 | 0.21 | 0 | 0 | 0 | 0 | 0 | 0 | 0
1996 | 5 | 17 | 0.07 | 0.07 | 0.02 | 0 | 0.07 | 0.02 | 0 | 0 | 0 | 0 | 0 | 0 | 0
1996 | 5 | 18 | 0 | 0 | 0 | 0 | 0 | 0 | 0 | 0 | 0 | 0 | 0 | 0 | 0
1996 | 5 | 19 | 0 | 0 | 0 | 0 | 0 | 0 | 0 | 0 | 0 | 0 | 0 | 0 | 0
1996 | 5 | 20 | 0 | 0 | 0 | 0 | 0 | 0 | 0 | 0 | 0 | 0 | 0 | 0 | 0
1996 | 5 | 21 | 0.53 | 0.53 | 0.48 | 0 | 0.53 | 0.48 | 0 | 0 | 0 | 0 | 0 | 0 | 0
1996 | 5 | 22 | 0 | 0 | 0 | 0 | 0 | 0 | 0 | 0 | 0 | 0 | 0 | 0 | 0
1996 | 5 | 23 | 0 | 0 | 0 | 0 | 0 | 0 | 0 | 0 | 0 | 0 | 0 | 0 | 0
1996 | 5 | 24 | 0 | 0 | 0 | 0 | 0 | 0 | 0 | 0 | 0 | 0 | 0 | 0 | 0
1996 | 5 | 25 | 0 | 0 | 0 | 0 | 0 | 0 | 0 | 0 | 0 | 0 | 0 | 0 | 0
1996 | 5 | 26 | 0.08 | 0.08 | 0.03 | 0 | 0.08 | 0.03 | 0 | 0 | 0 | 0 | 0 | 0 | 0
1996 | 5 | 27 | 0.31 | 0.31 | 0.26 | 0 | 0.31 | 0.26 | 0 | 0 | 0 | 0 | 0 | 0 | 0
1996 | 5 | 28 | 0.29 | 0.29 | 0.24 | 0 | 0.29 | 0.24 | 0 | 0 | 0 | 0 | 0 | 0 | 0
1996 | 5 | 29 | 0.35 | 0.35 | 0.3 | 0 | 0.35 | 0.3 | 0 | 0 | 0 | 0 | 0 | 0 | 0
1996 | 5 | 30 | 0 | 0 | 0 | 0 | 0 | 0 | 0 | 0 | 0 | 0 | 0 | 0 | 0
1996 | 5 | 31 | 0 | 0 | 0 | 0 | 0 | 0 | 0 | 0 | 0 | 0 | 0 | 0 | 0
1996 | 6 | 1 | 0 | 0 | 0 | 0 | 0 | 0 | 0 | 0 | 0 | 0 | 0 | 0 | 0
1996 | 6 | 2 | 0 | 0 | 0 | 0 | 0 | 0 | 0 | 0 | 0 | 0 | 0 | 0 | 0
1996 | 6 | 3 | 0 | 0 | 0 | 0 | 0 | 0 | 0 | 0 | 0 | 0 | 0 | 0 | 0
1996 | 6 | 4 | 0.2 | 0.2 | 0.15 | 0 | 0.2 | 0.15 | 0 | 0 | 0 | 0 | 0 | 0 | 0
1996 | 6 | 5 | 0 | 0 | 0 | 0 | 0 | 0 | 0 | 0 | 0 | 0 | 0 | 0 | 0
1996 | 6 | 6 | 0 | 0 | 0 | 0 | 0 | 0 | 0 | 0 | 0 | 0 | 0 | 0 | 0
1996 | 6 | 7 | 0 | 0 | 0 | 0 | 0 | 0 | 0 | 0 | 0 | 0 | 0 | 0 | 0
1996 | 6 | 8 | 0 | 0 | 0 | 0 | 0 | 0 | 0 | 0 | 0 | 0 | 0 | 0 | 0
1996 | 6 | 9 | 0.38 | 0.38 | 0.33 | 0 | 0.38 | 0.33 | 0 | 0 | 0 | 0 | 0 | 0 | 0
1996 | 6 | 10 | 0 | 0 | 0 | 0 | 0 | 0 | 0 | 0 | 0 | 0 | 0 | 0 | 0
1996 | 6 | 11 | 0 | 0 | 0 | 0 | 0 | 0 | 0 | 0 | 0 | 0 | 0 | 0 | 0
1996 | 6 | 12 | 0 | 0 | 0 | 0 | 0 | 0 | 0 | 0 | 0 | 0 | 0 | 0 | 0
1996 | 6 | 13 | 0 | 0 | 0 | 0 | 0 | 0 | 0 | 0 | 0 | 0 | 0 | 0 | 0
1996 | 6 | 14 | 0 | 0 | 0 | 0 | 0 | 0 | 0 | 0 | 0 | 0 | 0 | 0 | 0
1996 | 6 | 15 | 0 | 0 | 0 | 0 | 0 | 0 | 0 | 0 | 0 | 0 | 0 | 0 | 0
1996 | 6 | 16 | 0 | 0 | 0 | 0 | 0 | 0 | 0 | 0 | 0 | 0 | 0 | 0 | 0
1996 | 6 | 17 | 0.03 | 0.03 | 0 | 0 | 0.03 | 0 | 0 | 0 | 0 | 0 | 0 | 0 | 0
1996 | 6 | 18 | 0.72 | 0.72 | 0.67 | 0 | 0.72 | 0.67 | 0 | 0 | 0 | 0 | 0 | 0 | 0
1996 | 6 | 19 | 0.15 | 0.15 | 0.1 | 0 | 0.15 | 0.1 | 0 | 0 | 0 | 0 | 0 | 0 | 0
1996 | 6 | 20 | 0.61 | 0.61 | 0.56 | 0 | 0.61 | 0.56 | 0 | 0 | 0 | 0 | 0 | 0 | 0
1996 | 6 | 21 | 0 | 0 | 0 | 0 | 0 | 0 | 0 | 0 | 0 | 0 | 0 | 0 | 0
1996 | 6 | 22 | 0 | 0 | 0 | 0 | 0 | 0 | 0 | 0 | 0 | 0 | 0 | 0 | 0
1996 | 6 | 23 | 0 | 0 | 0 | 0 | 0 | 0 | 0 | 0 | 0 | 0 | 0 | 0 | 0
1996 | 6 | 24 | 0.74 | 0.74 | 0.69 | 0 | 0.74 | 0.69 | 0 | 0 | 0 | 0 | 0 | 0 | 0
1996 | 6 | 25 | 0 | 0 | 0 | 0 | 0 | 0 | 0 | 0 | 0 | 0 | 0 | 0 | 0
1996 | 6 | 26 | 0 | 0 | 0 | 0 | 0 | 0 | 0 | 0 | 0 | 0 | 0 | 0 | 0
1996 | 6 | 27 | 0 | 0 | 0 | 0 | 0 | 0 | 0 | 0 | 0 | 0 | 0 | 0 | 0
1996 | 6 | 28 | 0 | 0 | 0 | 0 | 0 | 0 | 0 | 0 | 0 | 0 | 0 | 0 | 0
1996 | 6 | 29 | 0.01 | 0.01 | 0 | 0 | 0.01 | 0 | 0 | 0 | 0 | 0 | 0 | 0 | 0
1996 | 6 | 30 | 0.3 | 0.3 | 0.25 | 0 | 0.3 | 0.25 | 0 | 0 | 0 | 0 | 0 | 0 | 0
1996 | 7 | 1 | 0 | 0 | 0 | 0 | 0 | 0 | 0 | 0 | 0 | 0 | 0 | 0 | 0
1996 | 7 | 2 | 0 | 0 | 0 | 0 | 0 | 0 | 0 | 0 | 0 | 0 | 0 | 0 | 0
1996 | 7 | 3 | 0.18 | 0.18 | 0.13 | 0 | 0.18 | 0.13 | 0 | 0 | 0 | 0 | 0 | 0 | 0
1996 | 7 | 4 | 0 | 0 | 0 | 0 | 0 | 0 | 0 | 0 | 0 | 0 | 0 | 0 | 0
1996 | 7 | 5 | 0 | 0 | 0 | 0 | 0 | 0 | 0 | 0 | 0 | 0 | 0 | 0 | 0
1996 | 7 | 6 | 0 | 0 | 0 | 0 | 0 | 0 | 0 | 0 | 0 | 0 | 0 | 0 | 0
1996 | 7 | 7 | 0 | 0 | 0 | 0 | 0 | 0 | 0 | 0 | 0 | 0 | 0 | 0 | 0
1996 | 7 | 8 | 0 | 0 | 0 | 0 | 0 | 0 | 0 | 0 | 0 | 0 | 0 | 0 | 0
1996 | 7 | 9 | 0.54 | 0.54 | 0.49 | 0 | 0.54 | 0.49 | 0 | 0 | 0 | 0 | 0 | 0 | 0
1996 | 7 | 10 | 0 | 0 | 0 | 0 | 0 | 0 | 0 | 0 | 0 | 0 | 0 | 0 | 0
1996 | 7 | 11 | 0 | 0 | 0 | 0 | 0 | 0 | 0 | 0 | 0 | 0 | 0 | 0 | 0
1996 | 7 | 12 | 0.62 | 0.62 | 0.57 | 0 | 0.62 | 0.57 | 0 | 0 | 0 | 0 | 0 | 0 | 0
1996 | 7 | 13 | 1.06 | 1 | 0.95 | 0 | 1 | 0.95 | 0 | 0 | 0 | 0 | 0 | 0 | 0
1996 | 7 | 14 | 0 | 0 | 0 | 0 | 0 | 0 | 0 | 0 | 0 | 0 | 0 | 0 | 0
1996 | 7 | 15 | 0.06 | 0.06 | 0.01 | 0 | 0.06 | 0.01 | 0 | 0 | 0 | 0 | 0 | 0 | 0
1996 | 7 | 16 | 0 | 0 | 0 | 0 | 0 | 0 | 0 | 0 | 0 | 0 | 0 | 0 | 0
1996 | 7 | 17 | 0 | 0 | 0 | 0 | 0 | 0 | 0 | 0 | 0 | 0 | 0 | 0 | 0
1996 | 7 | 18 | 0.29 | 0.29 | 0.24 | 0 | 0.29 | 0.24 | 0 | 0 | 0 | 0 | 0 | 0 | 0
1996 | 7 | 19 | 1.15 | 1 | 0.95 | 0 | 1 | 0.95 | 0 | 0 | 0 | 0 | 0 | 0 | 0
1996 | 7 | 20 | 0 | 0 | 0 | 0 | 0 | 0 | 0 | 0 | 0 | 0 | 0 | 0 | 0
1996 | 7 | 21 | 0 | 0 | 0 | 0 | 0 | 0 | 0 | 0 | 0 | 0 | 0 | 0 | 0
1996 | 7 | 22 | 0.08 | 0.08 | 0.03 | 0 | 0.08 | 0.03 | 0 | 0 | 0 | 0 | 0 | 0 | 0
1996 | 7 | 23 | 0 | 0 | 0 | 0 | 0 | 0 | 0 | 0 | 0 | 0 | 0 | 0 | 0
1996 | 7 | 24 | 0 | 0 | 0 | 0 | 0 | 0 | 0 | 0 | 0 | 0 | 0 | 0 | 0
1996 | 7 | 25 | 0.62 | 0.62 | 0.57 | 0 | 0.62 | 0.57 | 0 | 0 | 0 | 0 | 0 | 0 | 0
1996 | 7 | 26 | 0.54 | 0.54 | 0.49 | 0 | 0.54 | 0.49 | 0 | 0 | 0 | 0 | 0 | 0 | 0
1996 | 7 | 27 | 0 | 0 | 0 | 0 | 0 | 0 | 0 | 0 | 0 | 0 | 0 | 0 | 0
1996 | 7 | 28 | 0 | 0 | 0 | 0 | 0 | 0 | 0 | 0 | 0 | 0 | 0 | 0 | 0
1996 | 7 | 29 | 0.2 | 0.2 | 0.15 | 0 | 0.2 | 0.15 | 0 | 0 | 0 | 0 | 0 | 0 | 0
1996 | 7 | 30 | 0.15 | 0.15 | 0.1 | 0 | 0.15 | 0.1 | 0 | 0 | 0 | 0 | 0 | 0 | 0
1996 | 7 | 31 | 0.11 | 0.11 | 0.06 | 0 | 0.11 | 0.06 | 0 | 0 | 0 | 0 | 0 | 0 | 0
1996 | 8 | 1 | 0.01 | 0.01 | 0 | 0 | 0.01 | 0 | 0 | 0 | 0 | 0 | 0 | 0 | 0
1996 | 8 | 2 | 0 | 0 | 0 | 0 | 0 | 0 | 0 | 0 | 0 | 0 | 0 | 0 | 0
1996 | 8 | 3 | 0 | 0 | 0 | 0 | 0 | 0 | 0 | 0 | 0 | 0 | 0 | 0 | 0
1996 | 8 | 4 | 0 | 0 | 0 | 0 | 0 | 0 | 0 | 0 | 0 | 0 | 0 | 0 | 0
1996 | 8 | 5 | 0 | 0 | 0 | 0 | 0 | 0 | 0 | 0 | 0 | 0 | 0 | 0 | 0
1996 | 8 | 6 | 0.29 | 0.29 | 0.24 | 0 | 0.29 | 0.24 | 0 | 0 | 0 | 0 | 0 | 0 | 0
1996 | 8 | 7 | 0 | 0 | 0 | 0 | 0 | 0 | 0 | 0 | 0 | 0 | 0 | 0 | 0
1996 | 8 | 8 | 0 | 0 | 0 | 0 | 0 | 0 | 0 | 0 | 0 | 0 | 0 | 0 | 0
1996 | 8 | 9 | 0.05 | 0.05 | 0 | 0 | 0.05 | 0 | 0 | 0 | 0 | 0 | 0 | 0 | 0
1996 | 8 | 10 | 0 | 0 | 0 | 0 | 0 | 0 | 0 | 0 | 0 | 0 | 0 | 0 | 0
1996 | 8 | 11 | 0 | 0 | 0 | 0 | 0 | 0 | 0 | 0 | 0 | 0 | 0 | 0 | 0
1996 | 8 | 12 | 1.53 | 1 | 0.95 | 0 | 1 | 0.95 | 0 | 0 | 0 | 0 | 0 | 0 | 0
1996 | 8 | 13 | 0.22 | 0.22 | 0.17 | 0 | 0.22 | 0.17 | 0 | 0 | 0 | 0 | 0 | 0 | 0
1996 | 8 | 14 | 0 | 0 | 0 | 0 | 0 | 0 | 0 | 0 | 0 | 0 | 0 | 0 | 0
1996 | 8 | 15 | 0 | 0 | 0 | 0 | 0 | 0 | 0 | 0 | 0 | 0 | 0 | 0 | 0
1996 | 8 | 16 | 0.52 | 0.52 | 0.47 | 0 | 0.52 | 0.47 | 0 | 0 | 0 | 0 | 0 | 0 | 0
1996 | 8 | 17 | 0 | 0 | 0 | 0 | 0 | 0 | 0 | 0 | 0 | 0 | 0 | 0 | 0
1996 | 8 | 18 | 0 | 0 | 0 | 0 | 0 | 0 | 0 | 0 | 0 | 0 | 0 | 0 | 0
1996 | 8 | 19 | 0 | 0 | 0 | 0 | 0 | 0 | 0 | 0 | 0 | 0 | 0 | 0 | 0
1996 | 8 | 20 | 0 | 0 | 0 | 0 | 0 | 0 | 0 | 0 | 0 | 0 | 0 | 0 | 0
1996 | 8 | 21 | 0 | 0 | 0 | 0 | 0 | 0 | 0 | 0 | 0 | 0 | 0 | 0 | 0
1996 | 8 | 22 | 0 | 0 | 0 | 0 | 0 | 0 | 0 | 0 | 0 | 0 | 0 | 0 | 0
1996 | 8 | 23 | 0 | 0 | 0 | 0 | 0 | 0 | 0 | 0 | 0 | 0 | 0 | 0 | 0
1996 | 8 | 24 | 0 | 0 | 0 | 0 | 0 | 0 | 0 | 0 | 0 | 0 | 0 | 0 | 0
1996 | 8 | 25 | 0 | 0 | 0 | 0 | 0 | 0 | 0 | 0 | 0 | 0 | 0 | 0 | 0
1996 | 8 | 26 | 0 | 0 | 0 | 0 | 0 | 0 | 0 | 0 | 0 | 0 | 0 | 0 | 0
1996 | 8 | 27 | 0.01 | 0.01 | 0 | 0 | 0.01 | 0 | 0 | 0 | 0 | 0 | 0 | 0 | 0
1996 | 8 | 28 | 0 | 0 | 0 | 0 | 0 | 0 | 0 | 0 | 0 | 0 | 0 | 0 | 0
1996 | 8 | 29 | 0 | 0 | 0 | 0 | 0 | 0 | 0 | 0 | 0 | 0 | 0 | 0 | 0
1996 | 8 | 30 | 0 | 0 | 0 | 0 | 0 | 0 | 0 | 0 | 0 | 0 | 0 | 0 | 0
1996 | 8 | 31 | 0 | 0 | 0 | 0 | 0 | 0 | 0 | 0 | 0 | 0 | 0 | 0 | 0
1996 | 9 | 1 | 0 | 0 | 0 | 0 | 0 | 0 | 0 | 0 | 0 | 0 | 0 | 0 | 0
1996 | 9 | 2 | 0 | 0 | 0 | 0 | 0 | 0 | 0 | 0 | 0 | 0 | 0 | 0 | 0
1996 | 9 | 3 | 0.17 | 0.17 | 0.12 | 0 | 0.17 | 0.12 | 0 | 0 | 0 | 0 | 0 | 0 | 0
1996 | 9 | 4 | 1.83 | 1 | 0.95 | 0 | 1 | 0.95 | 0 | 0 | 0 | 0 | 0 | 0 | 0
1996 | 9 | 5 | 0 | 0 | 0 | 0 | 0 | 0 | 0 | 0 | 0 | 0 | 0 | 0 | 0
1996 | 9 | 6 | 1.55 | 1 | 0.95 | 0 | 1 | 0.95 | 0 | 0 | 0 | 0 | 0 | 0 | 0
1996 | 9 | 7 | 0 | 0 | 0 | 0 | 0 | 0 | 0 | 0 | 0 | 0 | 0 | 0 | 0
1996 | 9 | 8 | 0 | 0 | 0 | 0 | 0 | 0 | 0 | 0 | 0 | 0 | 0 | 0 | 0
1996 | 9 | 9 | 0 | 0 | 0 | 0 | 0 | 0 | 0 | 0 | 0 | 0 | 0 | 0 | 0
1996 | 9 | 10 | 0 | 0 | 0 | 0 | 0 | 0 | 0 | 0 | 0 | 0 | 0 | 0 | 0
1996 | 9 | 11 | 1.15 | 1 | 0.95 | 0 | 1 | 0.95 | 0 | 0 | 0 | 0 | 0 | 0 | 0
1996 | 9 | 12 | 0 | 0 | 0 | 0 | 0 | 0 | 0 | 0 | 0 | 0 | 0 | 0 | 0
1996 | 9 | 13 | 0.84 | 0.84 | 0.79 | 0 | 0.84 | 0.79 | 0 | 0 | 0 | 0 | 0 | 0 | 0
1996 | 9 | 14 | 0 | 0 | 0 | 0 | 0 | 0 | 0 | 0 | 0 | 0 | 0 | 0 | 0
1996 | 9 | 15 | 0 | 0 | 0 | 0 | 0 | 0 | 0 | 0 | 0 | 0 | 0 | 0 | 0
1996 | 9 | 16 | 0.67 | 0.67 | 0.62 | 0 | 0.67 | 0.62 | 0 | 0 | 0 | 0 | 0 | 0 | 0
1996 | 9 | 17 | 0.25 | 0.25 | 0.2 | 0 | 0.25 | 0.2 | 0 | 0 | 0 | 0 | 0 | 0 | 0
1996 | 9 | 18 | 0 | 0 | 0 | 0 | 0 | 0 | 0 | 0 | 0 | 0 | 0 | 0 | 0
1996 | 9 | 19 | 0 | 0 | 0 | 0 | 0 | 0 | 0 | 0 | 0 | 0 | 0 | 0 | 0
1996 | 9 | 20 | 0 | 0 | 0 | 0 | 0 | 0 | 0 | 0 | 0 | 0 | 0 | 0 | 0
1996 | 9 | 21 | 0 | 0 | 0 | 0 | 0 | 0 | 0 | 0 | 0 | 0 | 0 | 0 | 0
1996 | 9 | 22 | 0.63 | 0.63 | 0.58 | 0 | 0.63 | 0.58 | 0 | 0 | 0 | 0 | 0 | 0 | 0
1996 | 9 | 23 | 0 | 0 | 0 | 0 | 0 | 0 | 0 | 0 | 0 | 0 | 0 | 0 | 0
1996 | 9 | 24 | 0 | 0 | 0 | 0 | 0 | 0 | 0 | 0 | 0 | 0 | 0 | 0 | 0
1996 | 9 | 25 | 0 | 0 | 0 | 0 | 0 | 0 | 0 | 0 | 0 | 0 | 0 | 0 | 0
1996 | 9 | 26 | 0 | 0 | 0 | 0 | 0 | 0 | 0 | 0 | 0 | 0 | 0 | 0 | 0
1996 | 9 | 27 | 0.06 | 0.06 | 0.01 | 0 | 0.06 | 0.01 | 0 | 0 | 0 | 0 | 0 | 0 | 0
1996 | 9 | 28 | 0.64 | 0.64 | 0.59 | 0 | 0.64 | 0.59 | 0 | 0 | 0 | 0 | 0 | 0 | 0
1996 | 9 | 29 | 0 | 0 | 0 | 0 | 0 | 0 | 0 | 0 | 0 | 0 | 0 | 0 | 0
1996 | 9 | 30 | 0 | 0 | 0 | 0 | 0 | 0 | 0 | 0 | 0 | 0 | 0 | 0 | 0
1996 | 10 | 1 | 0 | 0 | 0 | 0 | 0 | 0 | 0 | 0 | 0 | 0 | 0 | 0 | 0
1996 | 10 | 2 | 0.39 | 0.39 | 0.34 | 0 | 0.39 | 0.34 | 0 | 0 | 0 | 0 | 0 | 0 | 0
1996 | 10 | 3 | 0 | 0 | 0 | 0 | 0 | 0 | 0 | 0 | 0 | 0 | 0 | 0 | 0
1996 | 10 | 4 | 0 | 0 | 0 | 0 | 0 | 0 | 0 | 0 | 0 | 0 | 0 | 0 | 0
1996 | 10 | 5 | 0 | 0 | 0 | 0 | 0 | 0 | 0 | 0 | 0 | 0 | 0 | 0 | 0
1996 | 10 | 6 | 0 | 0 | 0 | 0 | 0 | 0 | 0 | 0 | 0 | 0 | 0 | 0 | 0
1996 | 10 | 7 | 0 | 0 | 0 | 0 | 0 | 0 | 0 | 0 | 0 | 0 | 0 | 0 | 0
1996 | 10 | 8 | 1.49 | 1 | 0.95 | 0 | 1 | 0.95 | 0 | 0 | 0 | 0 | 0 | 0 | 0
1996 | 10 | 9 | 0.28 | 0.28 | 0.23 | 0 | 0.28 | 0.23 | 0 | 0 | 0 | 0 | 0 | 0 | 0
1996 | 10 | 10 | 0 | 0 | 0 | 0 | 0 | 0 | 0 | 0 | 0 | 0 | 0 | 0 | 0
1996 | 10 | 11 | 0 | 0 | 0 | 0 | 0 | 0 | 0 | 0 | 0 | 0 | 0 | 0 | 0
1996 | 10 | 12 | 0 | 0 | 0 | 0 | 0 | 0 | 0 | 0 | 0 | 0 | 0 | 0 | 0
1996 | 10 | 13 | 0 | 0 | 0 | 0 | 0 | 0 | 0 | 0 | 0 | 0 | 0 | 0 | 0
1996 | 10 | 14 | 0 | 0 | 0 | 0 | 0 | 0 | 0 | 0 | 0 | 0 | 0 | 0 | 0
1996 | 10 | 15 | 0 | 0 | 0 | 0 | 0 | 0 | 0 | 0 | 0 | 0 | 0 | 0 | 0
1996 | 10 | 16 | 0 | 0 | 0 | 0 | 0 | 0 | 0 | 0 | 0 | 0 | 0 | 0 | 0
1996 | 10 | 17 | 0 | 0 | 0 | 0 | 0 | 0 | 0 | 0 | 0 | 0 | 0 | 0 | 0
1996 | 10 | 18 | 1.44 | 1 | 0.95 | 0 | 1 | 0.95 | 0 | 0 | 0 | 0 | 0 | 0 | 0
1996 | 10 | 19 | 0.32 | 0.32 | 0.27 | 0 | 0.32 | 0.27 | 0 | 0 | 0 | 0 | 0 | 0 | 0
1996 | 10 | 20 | 0.11 | 0.11 | 0.06 | 0 | 0.11 | 0.06 | 0 | 0 | 0 | 0 | 0 | 0 | 0
1996 | 10 | 21 | 0 | 0 | 0 | 0 | 0 | 0 | 0 | 0 | 0 | 0 | 0 | 0 | 0
1996 | 10 | 22 | 0 | 0 | 0 | 0 | 0 | 0 | 0 | 0 | 0 | 0 | 0 | 0 | 0
1996 | 10 | 23 | 0.01 | 0.01 | 0 | 0 | 0.01 | 0 | 0 | 0 | 0 | 0 | 0 | 0 | 0
1996 | 10 | 24 | 0 | 0 | 0 | 0 | 0 | 0 | 0 | 0 | 0 | 0 | 0 | 0 | 0
1996 | 10 | 25 | 0 | 0 | 0 | 0 | 0 | 0 | 0 | 0 | 0 | 0 | 0 | 0 | 0
1996 | 10 | 26 | 0 | 0 | 0 | 0 | 0 | 0 | 0 | 0 | 0 | 0 | 0 | 0 | 0
1996 | 10 | 27 | 0 | 0 | 0 | 0 | 0 | 0 | 0 | 0 | 0 | 0 | 0 | 0 | 0
1996 | 10 | 28 | 0 | 0 | 0 | 0 | 0 | 0 | 0 | 0 | 0 | 0 | 0 | 0 | 0
1996 | 10 | 29 | 0 | 0 | 0 | 0 | 0 | 0 | 0 | 0 | 0 | 0 | 0 | 0 | 0
1996 | 10 | 30 | 0 | 0 | 0 | 0 | 0 | 0 | 0 | 0 | 0 | 0 | 0 | 0 | 0
1996 | 10 | 31 | 0 | 0 | 0 | 0 | 0 | 0 | 0 | 0 | 0 | 0 | 0 | 0 | 0
1996 | 11 | 1 | 0.01 | 0.01 | 0 | 0 | 0.01 | 0 | 0 | 0 | 0 | 0 | 0 | 0 | 0
1996 | 11 | 2 | 0 | 0 | 0 | 0 | 0 | 0 | 0 | 0 | 0 | 0 | 0 | 0 | 0
1996 | 11 | 3 | 0 | 0 | 0 | 0 | 0 | 0 | 0 | 0 | 0 | 0 | 0 | 0 | 0
1996 | 11 | 4 | 0 | 0 | 0 | 0 | 0 | 0 | 0 | 0 | 0 | 0 | 0 | 0 | 0
1996 | 11 | 5 | 0 | 0 | 0 | 0 | 0 | 0 | 0 | 0 | 0 | 0 | 0 | 0 | 0
1996 | 11 | 6 | 0 | 0 | 0 | 0 | 0 | 0 | 0 | 0 | 0 | 0 | 0 | 0 | 0
1996 | 11 | 7 | 0 | 0 | 0 | 0 | 0 | 0 | 0 | 0 | 0 | 0 | 0 | 0 | 0
1996 | 11 | 8 | 2.57 | 1 | 0.95 | 0 | 1 | 0.95 | 0 | 0 | 0 | 0 | 0 | 0 | 0
1996 | 11 | 9 | 0.02 | 0.02 | 0 | 0 | 0.02 | 0 | 0 | 0 | 0 | 0 | 0 | 0 | 0
1996 | 11 | 10 | 0 | 0 | 0 | 0 | 0 | 0 | 0 | 0 | 0 | 0 | 0 | 0 | 0
1996 | 11 | 11 | 0 | 0 | 0 | 0 | 0 | 0 | 0 | 0 | 0 | 0 | 0 | 0 | 0
1996 | 11 | 12 | 0 | 0 | 0 | 0 | 0 | 0 | 0 | 0 | 0 | 0 | 0 | 0 | 0
1996 | 11 | 13 | 0 | 0 | 0 | 0 | 0 | 0 | 0 | 0 | 0 | 0 | 0 | 0 | 0
1996 | 11 | 14 | 0.08 | 0.08 | 0.03 | 0 | 0.08 | 0.03 | 0 | 0 | 0 | 0 | 0 | 0 | 0
1996 | 11 | 15 | 0 | 0 | 0 | 0 | 0 | 0 | 0 | 0 | 0 | 0 | 0 | 0 | 0
1996 | 11 | 16 | 0 | 0 | 0 | 0 | 0 | 0 | 0 | 0 | 0 | 0 | 0 | 0 | 0
1996 | 11 | 17 | 0 | 0 | 0 | 0 | 0 | 0 | 0 | 0 | 0 | 0 | 0 | 0 | 0
1996 | 11 | 18 | 0.08 | 0.08 | 0.03 | 0 | 0.08 | 0.03 | 0 | 0 | 0 | 0 | 0 | 0 | 0
1996 | 11 | 19 | 0 | 0 | 0 | 0 | 0 | 0 | 0 | 0 | 0 | 0 | 0 | 0 | 0
1996 | 11 | 20 | 0 | 0 | 0 | 0 | 0 | 0 | 0 | 0 | 0 | 0 | 0 | 0 | 0
1996 | 11 | 21 | 0 | 0 | 0 | 0 | 0 | 0 | 0 | 0 | 0 | 0 | 0 | 0 | 0
1996 | 11 | 22 | 0 | 0 | 0 | 0 | 0 | 0 | 0 | 0 | 0 | 0 | 0 | 0 | 0
1996 | 11 | 23 | 0 | 0 | 0 | 0 | 0 | 0 | 0 | 0 | 0 | 0 | 0 | 0 | 0
1996 | 11 | 24 | 0 | 0 | 0 | 0 | 0 | 0 | 0 | 0 | 0 | 0 | 0 | 0 | 0
1996 | 11 | 25 | 0.14 | 0.14 | 0.09 | 0 | 0.14 | 0.09 | 0 | 0 | 0 | 0 | 0 | 0 | 0
1996 | 11 | 26 | 0.48 | 0.48 | 0.43 | 0 | 0.48 | 0.43 | 0 | 0 | 0 | 0 | 0 | 0 | 0
1996 | 11 | 27 | 0 | 0 | 0 | 0 | 0 | 0 | 0 | 0 | 0 | 0 | 0 | 0 | 0
1996 | 11 | 28 | 0 | 0 | 0 | 0 | 0 | 0 | 0 | 0 | 0 | 0 | 0 | 0 | 0
1996 | 11 | 29 | 0 | 0 | 0 | 0 | 0 | 0 | 0 | 0 | 0 | 0 | 0 | 0 | 0
1996 | 11 | 30 | 0.2 | 0.2 | 0.15 | 0 | 0.2 | 0.15 | 0 | 0 | 0 | 0 | 0 | 0 | 0
1996 | 12 | 1 | 1.01 | 1 | 0.95 | 0 | 1 | 0.95 | 0 | 0 | 0 | 0 | 0 | 0 | 0
1996 | 12 | 2 | 0.43 | 0.43 | 0.38 | 0 | 0.43 | 0.38 | 0 | 0 | 0 | 0 | 0 | 0 | 0
1996 | 12 | 3 | 0 | 0 | 0 | 0 | 0 | 0 | 0 | 0 | 0 | 0 | 0 | 0 | 0
1996 | 12 | 4 | 0 | 0 | 0 | 0 | 0 | 0 | 0 | 0 | 0 | 0 | 0 | 0 | 0
1996 | 12 | 5 | 0.78 | 0.78 | 0.73 | 0 | 0.78 | 0.73 | 0 | 0 | 0 | 0 | 0 | 0 | 0
1996 | 12 | 6 | 0.16 | 0.16 | 0.11 | 0 | 0.16 | 0.11 | 0 | 0 | 0 | 0 | 0 | 0 | 0
1996 | 12 | 7 | 0.47 | 0.47 | 0.42 | 0 | 0.47 | 0.42 | 0 | 0 | 0 | 0 | 0 | 0 | 0
1996 | 12 | 8 | 0 | 0 | 0 | 0 | 0 | 0 | 0 | 0 | 0 | 0 | 0 | 0 | 0
1996 | 12 | 9 | 0 | 0 | 0 | 0 | 0 | 0 | 0 | 0 | 0 | 0 | 0 | 0 | 0
1996 | 12 | 10 | 0 | 0 | 0 | 0 | 0 | 0 | 0 | 0 | 0 | 0 | 0 | 0 | 0
1996 | 12 | 11 | 0.08 | 0.08 | 0.03 | 0 | 0.08 | 0.03 | 0 | 0 | 0 | 0 | 0 | 0 | 0
1996 | 12 | 12 | 0 | 0 | 0 | 0 | 0 | 0 | 0 | 0 | 0 | 0 | 0 | 0 | 0
1996 | 12 | 13 | 1.91 | 1 | 0.95 | 0 | 1 | 0.95 | 0 | 0 | 0 | 0 | 0 | 0 | 0
1996 | 12 | 14 | 0 | 0 | 0 | 0 | 0 | 0 | 0 | 0 | 0 | 0 | 0 | 0 | 0
1996 | 12 | 15 | 0 | 0 | 0 | 0 | 0 | 0 | 0 | 0 | 0 | 0 | 0 | 0 | 0
1996 | 12 | 16 | 0 | 0 | 0 | 0 | 0 | 0 | 0 | 0 | 0 | 0 | 0 | 0 | 0
1996 | 12 | 17 | 0.04 | 0.04 | 0 | 0 | 0.04 | 0 | 0 | 0 | 0 | 0 | 0 | 0 | 0
1996 | 12 | 18 | 0.09 | 0.09 | 0.04 | 0 | 0.09 | 0.04 | 0 | 0 | 0 | 0 | 0 | 0 | 0
1996 | 12 | 19 | 0.18 | 0.18 | 0.13 | 0 | 0.18 | 0.13 | 0 | 0 | 0 | 0 | 0 | 0 | 0
1996 | 12 | 20 | 0 | 0 | 0 | 0 | 0 | 0 | 0 | 0 | 0 | 0 | 0 | 0 | 0
1996 | 12 | 21 | 0 | 0 | 0 | 0 | 0 | 0 | 0 | 0 | 0 | 0 | 0 | 0 | 0
1996 | 12 | 22 | 0 | 0 | 0 | 0 | 0 | 0 | 0 | 0 | 0 | 0 | 0 | 0 | 0
1996 | 12 | 23 | 0 | 0 | 0 | 0 | 0 | 0 | 0 | 0 | 0 | 0 | 0 | 0 | 0
1996 | 12 | 24 | 0.19 | 0.19 | 0.14 | 0 | 0.19 | 0.14 | 0 | 0 | 0 | 0 | 0 | 0 | 0
1996 | 12 | 25 | 0 | 0 | 0 | 0 | 0 | 0 | 0 | 0 | 0 | 0 | 0 | 0 | 0
1996 | 12 | 26 | 0.01 | 0.01 | 0 | 0 | 0.01 | 0 | 0 | 0 | 0 | 0 | 0 | 0 | 0
1996 | 12 | 27 | 0.08 | 0.08 | 0.03 | 0 | 0.08 | 0.03 | 0 | 0 | 0 | 0 | 0 | 0 | 0
1996 | 12 | 28 | 0 | 0 | 0 | 0 | 0 | 0 | 0 | 0 | 0 | 0 | 0 | 0 | 0
1996 | 12 | 29 | 0.08 | 0.08 | 0.03 | 0 | 0.08 | 0.03 | 0 | 0 | 0 | 0 | 0 | 0 | 0
1996 | 12 | 30 | 0 | 0 | 0 | 0 | 0 | 0 | 0 | 0 | 0 | 0 | 0 | 0 | 0
1996 | 12 | 31 | 0 | 0 | 0 | 0 | 0 | 0 | 0 | 0 | 0 | 0 | 0 | 0 | 0
1997 | 1 | 1 | 0 | 0 | 0 | 0 | 0 | 0 | 0 | 0 | 0 | 0 | 0 | 0 | 0
1997 | 1 | 2 | 0 | 0 | 0 | 0 | 0 | 0 | 0 | 0 | 0 | 0 | 0 | 0 | 0
1997 | 1 | 3 | 0 | 0 | 0 | 0 | 0 | 0 | 0 | 0 | 0 | 0 | 0 | 0 | 0
1997 | 1 | 4 | 0 | 0 | 0 | 0 | 0 | 0 | 0 | 0 | 0 | 0 | 0 | 0 | 0
1997 | 1 | 5 | 0.01 | 0.01 | 0 | 0 | 0.01 | 0 | 0 | 0 | 0 | 0 | 0 | 0 | 0
1997 | 1 | 6 | 0 | 0 | 0 | 0 | 0 | 0 | 0 | 0 | 0 | 0 | 0 | 0 | 0
1997 | 1 | 7 | 0 | 0 | 0 | 0 | 0 | 0 | 0 | 0 | 0 | 0 | 0 | 0 | 0
1997 | 1 | 8 | 0 | 0 | 0 | 0 | 0 | 0 | 0 | 0 | 0 | 0 | 0 | 0 | 0
1997 | 1 | 9 | 0.53 | 0.53 | 0.48 | 0 | 0.53 | 0.48 | 0 | 0 | 0 | 0 | 0 | 0 | 0
1997 | 1 | 10 | 0 | 0 | 0 | 0 | 0 | 0 | 0 | 0 | 0 | 0 | 0 | 0 | 0
1997 | 1 | 11 | 0.11 | 0.11 | 0.06 | 0 | 0.11 | 0.06 | 0 | 0 | 0 | 0 | 0 | 0 | 0
1997 | 1 | 12 | 0 | 0 | 0 | 0 | 0 | 0 | 0 | 0 | 0 | 0 | 0 | 0 | 0
1997 | 1 | 13 | 0 | 0 | 0 | 0 | 0 | 0 | 0 | 0 | 0 | 0 | 0 | 0 | 0
1997 | 1 | 14 | 0 | 0 | 0 | 0 | 0 | 0 | 0 | 0 | 0 | 0 | 0 | 0 | 0
1997 | 1 | 15 | 0 | 0 | 0 | 0 | 0 | 0 | 0 | 0 | 0 | 0 | 0 | 0 | 0
1997 | 1 | 16 | 0.44 | 0.44 | 0.39 | 0 | 0.44 | 0.39 | 0 | 0 | 0 | 0 | 0 | 0 | 0
1997 | 1 | 17 | 0 | 0 | 0 | 0 | 0 | 0 | 0 | 0 | 0 | 0 | 0 | 0 | 0
1997 | 1 | 18 | 0 | 0 | 0 | 0 | 0 | 0 | 0 | 0 | 0 | 0 | 0 | 0 | 0
1997 | 1 | 19 | 0 | 0 | 0 | 0 | 0 | 0 | 0 | 0 | 0 | 0 | 0 | 0 | 0
1997 | 1 | 20 | 0 | 0 | 0 | 0 | 0 | 0 | 0 | 0 | 0 | 0 | 0 | 0 | 0
1997 | 1 | 21 | 0 | 0 | 0 | 0 | 0 | 0 | 0 | 0 | 0 | 0 | 0 | 0 | 0
1997 | 1 | 22 | 0.15 | 0.15 | 0.1 | 0 | 0.15 | 0.1 | 0 | 0 | 0 | 0 | 0 | 0 | 0
1997 | 1 | 23 | 0.01 | 0.01 | 0 | 0 | 0.01 | 0 | 0 | 0 | 0 | 0 | 0 | 0 | 0
1997 | 1 | 24 | 0.91 | 0.91 | 0.86 | 0 | 0.91 | 0.86 | 0 | 0 | 0 | 0 | 0 | 0 | 0
1997 | 1 | 25 | 0.02 | 0.02 | 0 | 0 | 0.02 | 0 | 0 | 0 | 0 | 0 | 0 | 0 | 0
1997 | 1 | 26 | 0 | 0 | 0 | 0 | 0 | 0 | 0 | 0 | 0 | 0 | 0 | 0 | 0
1997 | 1 | 27 | 0.01 | 0.01 | 0 | 0 | 0.01 | 0 | 0 | 0 | 0 | 0 | 0 | 0 | 0
1997 | 1 | 28 | 0.35 | 0.35 | 0.3 | 0 | 0.35 | 0.3 | 0 | 0 | 0 | 0 | 0 | 0 | 0
1997 | 1 | 29 | 0 | 0 | 0 | 0 | 0 | 0 | 0 | 0 | 0 | 0 | 0 | 0 | 0
1997 | 1 | 30 | 0 | 0 | 0 | 0 | 0 | 0 | 0 | 0 | 0 | 0 | 0 | 0 | 0
1997 | 1 | 31 | 0.01 | 0.01 | 0 | 0 | 0.01 | 0 | 0 | 0 | 0 | 0 | 0 | 0 | 0
1997 | 2 | 1 | 0 | 0 | 0 | 0 | 0 | 0 | 0 | 0 | 0 | 0 | 0 | 0 | 0
1997 | 2 | 2 | 0 | 0 | 0 | 0 | 0 | 0 | 0 | 0 | 0 | 0 | 0 | 0 | 0
1997 | 2 | 3 | 0 | 0 | 0 | 0 | 0 | 0 | 0 | 0 | 0 | 0 | 0 | 0 | 0
1997 | 2 | 4 | 0.52 | 0.52 | 0.47 | 0 | 0.52 | 0.47 | 0 | 0 | 0 | 0 | 0 | 0 | 0
1997 | 2 | 5 | 0.35 | 0.35 | 0.3 | 0 | 0.35 | 0.3 | 0 | 0 | 0 | 0 | 0 | 0 | 0
1997 | 2 | 6 | 0 | 0 | 0 | 0 | 0 | 0 | 0 | 0 | 0 | 0 | 0 | 0 | 0
1997 | 2 | 7 | 0 | 0 | 0 | 0 | 0 | 0 | 0 | 0 | 0 | 0 | 0 | 0 | 0
1997 | 2 | 8 | 0.4 | 0.4 | 0.35 | 0 | 0.4 | 0.35 | 0 | 0 | 0 | 0 | 0 | 0 | 0
1997 | 2 | 9 | 0 | 0 | 0 | 0 | 0 | 0 | 0 | 0 | 0 | 0 | 0 | 0 | 0
1997 | 2 | 10 | 0 | 0 | 0 | 0 | 0 | 0 | 0 | 0 | 0 | 0 | 0 | 0 | 0
1997 | 2 | 11 | 0 | 0 | 0 | 0 | 0 | 0 | 0 | 0 | 0 | 0 | 0 | 0 | 0
1997 | 2 | 12 | 0 | 0 | 0 | 0 | 0 | 0 | 0 | 0 | 0 | 0 | 0 | 0 | 0
1997 | 2 | 13 | 0.1 | 0.1 | 0.05 | 0 | 0.1 | 0.05 | 0 | 0 | 0 | 0 | 0 | 0 | 0
1997 | 2 | 14 | 0.58 | 0.58 | 0.53 | 0 | 0.58 | 0.53 | 0 | 0 | 0 | 0 | 0 | 0 | 0
1997 | 2 | 15 | 0.35 | 0.35 | 0.3 | 0 | 0.35 | 0.3 | 0 | 0 | 0 | 0 | 0 | 0 | 0
1997 | 2 | 16 | 0 | 0 | 0 | 0 | 0 | 0 | 0 | 0 | 0 | 0 | 0 | 0 | 0
1997 | 2 | 17 | 0 | 0 | 0 | 0 | 0 | 0 | 0 | 0 | 0 | 0 | 0 | 0 | 0
1997 | 2 | 18 | 0 | 0 | 0 | 0 | 0 | 0 | 0 | 0 | 0 | 0 | 0 | 0 | 0
1997 | 2 | 19 | 0 | 0 | 0 | 0 | 0 | 0 | 0 | 0 | 0 | 0 | 0 | 0 | 0
1997 | 2 | 20 | 0 | 0 | 0 | 0 | 0 | 0 | 0 | 0 | 0 | 0 | 0 | 0 | 0
1997 | 2 | 21 | 0 | 0 | 0 | 0 | 0 | 0 | 0 | 0 | 0 | 0 | 0 | 0 | 0
1997 | 2 | 22 | 0 | 0 | 0 | 0 | 0 | 0 | 0 | 0 | 0 | 0 | 0 | 0 | 0
1997 | 2 | 23 | 0 | 0 | 0 | 0 | 0 | 0 | 0 | 0 | 0 | 0 | 0 | 0 | 0
1997 | 2 | 24 | 0 | 0 | 0 | 0 | 0 | 0 | 0 | 0 | 0 | 0 | 0 | 0 | 0
1997 | 2 | 25 | 0 | 0 | 0 | 0 | 0 | 0 | 0 | 0 | 0 | 0 | 0 | 0 | 0
1997 | 2 | 26 | 0.13 | 0.13 | 0.08 | 0 | 0.13 | 0.08 | 0 | 0 | 0 | 0 | 0 | 0 | 0
1997 | 2 | 27 | 0 | 0 | 0 | 0 | 0 | 0 | 0 | 0 | 0 | 0 | 0 | 0 | 0
1997 | 2 | 28 | 0 | 0 | 0 | 0 | 0 | 0 | 0 | 0 | 0 | 0 | 0 | 0 | 0
1997 | 3 | 1 | 0.7 | 0.7 | 0.65 | 0 | 0.7 | 0.65 | 0 | 0 | 0 | 0 | 0 | 0 | 0
1997 | 3 | 2 | 0 | 0 | 0 | 0 | 0 | 0 | 0 | 0 | 0 | 0 | 0 | 0 | 0
1997 | 3 | 3 | 1.02 | 1 | 0.95 | 0 | 1 | 0.95 | 0 | 0 | 0 | 0 | 0 | 0 | 0
1997 | 3 | 4 | 0 | 0 | 0 | 0 | 0 | 0 | 0 | 0 | 0 | 0 | 0 | 0 | 0
1997 | 3 | 5 | 0.06 | 0.06 | 0.01 | 0 | 0.06 | 0.01 | 0 | 0 | 0 | 0 | 0 | 0 | 0
1997 | 3 | 6 | 0.03 | 0.03 | 0 | 0 | 0.03 | 0 | 0 | 0 | 0 | 0 | 0 | 0 | 0
1997 | 3 | 7 | 0 | 0 | 0 | 0 | 0 | 0 | 0 | 0 | 0 | 0 | 0 | 0 | 0
1997 | 3 | 8 | 0 | 0 | 0 | 0 | 0 | 0 | 0 | 0 | 0 | 0 | 0 | 0 | 0
1997 | 3 | 9 | 0.04 | 0.04 | 0 | 0 | 0.04 | 0 | 0 | 0 | 0 | 0 | 0 | 0 | 0
1997 | 3 | 10 | 0.07 | 0.07 | 0.02 | 0 | 0.07 | 0.02 | 0 | 0 | 0 | 0 | 0 | 0 | 0
1997 | 3 | 11 | 0 | 0 | 0 | 0 | 0 | 0 | 0 | 0 | 0 | 0 | 0 | 0 | 0
1997 | 3 | 12 | 0 | 0 | 0 | 0 | 0 | 0 | 0 | 0 | 0 | 0 | 0 | 0 | 0
1997 | 3 | 13 | 0.02 | 0.02 | 0 | 0 | 0.02 | 0 | 0 | 0 | 0 | 0 | 0 | 0 | 0
1997 | 3 | 14 | 0.42 | 0.42 | 0.37 | 0 | 0.42 | 0.37 | 0 | 0 | 0 | 0 | 0 | 0 | 0
1997 | 3 | 15 | 0 | 0 | 0 | 0 | 0 | 0 | 0 | 0 | 0 | 0 | 0 | 0 | 0
1997 | 3 | 16 | 0 | 0 | 0 | 0 | 0 | 0 | 0 | 0 | 0 | 0 | 0 | 0 | 0
1997 | 3 | 17 | 0 | 0 | 0 | 0 | 0 | 0 | 0 | 0 | 0 | 0 | 0 | 0 | 0
1997 | 3 | 18 | 0.37 | 0.37 | 0.32 | 0 | 0.37 | 0.32 | 0 | 0 | 0 | 0 | 0 | 0 | 0
1997 | 3 | 19 | 0.5 | 0.5 | 0.45 | 0 | 0.5 | 0.45 | 0 | 0 | 0 | 0 | 0 | 0 | 0
1997 | 3 | 20 | 0 | 0 | 0 | 0 | 0 | 0 | 0 | 0 | 0 | 0 | 0 | 0 | 0
1997 | 3 | 21 | 0 | 0 | 0 | 0 | 0 | 0 | 0 | 0 | 0 | 0 | 0 | 0 | 0
1997 | 3 | 22 | 0 | 0 | 0 | 0 | 0 | 0 | 0 | 0 | 0 | 0 | 0 | 0 | 0
1997 | 3 | 23 | 0 | 0 | 0 | 0 | 0 | 0 | 0 | 0 | 0 | 0 | 0 | 0 | 0
1997 | 3 | 24 | 0 | 0 | 0 | 0 | 0 | 0 | 0 | 0 | 0 | 0 | 0 | 0 | 0
1997 | 3 | 25 | 0 | 0 | 0 | 0 | 0 | 0 | 0 | 0 | 0 | 0 | 0 | 0 | 0
1997 | 3 | 26 | 0.34 | 0.34 | 0.29 | 0 | 0.34 | 0.29 | 0 | 0 | 0 | 0 | 0 | 0 | 0
1997 | 3 | 27 | 0 | 0 | 0 | 0 | 0 | 0 | 0 | 0 | 0 | 0 | 0 | 0 | 0
1997 | 3 | 28 | 0 | 0 | 0 | 0 | 0 | 0 | 0 | 0 | 0 | 0 | 0 | 0 | 0
1997 | 3 | 29 | 0.14 | 0.14 | 0.09 | 0 | 0.14 | 0.09 | 0 | 0 | 0 | 0 | 0 | 0 | 0
1997 | 3 | 30 | 0.05 | 0.05 | 0 | 0 | 0.05 | 0 | 0 | 0 | 0 | 0 | 0 | 0 | 0
1997 | 3 | 31 | 0.39 | 0.39 | 0.34 | 0 | 0.39 | 0.34 | 0 | 0 | 0 | 0 | 0 | 0 | 0
1997 | 4 | 1 | 0 | 0 | 0 | 0 | 0 | 0 | 0 | 0 | 0 | 0 | 0 | 0 | 0
1997 | 4 | 2 | 0 | 0 | 0 | 0 | 0 | 0 | 0 | 0 | 0 | 0 | 0 | 0 | 0
1997 | 4 | 3 | 0 | 0 | 0 | 0 | 0 | 0 | 0 | 0 | 0 | 0 | 0 | 0 | 0
1997 | 4 | 4 | 0 | 0 | 0 | 0 | 0 | 0 | 0 | 0 | 0 | 0 | 0 | 0 | 0
1997 | 4 | 5 | 0 | 0 | 0 | 0 | 0 | 0 | 0 | 0 | 0 | 0 | 0 | 0 | 0
1997 | 4 | 6 | 0.12 | 0.12 | 0.07 | 0 | 0.12 | 0.07 | 0 | 0 | 0 | 0 | 0 | 0 | 0
1997 | 4 | 7 | 0 | 0 | 0 | 0 | 0 | 0 | 0 | 0 | 0 | 0 | 0 | 0 | 0
1997 | 4 | 8 | 0 | 0 | 0 | 0 | 0 | 0 | 0 | 0 | 0 | 0 | 0 | 0 | 0
1997 | 4 | 9 | 0 | 0 | 0 | 0 | 0 | 0 | 0 | 0 | 0 | 0 | 0 | 0 | 0
1997 | 4 | 10 | 0 | 0 | 0 | 0 | 0 | 0 | 0 | 0 | 0 | 0 | 0 | 0 | 0
1997 | 4 | 11 | 0 | 0 | 0 | 0 | 0 | 0 | 0 | 0 | 0 | 0 | 0 | 0 | 0
1997 | 4 | 12 | 0.4 | 0.4 | 0.35 | 0 | 0.4 | 0.35 | 0 | 0 | 0 | 0 | 0 | 0 | 0
1997 | 4 | 13 | 0 | 0 | 0 | 0 | 0 | 0 | 0 | 0 | 0 | 0 | 0 | 0 | 0
1997 | 4 | 14 | 0 | 0 | 0 | 0 | 0 | 0 | 0 | 0 | 0 | 0 | 0 | 0 | 0
1997 | 4 | 15 | 0 | 0 | 0 | 0 | 0 | 0 | 0 | 0 | 0 | 0 | 0 | 0 | 0
1997 | 4 | 16 | 0 | 0 | 0 | 0 | 0 | 0 | 0 | 0 | 0 | 0 | 0 | 0 | 0
1997 | 4 | 17 | 0.22 | 0.22 | 0.17 | 0 | 0.22 | 0.17 | 0 | 0 | 0 | 0 | 0 | 0 | 0
1997 | 4 | 18 | 0 | 0 | 0 | 0 | 0 | 0 | 0 | 0 | 0 | 0 | 0 | 0 | 0
1997 | 4 | 19 | 0 | 0 | 0 | 0 | 0 | 0 | 0 | 0 | 0 | 0 | 0 | 0 | 0
1997 | 4 | 20 | 0 | 0 | 0 | 0 | 0 | 0 | 0 | 0 | 0 | 0 | 0 | 0 | 0
1997 | 4 | 21 | 0.16 | 0.16 | 0.11 | 0 | 0.16 | 0.11 | 0 | 0 | 0 | 0 | 0 | 0 | 0
1997 | 4 | 22 | 0 | 0 | 0 | 0 | 0 | 0 | 0 | 0 | 0 | 0 | 0 | 0 | 0
1997 | 4 | 23 | 0.05 | 0.05 | 0 | 0 | 0.05 | 0 | 0 | 0 | 0 | 0 | 0 | 0 | 0
1997 | 4 | 24 | 0.02 | 0.02 | 0 | 0 | 0.02 | 0 | 0 | 0 | 0 | 0 | 0 | 0 | 0
1997 | 4 | 25 | 0 | 0 | 0 | 0 | 0 | 0 | 0 | 0 | 0 | 0 | 0 | 0 | 0
1997 | 4 | 26 | 0 | 0 | 0 | 0 | 0 | 0 | 0 | 0 | 0 | 0 | 0 | 0 | 0
1997 | 4 | 27 | 1.06 | 1 | 0.95 | 0 | 1 | 0.95 | 0 | 0 | 0 | 0 | 0 | 0 | 0
1997 | 4 | 28 | 0.38 | 0.38 | 0.33 | 0 | 0.38 | 0.33 | 0 | 0 | 0 | 0 | 0 | 0 | 0
1997 | 4 | 29 | 0 | 0 | 0 | 0 | 0 | 0 | 0 | 0 | 0 | 0 | 0 | 0 | 0
1997 | 4 | 30 | 0 | 0 | 0 | 0 | 0 | 0 | 0 | 0 | 0 | 0 | 0 | 0 | 0
1997 | 5 | 1 | 0 | 0 | 0 | 0 | 0 | 0 | 0 | 0 | 0 | 0 | 0 | 0 | 0
1997 | 5 | 2 | 0 | 0 | 0 | 0 | 0 | 0 | 0 | 0 | 0 | 0 | 0 | 0 | 0
1997 | 5 | 3 | 0.03 | 0.03 | 0 | 0 | 0.03 | 0 | 0 | 0 | 0 | 0 | 0 | 0 | 0
1997 | 5 | 4 | 0 | 0 | 0 | 0 | 0 | 0 | 0 | 0 | 0 | 0 | 0 | 0 | 0
1997 | 5 | 5 | 0 | 0 | 0 | 0 | 0 | 0 | 0 | 0 | 0 | 0 | 0 | 0 | 0
1997 | 5 | 6 | 0.05 | 0.05 | 0 | 0 | 0.05 | 0 | 0 | 0 | 0 | 0 | 0 | 0 | 0
1997 | 5 | 7 | 0 | 0 | 0 | 0 | 0 | 0 | 0 | 0 | 0 | 0 | 0 | 0 | 0
1997 | 5 | 8 | 0.02 | 0.02 | 0 | 0 | 0.02 | 0 | 0 | 0 | 0 | 0 | 0 | 0 | 0
1997 | 5 | 9 | 0.14 | 0.14 | 0.09 | 0 | 0.14 | 0.09 | 0 | 0 | 0 | 0 | 0 | 0 | 0
1997 | 5 | 10 | 0.01 | 0.01 | 0 | 0 | 0.01 | 0 | 0 | 0 | 0 | 0 | 0 | 0 | 0
1997 | 5 | 11 | 0 | 0 | 0 | 0 | 0 | 0 | 0 | 0 | 0 | 0 | 0 | 0 | 0
1997 | 5 | 12 | 0 | 0 | 0 | 0 | 0 | 0 | 0 | 0 | 0 | 0 | 0 | 0 | 0
1997 | 5 | 13 | 0 | 0 | 0 | 0 | 0 | 0 | 0 | 0 | 0 | 0 | 0 | 0 | 0
1997 | 5 | 14 | 0 | 0 | 0 | 0 | 0 | 0 | 0 | 0 | 0 | 0 | 0 | 0 | 0
1997 | 5 | 15 | 0.01 | 0.01 | 0 | 0 | 0.01 | 0 | 0 | 0 | 0 | 0 | 0 | 0 | 0
1997 | 5 | 16 | 0 | 0 | 0 | 0 | 0 | 0 | 0 | 0 | 0 | 0 | 0 | 0 | 0
1997 | 5 | 17 | 0.01 | 0.01 | 0 | 0 | 0.01 | 0 | 0 | 0 | 0 | 0 | 0 | 0 | 0
1997 | 5 | 18 | 0 | 0 | 0 | 0 | 0 | 0 | 0 | 0 | 0 | 0 | 0 | 0 | 0
1997 | 5 | 19 | 0 | 0 | 0 | 0 | 0 | 0 | 0 | 0 | 0 | 0 | 0 | 0 | 0
1997 | 5 | 20 | 0 | 0 | 0 | 0 | 0 | 0 | 0 | 0 | 0 | 0 | 0 | 0 | 0
1997 | 5 | 21 | 0 | 0 | 0 | 0 | 0 | 0 | 0 | 0 | 0 | 0 | 0 | 0 | 0
1997 | 5 | 22 | 0 | 0 | 0 | 0 | 0 | 0 | 0 | 0 | 0 | 0 | 0 | 0 | 0
1997 | 5 | 23 | 0 | 0 | 0 | 0 | 0 | 0 | 0 | 0 | 0 | 0 | 0 | 0 | 0
1997 | 5 | 24 | 0 | 0 | 0 | 0 | 0 | 0 | 0 | 0 | 0 | 0 | 0 | 0 | 0
1997 | 5 | 25 | 2.17 | 1 | 0.95 | 0 | 1 | 0.95 | 0 | 0 | 0 | 0 | 0 | 0 | 0
1997 | 5 | 26 | 0.55 | 0.55 | 0.5 | 0 | 0.55 | 0.5 | 0 | 0 | 0 | 0 | 0 | 0 | 0
1997 | 5 | 27 | 0 | 0 | 0 | 0 | 0 | 0 | 0 | 0 | 0 | 0 | 0 | 0 | 0
1997 | 5 | 28 | 0 | 0 | 0 | 0 | 0 | 0 | 0 | 0 | 0 | 0 | 0 | 0 | 0
1997 | 5 | 29 | 0 | 0 | 0 | 0 | 0 | 0 | 0 | 0 | 0 | 0 | 0 | 0 | 0
1997 | 5 | 30 | 0.05 | 0.05 | 0 | 0 | 0.05 | 0 | 0 | 0 | 0 | 0 | 0 | 0 | 0
1997 | 5 | 31 | 0 | 0 | 0 | 0 | 0 | 0 | 0 | 0 | 0 | 0 | 0 | 0 | 0
1997 | 6 | 1 | 0.39 | 0.39 | 0.34 | 0 | 0.39 | 0.34 | 0 | 0 | 0 | 0 | 0 | 0 | 0
1997 | 6 | 2 | 1.12 | 1 | 0.95 | 0 | 1 | 0.95 | 0 | 0 | 0 | 0 | 0 | 0 | 0
1997 | 6 | 3 | 0.54 | 0.54 | 0.49 | 0 | 0.54 | 0.49 | 0 | 0 | 0 | 0 | 0 | 0 | 0
1997 | 6 | 4 | 0 | 0 | 0 | 0 | 0 | 0 | 0 | 0 | 0 | 0 | 0 | 0 | 0
1997 | 6 | 5 | 0 | 0 | 0 | 0 | 0 | 0 | 0 | 0 | 0 | 0 | 0 | 0 | 0
1997 | 6 | 6 | 0 | 0 | 0 | 0 | 0 | 0 | 0 | 0 | 0 | 0 | 0 | 0 | 0
1997 | 6 | 7 | 0 | 0 | 0 | 0 | 0 | 0 | 0 | 0 | 0 | 0 | 0 | 0 | 0
1997 | 6 | 8 | 0 | 0 | 0 | 0 | 0 | 0 | 0 | 0 | 0 | 0 | 0 | 0 | 0
1997 | 6 | 9 | 0 | 0 | 0 | 0 | 0 | 0 | 0 | 0 | 0 | 0 | 0 | 0 | 0
1997 | 6 | 10 | 0 | 0 | 0 | 0 | 0 | 0 | 0 | 0 | 0 | 0 | 0 | 0 | 0
1997 | 6 | 11 | 0 | 0 | 0 | 0 | 0 | 0 | 0 | 0 | 0 | 0 | 0 | 0 | 0
1997 | 6 | 12 | 0.02 | 0.02 | 0 | 0 | 0.02 | 0 | 0 | 0 | 0 | 0 | 0 | 0 | 0
1997 | 6 | 13 | 0.33 | 0.33 | 0.28 | 0 | 0.33 | 0.28 | 0 | 0 | 0 | 0 | 0 | 0 | 0
1997 | 6 | 14 | 0.03 | 0.03 | 0 | 0 | 0.03 | 0 | 0 | 0 | 0 | 0 | 0 | 0 | 0
1997 | 6 | 15 | 0 | 0 | 0 | 0 | 0 | 0 | 0 | 0 | 0 | 0 | 0 | 0 | 0
1997 | 6 | 16 | 0 | 0 | 0 | 0 | 0 | 0 | 0 | 0 | 0 | 0 | 0 | 0 | 0
1997 | 6 | 17 | 0 | 0 | 0 | 0 | 0 | 0 | 0 | 0 | 0 | 0 | 0 | 0 | 0
1997 | 6 | 18 | 0.24 | 0.24 | 0.19 | 0 | 0.24 | 0.19 | 0 | 0 | 0 | 0 | 0 | 0 | 0
1997 | 6 | 19 | 0 | 0 | 0 | 0 | 0 | 0 | 0 | 0 | 0 | 0 | 0 | 0 | 0
1997 | 6 | 20 | 0 | 0 | 0 | 0 | 0 | 0 | 0 | 0 | 0 | 0 | 0 | 0 | 0
1997 | 6 | 21 | 0 | 0 | 0 | 0 | 0 | 0 | 0 | 0 | 0 | 0 | 0 | 0 | 0
1997 | 6 | 22 | 0.01 | 0.01 | 0 | 0 | 0.01 | 0 | 0 | 0 | 0 | 0 | 0 | 0 | 0
1997 | 6 | 23 | 0 | 0 | 0 | 0 | 0 | 0 | 0 | 0 | 0 | 0 | 0 | 0 | 0
1997 | 6 | 24 | 0 | 0 | 0 | 0 | 0 | 0 | 0 | 0 | 0 | 0 | 0 | 0 | 0
1997 | 6 | 25 | 0 | 0 | 0 | 0 | 0 | 0 | 0 | 0 | 0 | 0 | 0 | 0 | 0
1997 | 6 | 26 | 0.26 | 0.26 | 0.21 | 0 | 0.26 | 0.21 | 0 | 0 | 0 | 0 | 0 | 0 | 0
1997 | 6 | 27 | 0 | 0 | 0 | 0 | 0 | 0 | 0 | 0 | 0 | 0 | 0 | 0 | 0
1997 | 6 | 28 | 0 | 0 | 0 | 0 | 0 | 0 | 0 | 0 | 0 | 0 | 0 | 0 | 0
1997 | 6 | 29 | 0 | 0 | 0 | 0 | 0 | 0 | 0 | 0 | 0 | 0 | 0 | 0 | 0
1997 | 6 | 30 | 0 | 0 | 0 | 0 | 0 | 0 | 0 | 0 | 0 | 0 | 0 | 0 | 0
1997 | 7 | 1 | 0.08 | 0.08 | 0.03 | 0 | 0.08 | 0.03 | 0 | 0 | 0 | 0 | 0 | 0 | 0
1997 | 7 | 2 | 0.28 | 0.28 | 0.23 | 0 | 0.28 | 0.23 | 0 | 0 | 0 | 0 | 0 | 0 | 0
1997 | 7 | 3 | 0 | 0 | 0 | 0 | 0 | 0 | 0 | 0 | 0 | 0 | 0 | 0 | 0
1997 | 7 | 4 | 0 | 0 | 0 | 0 | 0 | 0 | 0 | 0 | 0 | 0 | 0 | 0 | 0
1997 | 7 | 5 | 0 | 0 | 0 | 0 | 0 | 0 | 0 | 0 | 0 | 0 | 0 | 0 | 0
1997 | 7 | 6 | 0 | 0 | 0 | 0 | 0 | 0 | 0 | 0 | 0 | 0 | 0 | 0 | 0
1997 | 7 | 7 | 0 | 0 | 0 | 0 | 0 | 0 | 0 | 0 | 0 | 0 | 0 | 0 | 0
1997 | 7 | 8 | 0 | 0 | 0 | 0 | 0 | 0 | 0 | 0 | 0 | 0 | 0 | 0 | 0
1997 | 7 | 9 | 0.01 | 0.01 | 0 | 0 | 0.01 | 0 | 0 | 0 | 0 | 0 | 0 | 0 | 0
1997 | 7 | 10 | 0 | 0 | 0 | 0 | 0 | 0 | 0 | 0 | 0 | 0 | 0 | 0 | 0
1997 | 7 | 11 | 0 | 0 | 0 | 0 | 0 | 0 | 0 | 0 | 0 | 0 | 0 | 0 | 0
1997 | 7 | 12 | 0 | 0 | 0 | 0 | 0 | 0 | 0 | 0 | 0 | 0 | 0 | 0 | 0
1997 | 7 | 13 | 0 | 0 | 0 | 0 | 0 | 0 | 0 | 0 | 0 | 0 | 0 | 0 | 0
1997 | 7 | 14 | 0 | 0 | 0 | 0 | 0 | 0 | 0 | 0 | 0 | 0 | 0 | 0 | 0
1997 | 7 | 15 | 0 | 0 | 0 | 0 | 0 | 0 | 0 | 0 | 0 | 0 | 0 | 0 | 0
1997 | 7 | 16 | 0 | 0 | 0 | 0 | 0 | 0 | 0 | 0 | 0 | 0 | 0 | 0 | 0
1997 | 7 | 17 | 0 | 0 | 0 | 0 | 0 | 0 | 0 | 0 | 0 | 0 | 0 | 0 | 0
1997 | 7 | 18 | 0.1 | 0.1 | 0.05 | 0 | 0.1 | 0.05 | 0 | 0 | 0 | 0 | 0 | 0 | 0
1997 | 7 | 19 | 0 | 0 | 0 | 0 | 0 | 0 | 0 | 0 | 0 | 0 | 0 | 0 | 0
1997 | 7 | 20 | 0 | 0 | 0 | 0 | 0 | 0 | 0 | 0 | 0 | 0 | 0 | 0 | 0
1997 | 7 | 21 | 0 | 0 | 0 | 0 | 0 | 0 | 0 | 0 | 0 | 0 | 0 | 0 | 0
1997 | 7 | 22 | 0 | 0 | 0 | 0 | 0 | 0 | 0 | 0 | 0 | 0 | 0 | 0 | 0
1997 | 7 | 23 | 0.17 | 0.17 | 0.12 | 0 | 0.17 | 0.12 | 0 | 0 | 0 | 0 | 0 | 0 | 0
1997 | 7 | 24 | 0.34 | 0.34 | 0.29 | 0 | 0.34 | 0.29 | 0 | 0 | 0 | 0 | 0 | 0 | 0
1997 | 7 | 25 | 0 | 0 | 0 | 0 | 0 | 0 | 0 | 0 | 0 | 0 | 0 | 0 | 0
1997 | 7 | 26 | 0 | 0 | 0 | 0 | 0 | 0 | 0 | 0 | 0 | 0 | 0 | 0 | 0
1997 | 7 | 27 | 0 | 0 | 0 | 0 | 0 | 0 | 0 | 0 | 0 | 0 | 0 | 0 | 0
1997 | 7 | 28 | 0.16 | 0.16 | 0.11 | 0 | 0.16 | 0.11 | 0 | 0 | 0 | 0 | 0 | 0 | 0
1997 | 7 | 29 | 0 | 0 | 0 | 0 | 0 | 0 | 0 | 0 | 0 | 0 | 0 | 0 | 0
1997 | 7 | 30 | 0 | 0 | 0 | 0 | 0 | 0 | 0 | 0 | 0 | 0 | 0 | 0 | 0
1997 | 7 | 31 | 0 | 0 | 0 | 0 | 0 | 0 | 0 | 0 | 0 | 0 | 0 | 0 | 0
1997 | 8 | 1 | 0 | 0 | 0 | 0 | 0 | 0 | 0 | 0 | 0 | 0 | 0 | 0 | 0
1997 | 8 | 2 | 0 | 0 | 0 | 0 | 0 | 0 | 0 | 0 | 0 | 0 | 0 | 0 | 0
1997 | 8 | 3 | 0 | 0 | 0 | 0 | 0 | 0 | 0 | 0 | 0 | 0 | 0 | 0 | 0
1997 | 8 | 4 | 0.03 | 0.03 | 0 | 0 | 0.03 | 0 | 0 | 0 | 0 | 0 | 0 | 0 | 0
1997 | 8 | 5 | 0 | 0 | 0 | 0 | 0 | 0 | 0 | 0 | 0 | 0 | 0 | 0 | 0
1997 | 8 | 6 | 0 | 0 | 0 | 0 | 0 | 0 | 0 | 0 | 0 | 0 | 0 | 0 | 0
1997 | 8 | 7 | 0 | 0 | 0 | 0 | 0 | 0 | 0 | 0 | 0 | 0 | 0 | 0 | 0
1997 | 8 | 8 | 0 | 0 | 0 | 0 | 0 | 0 | 0 | 0 | 0 | 0 | 0 | 0 | 0
1997 | 8 | 9 | 0 | 0 | 0 | 0 | 0 | 0 | 0 | 0 | 0 | 0 | 0 | 0 | 0
1997 | 8 | 10 | 0 | 0 | 0 | 0 | 0 | 0 | 0 | 0 | 0 | 0 | 0 | 0 | 0
1997 | 8 | 11 | 0 | 0 | 0 | 0 | 0 | 0 | 0 | 0 | 0 | 0 | 0 | 0 | 0
1997 | 8 | 12 | 0 | 0 | 0 | 0 | 0 | 0 | 0 | 0 | 0 | 0 | 0 | 0 | 0
1997 | 8 | 13 | 0 | 0 | 0 | 0 | 0 | 0 | 0 | 0 | 0 | 0 | 0 | 0 | 0
1997 | 8 | 14 | 0.07 | 0.07 | 0.02 | 0 | 0.07 | 0.02 | 0 | 0 | 0 | 0 | 0 | 0 | 0
1997 | 8 | 15 | 0 | 0 | 0 | 0 | 0 | 0 | 0 | 0 | 0 | 0 | 0 | 0 | 0
1997 | 8 | 16 | 0 | 0 | 0 | 0 | 0 | 0 | 0 | 0 | 0 | 0 | 0 | 0 | 0
1997 | 8 | 17 | 1.35 | 1 | 0.95 | 0 | 1 | 0.95 | 0 | 0 | 0 | 0 | 0 | 0 | 0
1997 | 8 | 18 | 0 | 0 | 0 | 0 | 0 | 0 | 0 | 0 | 0 | 0 | 0 | 0 | 0
1997 | 8 | 19 | 0 | 0 | 0 | 0 | 0 | 0 | 0 | 0 | 0 | 0 | 0 | 0 | 0
1997 | 8 | 20 | 2.06 | 1 | 0.95 | 0 | 1 | 0.95 | 0 | 0 | 0 | 0 | 0 | 0 | 0
1997 | 8 | 21 | 0 | 0 | 0 | 0 | 0 | 0 | 0 | 0 | 0 | 0 | 0 | 0 | 0
1997 | 8 | 22 | 0 | 0 | 0 | 0 | 0 | 0 | 0 | 0 | 0 | 0 | 0 | 0 | 0
1997 | 8 | 23 | 0 | 0 | 0 | 0 | 0 | 0 | 0 | 0 | 0 | 0 | 0 | 0 | 0
1997 | 8 | 24 | 0 | 0 | 0 | 0 | 0 | 0 | 0 | 0 | 0 | 0 | 0 | 0 | 0
1997 | 8 | 25 | 0 | 0 | 0 | 0 | 0 | 0 | 0 | 0 | 0 | 0 | 0 | 0 | 0
1997 | 8 | 26 | 0 | 0 | 0 | 0 | 0 | 0 | 0 | 0 | 0 | 0 | 0 | 0 | 0
1997 | 8 | 27 | 0 | 0 | 0 | 0 | 0 | 0 | 0 | 0 | 0 | 0 | 0 | 0 | 0
1997 | 8 | 28 | 0 | 0 | 0 | 0 | 0 | 0 | 0 | 0 | 0 | 0 | 0 | 0 | 0
1997 | 8 | 29 | 0 | 0 | 0 | 0 | 0 | 0 | 0 | 0 | 0 | 0 | 0 | 0 | 0
1997 | 8 | 30 | 0 | 0 | 0 | 0 | 0 | 0 | 0 | 0 | 0 | 0 | 0 | 0 | 0
1997 | 8 | 31 | 0 | 0 | 0 | 0 | 0 | 0 | 0 | 0 | 0 | 0 | 0 | 0 | 0
1997 | 9 | 1 | 0 | 0 | 0 | 0 | 0 | 0 | 0 | 0 | 0 | 0 | 0 | 0 | 0
1997 | 9 | 2 | 0.19 | 0.19 | 0.14 | 0 | 0.19 | 0.14 | 0 | 0 | 0 | 0 | 0 | 0 | 0
1997 | 9 | 3 | 0.01 | 0.01 | 0 | 0 | 0.01 | 0 | 0 | 0 | 0 | 0 | 0 | 0 | 0
1997 | 9 | 4 | 0 | 0 | 0 | 0 | 0 | 0 | 0 | 0 | 0 | 0 | 0 | 0 | 0
1997 | 9 | 5 | 0 | 0 | 0 | 0 | 0 | 0 | 0 | 0 | 0 | 0 | 0 | 0 | 0
1997 | 9 | 6 | 0 | 0 | 0 | 0 | 0 | 0 | 0 | 0 | 0 | 0 | 0 | 0 | 0
1997 | 9 | 7 | 0 | 0 | 0 | 0 | 0 | 0 | 0 | 0 | 0 | 0 | 0 | 0 | 0
1997 | 9 | 8 | 0 | 0 | 0 | 0 | 0 | 0 | 0 | 0 | 0 | 0 | 0 | 0 | 0
1997 | 9 | 9 | 0 | 0 | 0 | 0 | 0 | 0 | 0 | 0 | 0 | 0 | 0 | 0 | 0
1997 | 9 | 10 | 0.43 | 0.43 | 0.38 | 0 | 0.43 | 0.38 | 0 | 0 | 0 | 0 | 0 | 0 | 0
1997 | 9 | 11 | 0.02 | 0.02 | 0 | 0 | 0.02 | 0 | 0 | 0 | 0 | 0 | 0 | 0 | 0
1997 | 9 | 12 | 0 | 0 | 0 | 0 | 0 | 0 | 0 | 0 | 0 | 0 | 0 | 0 | 0
1997 | 9 | 13 | 0 | 0 | 0 | 0 | 0 | 0 | 0 | 0 | 0 | 0 | 0 | 0 | 0
1997 | 9 | 14 | 0 | 0 | 0 | 0 | 0 | 0 | 0 | 0 | 0 | 0 | 0 | 0 | 0
1997 | 9 | 15 | 0 | 0 | 0 | 0 | 0 | 0 | 0 | 0 | 0 | 0 | 0 | 0 | 0
1997 | 9 | 16 | 0 | 0 | 0 | 0 | 0 | 0 | 0 | 0 | 0 | 0 | 0 | 0 | 0
1997 | 9 | 17 | 0 | 0 | 0 | 0 | 0 | 0 | 0 | 0 | 0 | 0 | 0 | 0 | 0
1997 | 9 | 18 | 0.23 | 0.23 | 0.18 | 0 | 0.23 | 0.18 | 0 | 0 | 0 | 0 | 0 | 0 | 0
1997 | 9 | 19 | 0 | 0 | 0 | 0 | 0 | 0 | 0 | 0 | 0 | 0 | 0 | 0 | 0
1997 | 9 | 20 | 0 | 0 | 0 | 0 | 0 | 0 | 0 | 0 | 0 | 0 | 0 | 0 | 0
1997 | 9 | 21 | 0 | 0 | 0 | 0 | 0 | 0 | 0 | 0 | 0 | 0 | 0 | 0 | 0
1997 | 9 | 22 | 0 | 0 | 0 | 0 | 0 | 0 | 0 | 0 | 0 | 0 | 0 | 0 | 0
1997 | 9 | 23 | 0 | 0 | 0 | 0 | 0 | 0 | 0 | 0 | 0 | 0 | 0 | 0 | 0
1997 | 9 | 24 | 0 | 0 | 0 | 0 | 0 | 0 | 0 | 0 | 0 | 0 | 0 | 0 | 0
1997 | 9 | 25 | 0 | 0 | 0 | 0 | 0 | 0 | 0 | 0 | 0 | 0 | 0 | 0 | 0
1997 | 9 | 26 | 0 | 0 | 0 | 0 | 0 | 0 | 0 | 0 | 0 | 0 | 0 | 0 | 0
1997 | 9 | 27 | 0 | 0 | 0 | 0 | 0 | 0 | 0 | 0 | 0 | 0 | 0 | 0 | 0
1997 | 9 | 28 | 0.68 | 0.68 | 0.63 | 0 | 0.68 | 0.63 | 0 | 0 | 0 | 0 | 0 | 0 | 0
1997 | 9 | 29 | 0.03 | 0.03 | 0 | 0 | 0.03 | 0 | 0 | 0 | 0 | 0 | 0 | 0 | 0
1997 | 9 | 30 | 0 | 0 | 0 | 0 | 0 | 0 | 0 | 0 | 0 | 0 | 0 | 0 | 0
1997 | 10 | 1 | 0 | 0 | 0 | 0 | 0 | 0 | 0 | 0 | 0 | 0 | 0 | 0 | 0
1997 | 10 | 2 | 0 | 0 | 0 | 0 | 0 | 0 | 0 | 0 | 0 | 0 | 0 | 0 | 0
1997 | 10 | 3 | 0 | 0 | 0 | 0 | 0 | 0 | 0 | 0 | 0 | 0 | 0 | 0 | 0
1997 | 10 | 4 | 0 | 0 | 0 | 0 | 0 | 0 | 0 | 0 | 0 | 0 | 0 | 0 | 0
1997 | 10 | 5 | 0 | 0 | 0 | 0 | 0 | 0 | 0 | 0 | 0 | 0 | 0 | 0 | 0
1997 | 10 | 6 | 0 | 0 | 0 | 0 | 0 | 0 | 0 | 0 | 0 | 0 | 0 | 0 | 0
1997 | 10 | 7 | 0 | 0 | 0 | 0 | 0 | 0 | 0 | 0 | 0 | 0 | 0 | 0 | 0
1997 | 10 | 8 | 0 | 0 | 0 | 0 | 0 | 0 | 0 | 0 | 0 | 0 | 0 | 0 | 0
1997 | 10 | 9 | 0 | 0 | 0 | 0 | 0 | 0 | 0 | 0 | 0 | 0 | 0 | 0 | 0
1997 | 10 | 10 | 0.01 | 0.01 | 0 | 0 | 0.01 | 0 | 0 | 0 | 0 | 0 | 0 | 0 | 0
1997 | 10 | 11 | 0 | 0 | 0 | 0 | 0 | 0 | 0 | 0 | 0 | 0 | 0 | 0 | 0
1997 | 10 | 12 | 0 | 0 | 0 | 0 | 0 | 0 | 0 | 0 | 0 | 0 | 0 | 0 | 0
1997 | 10 | 13 | 0 | 0 | 0 | 0 | 0 | 0 | 0 | 0 | 0 | 0 | 0 | 0 | 0
1997 | 10 | 14 | 0.01 | 0.01 | 0 | 0 | 0.01 | 0 | 0 | 0 | 0 | 0 | 0 | 0 | 0
1997 | 10 | 15 | 0.29 | 0.29 | 0.24 | 0 | 0.29 | 0.24 | 0 | 0 | 0 | 0 | 0 | 0 | 0
1997 | 10 | 16 | 0 | 0 | 0 | 0 | 0 | 0 | 0 | 0 | 0 | 0 | 0 | 0 | 0
1997 | 10 | 17 | 1.13 | 1 | 0.95 | 0 | 1 | 0.95 | 0 | 0 | 0 | 0 | 0 | 0 | 0
1997 | 10 | 18 | 0.59 | 0.59 | 0.54 | 0 | 0.59 | 0.54 | 0 | 0 | 0 | 0 | 0 | 0 | 0
1997 | 10 | 19 | 0.05 | 0.05 | 0 | 0 | 0.05 | 0 | 0 | 0 | 0 | 0 | 0 | 0 | 0
1997 | 10 | 20 | 0 | 0 | 0 | 0 | 0 | 0 | 0 | 0 | 0 | 0 | 0 | 0 | 0
1997 | 10 | 21 | 0 | 0 | 0 | 0 | 0 | 0 | 0 | 0 | 0 | 0 | 0 | 0 | 0
1997 | 10 | 22 | 0 | 0 | 0 | 0 | 0 | 0 | 0 | 0 | 0 | 0 | 0 | 0 | 0
1997 | 10 | 23 | 0 | 0 | 0 | 0 | 0 | 0 | 0 | 0 | 0 | 0 | 0 | 0 | 0
1997 | 10 | 24 | 0.4 | 0.4 | 0.35 | 0 | 0.4 | 0.35 | 0 | 0 | 0 | 0 | 0 | 0 | 0
1997 | 10 | 25 | 0.45 | 0.45 | 0.4 | 0 | 0.45 | 0.4 | 0 | 0 | 0 | 0 | 0 | 0 | 0
1997 | 10 | 26 | 0.77 | 0.77 | 0.72 | 0 | 0.77 | 0.72 | 0 | 0 | 0 | 0 | 0 | 0 | 0
1997 | 10 | 27 | 0.01 | 0.01 | 0 | 0 | 0.01 | 0 | 0 | 0 | 0 | 0 | 0 | 0 | 0
1997 | 10 | 28 | 0 | 0 | 0 | 0 | 0 | 0 | 0 | 0 | 0 | 0 | 0 | 0 | 0
1997 | 10 | 29 | 0 | 0 | 0 | 0 | 0 | 0 | 0 | 0 | 0 | 0 | 0 | 0 | 0
1997 | 10 | 30 | 0 | 0 | 0 | 0 | 0 | 0 | 0 | 0 | 0 | 0 | 0 | 0 | 0
1997 | 10 | 31 | 0.01 | 0.01 | 0 | 0 | 0.01 | 0 | 0 | 0 | 0 | 0 | 0 | 0 | 0
1997 | 11 | 1 | 0.33 | 0.33 | 0.28 | 0 | 0.33 | 0.28 | 0 | 0 | 0 | 0 | 0 | 0 | 0
1997 | 11 | 2 | 0.18 | 0.18 | 0.13 | 0 | 0.18 | 0.13 | 0 | 0 | 0 | 0 | 0 | 0 | 0
1997 | 11 | 3 | 0 | 0 | 0 | 0 | 0 | 0 | 0 | 0 | 0 | 0 | 0 | 0 | 0
1997 | 11 | 4 | 0 | 0 | 0 | 0 | 0 | 0 | 0 | 0 | 0 | 0 | 0 | 0 | 0
1997 | 11 | 5 | 0 | 0 | 0 | 0 | 0 | 0 | 0 | 0 | 0 | 0 | 0 | 0 | 0
1997 | 11 | 6 | 0 | 0 | 0 | 0 | 0 | 0 | 0 | 0 | 0 | 0 | 0 | 0 | 0
1997 | 11 | 7 | 2 | 1 | 0.95 | 0 | 1 | 0.95 | 0 | 0 | 0 | 0 | 0 | 0 | 0
1997 | 11 | 8 | 0.43 | 0.43 | 0.38 | 0 | 0.43 | 0.38 | 0 | 0 | 0 | 0 | 0 | 0 | 0
1997 | 11 | 9 | 0.27 | 0.27 | 0.22 | 0 | 0.27 | 0.22 | 0 | 0 | 0 | 0 | 0 | 0 | 0
1997 | 11 | 10 | 0 | 0 | 0 | 0 | 0 | 0 | 0 | 0 | 0 | 0 | 0 | 0 | 0
1997 | 11 | 11 | 0 | 0 | 0 | 0 | 0 | 0 | 0 | 0 | 0 | 0 | 0 | 0 | 0
1997 | 11 | 12 | 0 | 0 | 0 | 0 | 0 | 0 | 0 | 0 | 0 | 0 | 0 | 0 | 0
1997 | 11 | 13 | 0.36 | 0.36 | 0.31 | 0 | 0.36 | 0.31 | 0 | 0 | 0 | 0 | 0 | 0 | 0
1997 | 11 | 14 | 0.33 | 0.33 | 0.28 | 0 | 0.33 | 0.28 | 0 | 0 | 0 | 0 | 0 | 0 | 0
1997 | 11 | 15 | 0 | 0 | 0 | 0 | 0 | 0 | 0 | 0 | 0 | 0 | 0 | 0 | 0
1997 | 11 | 16 | 0 | 0 | 0 | 0 | 0 | 0 | 0 | 0 | 0 | 0 | 0 | 0 | 0
1997 | 11 | 17 | 0 | 0 | 0 | 0 | 0 | 0 | 0 | 0 | 0 | 0 | 0 | 0 | 0
1997 | 11 | 18 | 0 | 0 | 0 | 0 | 0 | 0 | 0 | 0 | 0 | 0 | 0 | 0 | 0
1997 | 11 | 19 | 0 | 0 | 0 | 0 | 0 | 0 | 0 | 0 | 0 | 0 | 0 | 0 | 0
1997 | 11 | 20 | 0 | 0 | 0 | 0 | 0 | 0 | 0 | 0 | 0 | 0 | 0 | 0 | 0
1997 | 11 | 21 | 0.5 | 0.5 | 0.45 | 0 | 0.5 | 0.45 | 0 | 0 | 0 | 0 | 0 | 0 | 0
1997 | 11 | 22 | 0.13 | 0.13 | 0.08 | 0 | 0.13 | 0.08 | 0 | 0 | 0 | 0 | 0 | 0 | 0
1997 | 11 | 23 | 0 | 0 | 0 | 0 | 0 | 0 | 0 | 0 | 0 | 0 | 0 | 0 | 0
1997 | 11 | 24 | 0 | 0 | 0 | 0 | 0 | 0 | 0 | 0 | 0 | 0 | 0 | 0 | 0
1997 | 11 | 25 | 0 | 0 | 0 | 0 | 0 | 0 | 0 | 0 | 0 | 0 | 0 | 0 | 0
1997 | 11 | 26 | 0 | 0 | 0 | 0 | 0 | 0 | 0 | 0 | 0 | 0 | 0 | 0 | 0
1997 | 11 | 27 | 0 | 0 | 0 | 0 | 0 | 0 | 0 | 0 | 0 | 0 | 0 | 0 | 0
1997 | 11 | 28 | 0 | 0 | 0 | 0 | 0 | 0 | 0 | 0 | 0 | 0 | 0 | 0 | 0
1997 | 11 | 29 | 0 | 0 | 0 | 0 | 0 | 0 | 0 | 0 | 0 | 0 | 0 | 0 | 0
1997 | 11 | 30 | 0.07 | 0.07 | 0.02 | 0 | 0.07 | 0.02 | 0 | 0 | 0 | 0 | 0 | 0 | 0
1997 | 12 | 1 | 0 | 0 | 0 | 0 | 0 | 0 | 0 | 0 | 0 | 0 | 0 | 0 | 0
1997 | 12 | 2 | 0 | 0 | 0 | 0 | 0 | 0 | 0 | 0 | 0 | 0 | 0 | 0 | 0
1997 | 12 | 3 | 0.02 | 0.02 | 0 | 0 | 0.02 | 0 | 0 | 0 | 0 | 0 | 0 | 0 | 0
1997 | 12 | 4 | 0.06 | 0.06 | 0.01 | 0 | 0.06 | 0.01 | 0 | 0 | 0 | 0 | 0 | 0 | 0
1997 | 12 | 5 | 0 | 0 | 0 | 0 | 0 | 0 | 0 | 0 | 0 | 0 | 0 | 0 | 0
1997 | 12 | 6 | 0 | 0 | 0 | 0 | 0 | 0 | 0 | 0 | 0 | 0 | 0 | 0 | 0
1997 | 12 | 7 | 0 | 0 | 0 | 0 | 0 | 0 | 0 | 0 | 0 | 0 | 0 | 0 | 0
1997 | 12 | 8 | 0 | 0 | 0 | 0 | 0 | 0 | 0 | 0 | 0 | 0 | 0 | 0 | 0
1997 | 12 | 9 | 0.09 | 0.09 | 0.04 | 0 | 0.09 | 0.04 | 0 | 0 | 0 | 0 | 0 | 0 | 0
1997 | 12 | 10 | 0.2 | 0.2 | 0.15 | 0 | 0.2 | 0.15 | 0 | 0 | 0 | 0 | 0 | 0 | 0
1997 | 12 | 11 | 0.03 | 0.03 | 0 | 0 | 0.03 | 0 | 0 | 0 | 0 | 0 | 0 | 0 | 0
1997 | 12 | 12 | 0 | 0 | 0 | 0 | 0 | 0 | 0 | 0 | 0 | 0 | 0 | 0 | 0
1997 | 12 | 13 | 0 | 0 | 0 | 0 | 0 | 0 | 0 | 0 | 0 | 0 | 0 | 0 | 0
1997 | 12 | 14 | 0 | 0 | 0 | 0 | 0 | 0 | 0 | 0 | 0 | 0 | 0 | 0 | 0
1997 | 12 | 15 | 0 | 0 | 0 | 0 | 0 | 0 | 0 | 0 | 0 | 0 | 0 | 0 | 0
1997 | 12 | 16 | 0 | 0 | 0 | 0 | 0 | 0 | 0 | 0 | 0 | 0 | 0 | 0 | 0
1997 | 12 | 17 | 0 | 0 | 0 | 0 | 0 | 0 | 0 | 0 | 0 | 0 | 0 | 0 | 0
1997 | 12 | 18 | 0 | 0 | 0 | 0 | 0 | 0 | 0 | 0 | 0 | 0 | 0 | 0 | 0
1997 | 12 | 19 | 0 | 0 | 0 | 0 | 0 | 0 | 0 | 0 | 0 | 0 | 0 | 0 | 0
1997 | 12 | 20 | 0 | 0 | 0 | 0 | 0 | 0 | 0 | 0 | 0 | 0 | 0 | 0 | 0
1997 | 12 | 21 | 0 | 0 | 0 | 0 | 0 | 0 | 0 | 0 | 0 | 0 | 0 | 0 | 0
1997 | 12 | 22 | 0.32 | 0.32 | 0.27 | 0 | 0.32 | 0.27 | 0 | 0 | 0 | 0 | 0 | 0 | 0
1997 | 12 | 23 | 0 | 0 | 0 | 0 | 0 | 0 | 0 | 0 | 0 | 0 | 0 | 0 | 0
1997 | 12 | 24 | 0.27 | 0.27 | 0.22 | 0 | 0.27 | 0.22 | 0 | 0 | 0 | 0 | 0 | 0 | 0
1997 | 12 | 25 | 0.27 | 0.27 | 0.22 | 0 | 0.27 | 0.22 | 0 | 0 | 0 | 0 | 0 | 0 | 0
1997 | 12 | 26 | 0 | 0 | 0 | 0 | 0 | 0 | 0 | 0 | 0 | 0 | 0 | 0 | 0
1997 | 12 | 27 | 0.25 | 0.25 | 0.2 | 0 | 0.25 | 0.2 | 0 | 0 | 0 | 0 | 0 | 0 | 0
1997 | 12 | 28 | 0 | 0 | 0 | 0 | 0 | 0 | 0 | 0 | 0 | 0 | 0 | 0 | 0
1997 | 12 | 29 | 0.18 | 0.18 | 0.13 | 0 | 0.18 | 0.13 | 0 | 0 | 0 | 0 | 0 | 0 | 0
1997 | 12 | 30 | 0.05 | 0.05 | 0 | 0 | 0.05 | 0 | 0 | 0 | 0 | 0 | 0 | 0 | 0
1997 | 12 | 31 | 0 | 0 | 0 | 0 | 0 | 0 | 0 | 0 | 0 | 0 | 0 | 0 | 0
1998 | 1 | 1 | 0 | 0 | 0 | 0 | 0 | 0 | 0 | 0 | 0 | 0 | 0 | 0 | 0
1998 | 1 | 2 | 0 | 0 | 0 | 0 | 0 | 0 | 0 | 0 | 0 | 0 | 0 | 0 | 0
1998 | 1 | 3 | 0 | 0 | 0 | 0 | 0 | 0 | 0 | 0 | 0 | 0 | 0 | 0 | 0
1998 | 1 | 4 | 0 | 0 | 0 | 0 | 0 | 0 | 0 | 0 | 0 | 0 | 0 | 0 | 0
1998 | 1 | 5 | 0 | 0 | 0 | 0 | 0 | 0 | 0 | 0 | 0 | 0 | 0 | 0 | 0
1998 | 1 | 6 | 0 | 0 | 0 | 0 | 0 | 0 | 0 | 0 | 0 | 0 | 0 | 0 | 0
1998 | 1 | 7 | 0.14 | 0.14 | 0.09 | 0 | 0.14 | 0.09 | 0 | 0 | 0 | 0 | 0 | 0 | 0
1998 | 1 | 8 | 0.12 | 0.12 | 0.07 | 0 | 0.12 | 0.07 | 0 | 0 | 0 | 0 | 0 | 0 | 0
1998 | 1 | 9 | 0.07 | 0.07 | 0.02 | 0 | 0.07 | 0.02 | 0 | 0 | 0 | 0 | 0 | 0 | 0
1998 | 1 | 10 | 0 | 0 | 0 | 0 | 0 | 0 | 0 | 0 | 0 | 0 | 0 | 0 | 0
1998 | 1 | 11 | 0 | 0 | 0 | 0 | 0 | 0 | 0 | 0 | 0 | 0 | 0 | 0 | 0
1998 | 1 | 12 | 0.06 | 0.06 | 0.01 | 0 | 0.06 | 0.01 | 0 | 0 | 0 | 0 | 0 | 0 | 0
1998 | 1 | 13 | 0.03 | 0.03 | 0 | 0 | 0.03 | 0 | 0 | 0 | 0 | 0 | 0 | 0 | 0
1998 | 1 | 14 | 0 | 0 | 0 | 0 | 0 | 0 | 0 | 0 | 0 | 0 | 0 | 0 | 0
1998 | 1 | 15 | 0.73 | 0.73 | 0.68 | 0 | 0.73 | 0.68 | 0 | 0 | 0 | 0 | 0 | 0 | 0
1998 | 1 | 16 | 0 | 0 | 0 | 0 | 0 | 0 | 0 | 0 | 0 | 0 | 0 | 0 | 0
1998 | 1 | 17 | 0.09 | 0.09 | 0.04 | 0 | 0.09 | 0.04 | 0 | 0 | 0 | 0 | 0 | 0 | 0
1998 | 1 | 18 | 0 | 0 | 0 | 0 | 0 | 0 | 0 | 0 | 0 | 0 | 0 | 0 | 0
1998 | 1 | 19 | 0.08 | 0.08 | 0.03 | 0 | 0.08 | 0.03 | 0 | 0 | 0 | 0 | 0 | 0 | 0
1998 | 1 | 20 | 0 | 0 | 0 | 0 | 0 | 0 | 0 | 0 | 0 | 0 | 0 | 0 | 0
1998 | 1 | 21 | 0 | 0 | 0 | 0 | 0 | 0 | 0 | 0 | 0 | 0 | 0 | 0 | 0
1998 | 1 | 22 | 0.11 | 0.11 | 0.06 | 0 | 0.11 | 0.06 | 0 | 0 | 0 | 0 | 0 | 0 | 0
1998 | 1 | 23 | 1.79 | 1 | 0.95 | 0 | 1 | 0.95 | 0 | 0 | 0 | 0 | 0 | 0 | 0
1998 | 1 | 24 | 0.14 | 0.14 | 0.09 | 0 | 0.14 | 0.09 | 0 | 0 | 0 | 0 | 0 | 0 | 0
1998 | 1 | 25 | 0 | 0 | 0 | 0 | 0 | 0 | 0 | 0 | 0 | 0 | 0 | 0 | 0
1998 | 1 | 26 | 0 | 0 | 0 | 0 | 0 | 0 | 0 | 0 | 0 | 0 | 0 | 0 | 0
1998 | 1 | 27 | 0.46 | 0.46 | 0.41 | 0 | 0.46 | 0.41 | 0 | 0 | 0 | 0 | 0 | 0 | 0
1998 | 1 | 28 | 1.61 | 1 | 0.95 | 0 | 1 | 0.95 | 0 | 0 | 0 | 0 | 0 | 0 | 0
1998 | 1 | 29 | 0 | 0 | 0 | 0 | 0 | 0 | 0 | 0 | 0 | 0 | 0 | 0 | 0
1998 | 1 | 30 | 0 | 0 | 0 | 0 | 0 | 0 | 0 | 0 | 0 | 0 | 0 | 0 | 0
1998 | 1 | 31 | 0 | 0 | 0 | 0 | 0 | 0 | 0 | 0 | 0 | 0 | 0 | 0 | 0
1998 | 2 | 1 | 0 | 0 | 0 | 0 | 0 | 0 | 0 | 0 | 0 | 0 | 0 | 0 | 0
1998 | 2 | 2 | 0 | 0 | 0 | 0 | 0 | 0 | 0 | 0 | 0 | 0 | 0 | 0 | 0
1998 | 2 | 3 | 0 | 0 | 0 | 0 | 0 | 0 | 0 | 0 | 0 | 0 | 0 | 0 | 0
1998 | 2 | 4 | 2.02 | 1 | 0.95 | 0 | 1 | 0.95 | 0 | 0 | 0 | 0 | 0 | 0 | 0
1998 | 2 | 5 | 0.45 | 0.45 | 0.4 | 0 | 0.45 | 0.4 | 0 | 0 | 0 | 0 | 0 | 0 | 0
1998 | 2 | 6 | 0.05 | 0.05 | 0 | 0 | 0.05 | 0 | 0 | 0 | 0 | 0 | 0 | 0 | 0
1998 | 2 | 7 | 0.01 | 0.01 | 0 | 0 | 0.01 | 0 | 0 | 0 | 0 | 0 | 0 | 0 | 0
1998 | 2 | 8 | 0 | 0 | 0 | 0 | 0 | 0 | 0 | 0 | 0 | 0 | 0 | 0 | 0
1998 | 2 | 9 | 0 | 0 | 0 | 0 | 0 | 0 | 0 | 0 | 0 | 0 | 0 | 0 | 0
1998 | 2 | 10 | 0 | 0 | 0 | 0 | 0 | 0 | 0 | 0 | 0 | 0 | 0 | 0 | 0
1998 | 2 | 11 | 0.43 | 0.43 | 0.38 | 0 | 0.43 | 0.38 | 0 | 0 | 0 | 0 | 0 | 0 | 0
1998 | 2 | 12 | 0.02 | 0.02 | 0 | 0 | 0.02 | 0 | 0 | 0 | 0 | 0 | 0 | 0 | 0
1998 | 2 | 13 | 0 | 0 | 0 | 0 | 0 | 0 | 0 | 0 | 0 | 0 | 0 | 0 | 0
1998 | 2 | 14 | 0 | 0 | 0 | 0 | 0 | 0 | 0 | 0 | 0 | 0 | 0 | 0 | 0
1998 | 2 | 15 | 0 | 0 | 0 | 0 | 0 | 0 | 0 | 0 | 0 | 0 | 0 | 0 | 0
1998 | 2 | 16 | 0 | 0 | 0 | 0 | 0 | 0 | 0 | 0 | 0 | 0 | 0 | 0 | 0
1998 | 2 | 17 | 0.86 | 0.86 | 0.81 | 0 | 0.86 | 0.81 | 0 | 0 | 0 | 0 | 0 | 0 | 0
1998 | 2 | 18 | 0.1 | 0.1 | 0.05 | 0 | 0.1 | 0.05 | 0 | 0 | 0 | 0 | 0 | 0 | 0
1998 | 2 | 19 | 0 | 0 | 0 | 0 | 0 | 0 | 0 | 0 | 0 | 0 | 0 | 0 | 0
1998 | 2 | 20 | 0.06 | 0.06 | 0.01 | 0 | 0.06 | 0.01 | 0 | 0 | 0 | 0 | 0 | 0 | 0
1998 | 2 | 21 | 0 | 0 | 0 | 0 | 0 | 0 | 0 | 0 | 0 | 0 | 0 | 0 | 0
1998 | 2 | 22 | 0 | 0 | 0 | 0 | 0 | 0 | 0 | 0 | 0 | 0 | 0 | 0 | 0
1998 | 2 | 23 | 0.96 | 0.96 | 0.91 | 0 | 0.96 | 0.91 | 0 | 0 | 0 | 0 | 0 | 0 | 0
1998 | 2 | 24 | 0.22 | 0.22 | 0.17 | 0 | 0.22 | 0.17 | 0 | 0 | 0 | 0 | 0 | 0 | 0
1998 | 2 | 25 | 0 | 0 | 0 | 0 | 0 | 0 | 0 | 0 | 0 | 0 | 0 | 0 | 0
1998 | 2 | 26 | 0 | 0 | 0 | 0 | 0 | 0 | 0 | 0 | 0 | 0 | 0 | 0 | 0
1998 | 2 | 27 | 0 | 0 | 0 | 0 | 0 | 0 | 0 | 0 | 0 | 0 | 0 | 0 | 0
1998 | 2 | 28 | 0.05 | 0.05 | 0 | 0 | 0.05 | 0 | 0 | 0 | 0 | 0 | 0 | 0 | 0
1998 | 3 | 1 | 0.02 | 0.02 | 0 | 0 | 0.02 | 0 | 0 | 0 | 0 | 0 | 0 | 0 | 0
1998 | 3 | 2 | 0.46 | 0.46 | 0.41 | 0 | 0.46 | 0.41 | 0 | 0 | 0 | 0 | 0 | 0 | 0
1998 | 3 | 3 | 0.13 | 0.13 | 0.08 | 0 | 0.13 | 0.08 | 0 | 0 | 0 | 0 | 0 | 0 | 0
1998 | 3 | 4 | 0 | 0 | 0 | 0 | 0 | 0 | 0 | 0 | 0 | 0 | 0 | 0 | 0
1998 | 3 | 5 | 0 | 0 | 0 | 0 | 0 | 0 | 0 | 0 | 0 | 0 | 0 | 0 | 0
1998 | 3 | 6 | 0 | 0 | 0 | 0 | 0 | 0 | 0 | 0 | 0 | 0 | 0 | 0 | 0
1998 | 3 | 7 | 0.1 | 0.1 | 0.05 | 0 | 0.1 | 0.05 | 0 | 0 | 0 | 0 | 0 | 0 | 0
1998 | 3 | 8 | 0.88 | 0.88 | 0.83 | 0 | 0.88 | 0.83 | 0 | 0 | 0 | 0 | 0 | 0 | 0
1998 | 3 | 9 | 0.82 | 0.82 | 0.77 | 0 | 0.82 | 0.77 | 0 | 0 | 0 | 0 | 0 | 0 | 0
1998 | 3 | 10 | 0 | 0 | 0 | 0 | 0 | 0 | 0 | 0 | 0 | 0 | 0 | 0 | 0
1998 | 3 | 11 | 0 | 0 | 0 | 0 | 0 | 0 | 0 | 0 | 0 | 0 | 0 | 0 | 0
1998 | 3 | 12 | 0 | 0 | 0 | 0 | 0 | 0 | 0 | 0 | 0 | 0 | 0 | 0 | 0
1998 | 3 | 13 | 0 | 0 | 0 | 0 | 0 | 0 | 0 | 0 | 0 | 0 | 0 | 0 | 0
1998 | 3 | 14 | 0 | 0 | 0 | 0 | 0 | 0 | 0 | 0 | 0 | 0 | 0 | 0 | 0
1998 | 3 | 15 | 0 | 0 | 0 | 0 | 0 | 0 | 0 | 0 | 0 | 0 | 0 | 0 | 0
1998 | 3 | 16 | 0 | 0 | 0 | 0 | 0 | 0 | 0 | 0 | 0 | 0 | 0 | 0 | 0
1998 | 3 | 17 | 0.02 | 0.02 | 0 | 0 | 0.02 | 0 | 0 | 0 | 0 | 0 | 0 | 0 | 0
1998 | 3 | 18 | 0.8 | 0.8 | 0.75 | 0 | 0.8 | 0.75 | 0 | 0 | 0 | 0 | 0 | 0 | 0
1998 | 3 | 19 | 0.62 | 0.62 | 0.57 | 0 | 0.62 | 0.57 | 0 | 0 | 0 | 0 | 0 | 0 | 0
1998 | 3 | 20 | 0.97 | 0.97 | 0.92 | 0 | 0.97 | 0.92 | 0 | 0 | 0 | 0 | 0 | 0 | 0
1998 | 3 | 21 | 0.58 | 0.58 | 0.53 | 0 | 0.58 | 0.53 | 0 | 0 | 0 | 0 | 0 | 0 | 0
1998 | 3 | 22 | 0 | 0 | 0 | 0 | 0 | 0 | 0 | 0 | 0 | 0 | 0 | 0 | 0
1998 | 3 | 23 | 0 | 0 | 0 | 0 | 0 | 0 | 0 | 0 | 0 | 0 | 0 | 0 | 0
1998 | 3 | 24 | 0 | 0 | 0 | 0 | 0 | 0 | 0 | 0 | 0 | 0 | 0 | 0 | 0
1998 | 3 | 25 | 0 | 0 | 0 | 0 | 0 | 0 | 0 | 0 | 0 | 0 | 0 | 0 | 0
1998 | 3 | 26 | 0 | 0 | 0 | 0 | 0 | 0 | 0 | 0 | 0 | 0 | 0 | 0 | 0
1998 | 3 | 27 | 0 | 0 | 0 | 0 | 0 | 0 | 0 | 0 | 0 | 0 | 0 | 0 | 0
1998 | 3 | 28 | 0 | 0 | 0 | 0 | 0 | 0 | 0 | 0 | 0 | 0 | 0 | 0 | 0
1998 | 3 | 29 | 0 | 0 | 0 | 0 | 0 | 0 | 0 | 0 | 0 | 0 | 0 | 0 | 0
1998 | 3 | 30 | 0 | 0 | 0 | 0 | 0 | 0 | 0 | 0 | 0 | 0 | 0 | 0 | 0
1998 | 3 | 31 | 0 | 0 | 0 | 0 | 0 | 0 | 0 | 0 | 0 | 0 | 0 | 0 | 0
1998 | 4 | 1 | 0.76 | 0.76 | 0.71 | 0 | 0.76 | 0.71 | 0 | 0 | 0 | 0 | 0 | 0 | 0
1998 | 4 | 2 | 0 | 0 | 0 | 0 | 0 | 0 | 0 | 0 | 0 | 0 | 0 | 0 | 0
1998 | 4 | 3 | 0 | 0 | 0 | 0 | 0 | 0 | 0 | 0 | 0 | 0 | 0 | 0 | 0
1998 | 4 | 4 | 0.74 | 0.74 | 0.69 | 0 | 0.74 | 0.69 | 0 | 0 | 0 | 0 | 0 | 0 | 0
1998 | 4 | 5 | 0 | 0 | 0 | 0 | 0 | 0 | 0 | 0 | 0 | 0 | 0 | 0 | 0
1998 | 4 | 6 | 0 | 0 | 0 | 0 | 0 | 0 | 0 | 0 | 0 | 0 | 0 | 0 | 0
1998 | 4 | 7 | 0 | 0 | 0 | 0 | 0 | 0 | 0 | 0 | 0 | 0 | 0 | 0 | 0
1998 | 4 | 8 | 0.03 | 0.03 | 0 | 0 | 0.03 | 0 | 0 | 0 | 0 | 0 | 0 | 0 | 0
1998 | 4 | 9 | 1.17 | 1 | 0.95 | 0 | 1 | 0.95 | 0 | 0 | 0 | 0 | 0 | 0 | 0
1998 | 4 | 10 | 0 | 0 | 0 | 0 | 0 | 0 | 0 | 0 | 0 | 0 | 0 | 0 | 0
1998 | 4 | 11 | 0 | 0 | 0 | 0 | 0 | 0 | 0 | 0 | 0 | 0 | 0 | 0 | 0
1998 | 4 | 12 | 0 | 0 | 0 | 0 | 0 | 0 | 0 | 0 | 0 | 0 | 0 | 0 | 0
1998 | 4 | 13 | 0 | 0 | 0 | 0 | 0 | 0 | 0 | 0 | 0 | 0 | 0 | 0 | 0
1998 | 4 | 14 | 0.01 | 0.01 | 0 | 0 | 0.01 | 0 | 0 | 0 | 0 | 0 | 0 | 0 | 0
1998 | 4 | 15 | 0 | 0 | 0 | 0 | 0 | 0 | 0 | 0 | 0 | 0 | 0 | 0 | 0
1998 | 4 | 16 | 0 | 0 | 0 | 0 | 0 | 0 | 0 | 0 | 0 | 0 | 0 | 0 | 0
1998 | 4 | 17 | 0.51 | 0.51 | 0.46 | 0 | 0.51 | 0.46 | 0 | 0 | 0 | 0 | 0 | 0 | 0
1998 | 4 | 18 | 0 | 0 | 0 | 0 | 0 | 0 | 0 | 0 | 0 | 0 | 0 | 0 | 0
1998 | 4 | 19 | 0.59 | 0.59 | 0.54 | 0 | 0.59 | 0.54 | 0 | 0 | 0 | 0 | 0 | 0 | 0
1998 | 4 | 20 | 0.01 | 0.01 | 0 | 0 | 0.01 | 0 | 0 | 0 | 0 | 0 | 0 | 0 | 0
1998 | 4 | 21 | 0 | 0 | 0 | 0 | 0 | 0 | 0 | 0 | 0 | 0 | 0 | 0 | 0
1998 | 4 | 22 | 0 | 0 | 0 | 0 | 0 | 0 | 0 | 0 | 0 | 0 | 0 | 0 | 0
1998 | 4 | 23 | 0 | 0 | 0 | 0 | 0 | 0 | 0 | 0 | 0 | 0 | 0 | 0 | 0
1998 | 4 | 24 | 0 | 0 | 0 | 0 | 0 | 0 | 0 | 0 | 0 | 0 | 0 | 0 | 0
1998 | 4 | 25 | 0 | 0 | 0 | 0 | 0 | 0 | 0 | 0 | 0 | 0 | 0 | 0 | 0
1998 | 4 | 26 | 0.03 | 0.03 | 0 | 0 | 0.03 | 0 | 0 | 0 | 0 | 0 | 0 | 0 | 0
1998 | 4 | 27 | 0.11 | 0.11 | 0.06 | 0 | 0.11 | 0.06 | 0 | 0 | 0 | 0 | 0 | 0 | 0
1998 | 4 | 28 | 0 | 0 | 0 | 0 | 0 | 0 | 0 | 0 | 0 | 0 | 0 | 0 | 0
1998 | 4 | 29 | 0 | 0 | 0 | 0 | 0 | 0 | 0 | 0 | 0 | 0 | 0 | 0 | 0
1998 | 4 | 30 | 0 | 0 | 0 | 0 | 0 | 0 | 0 | 0 | 0 | 0 | 0 | 0 | 0
1998 | 5 | 1 | 0.52 | 0.52 | 0.47 | 0 | 0.52 | 0.47 | 0 | 0 | 0 | 0 | 0 | 0 | 0
1998 | 5 | 2 | 0.5 | 0.5 | 0.45 | 0 | 0.5 | 0.45 | 0 | 0 | 0 | 0 | 0 | 0 | 0
1998 | 5 | 3 | 0.62 | 0.62 | 0.57 | 0 | 0.62 | 0.57 | 0 | 0 | 0 | 0 | 0 | 0 | 0
1998 | 5 | 4 | 0.01 | 0.01 | 0 | 0 | 0.01 | 0 | 0 | 0 | 0 | 0 | 0 | 0 | 0
1998 | 5 | 5 | 0.22 | 0.22 | 0.17 | 0 | 0.22 | 0.17 | 0 | 0 | 0 | 0 | 0 | 0 | 0
1998 | 5 | 6 | 0 | 0 | 0 | 0 | 0 | 0 | 0 | 0 | 0 | 0 | 0 | 0 | 0
1998 | 5 | 7 | 0.66 | 0.66 | 0.61 | 0 | 0.66 | 0.61 | 0 | 0 | 0 | 0 | 0 | 0 | 0
1998 | 5 | 8 | 0.35 | 0.35 | 0.3 | 0 | 0.35 | 0.3 | 0 | 0 | 0 | 0 | 0 | 0 | 0
1998 | 5 | 9 | 0.08 | 0.08 | 0.03 | 0 | 0.08 | 0.03 | 0 | 0 | 0 | 0 | 0 | 0 | 0
1998 | 5 | 10 | 0.06 | 0.06 | 0.01 | 0 | 0.06 | 0.01 | 0 | 0 | 0 | 0 | 0 | 0 | 0
1998 | 5 | 11 | 0.31 | 0.31 | 0.26 | 0 | 0.31 | 0.26 | 0 | 0 | 0 | 0 | 0 | 0 | 0
1998 | 5 | 12 | 0.54 | 0.54 | 0.49 | 0 | 0.54 | 0.49 | 0 | 0 | 0 | 0 | 0 | 0 | 0
1998 | 5 | 13 | 0 | 0 | 0 | 0 | 0 | 0 | 0 | 0 | 0 | 0 | 0 | 0 | 0
1998 | 5 | 14 | 0 | 0 | 0 | 0 | 0 | 0 | 0 | 0 | 0 | 0 | 0 | 0 | 0
1998 | 5 | 15 | 0 | 0 | 0 | 0 | 0 | 0 | 0 | 0 | 0 | 0 | 0 | 0 | 0
1998 | 5 | 16 | 0 | 0 | 0 | 0 | 0 | 0 | 0 | 0 | 0 | 0 | 0 | 0 | 0
1998 | 5 | 17 | 0 | 0 | 0 | 0 | 0 | 0 | 0 | 0 | 0 | 0 | 0 | 0 | 0
1998 | 5 | 18 | 0 | 0 | 0 | 0 | 0 | 0 | 0 | 0 | 0 | 0 | 0 | 0 | 0
1998 | 5 | 19 | 0 | 0 | 0 | 0 | 0 | 0 | 0 | 0 | 0 | 0 | 0 | 0 | 0
1998 | 5 | 20 | 0 | 0 | 0 | 0 | 0 | 0 | 0 | 0 | 0 | 0 | 0 | 0 | 0
1998 | 5 | 21 | 0 | 0 | 0 | 0 | 0 | 0 | 0 | 0 | 0 | 0 | 0 | 0 | 0
1998 | 5 | 22 | 0 | 0 | 0 | 0 | 0 | 0 | 0 | 0 | 0 | 0 | 0 | 0 | 0
1998 | 5 | 23 | 0 | 0 | 0 | 0 | 0 | 0 | 0 | 0 | 0 | 0 | 0 | 0 | 0
1998 | 5 | 24 | 0.09 | 0.09 | 0.04 | 0 | 0.09 | 0.04 | 0 | 0 | 0 | 0 | 0 | 0 | 0
1998 | 5 | 25 | 0.08 | 0.08 | 0.03 | 0 | 0.08 | 0.03 | 0 | 0 | 0 | 0 | 0 | 0 | 0
1998 | 5 | 26 | 0 | 0 | 0 | 0 | 0 | 0 | 0 | 0 | 0 | 0 | 0 | 0 | 0
1998 | 5 | 27 | 0.01 | 0.01 | 0 | 0 | 0.01 | 0 | 0 | 0 | 0 | 0 | 0 | 0 | 0
1998 | 5 | 28 | 0 | 0 | 0 | 0 | 0 | 0 | 0 | 0 | 0 | 0 | 0 | 0 | 0
1998 | 5 | 29 | 0 | 0 | 0 | 0 | 0 | 0 | 0 | 0 | 0 | 0 | 0 | 0 | 0
1998 | 5 | 30 | 0 | 0 | 0 | 0 | 0 | 0 | 0 | 0 | 0 | 0 | 0 | 0 | 0
1998 | 5 | 31 | 0 | 0 | 0 | 0 | 0 | 0 | 0 | 0 | 0 | 0 | 0 | 0 | 0
1998 | 6 | 1 | 0.04 | 0.04 | 0 | 0 | 0.04 | 0 | 0 | 0 | 0 | 0 | 0 | 0 | 0
1998 | 6 | 2 | 0.04 | 0.04 | 0 | 0 | 0.04 | 0 | 0 | 0 | 0 | 0 | 0 | 0 | 0
1998 | 6 | 3 | 0.02 | 0.02 | 0 | 0 | 0.02 | 0 | 0 | 0 | 0 | 0 | 0 | 0 | 0
1998 | 6 | 4 | 0 | 0 | 0 | 0 | 0 | 0 | 0 | 0 | 0 | 0 | 0 | 0 | 0
1998 | 6 | 5 | 0.08 | 0.08 | 0.03 | 0 | 0.08 | 0.03 | 0 | 0 | 0 | 0 | 0 | 0 | 0
1998 | 6 | 6 | 0 | 0 | 0 | 0 | 0 | 0 | 0 | 0 | 0 | 0 | 0 | 0 | 0
1998 | 6 | 7 | 0 | 0 | 0 | 0 | 0 | 0 | 0 | 0 | 0 | 0 | 0 | 0 | 0
1998 | 6 | 8 | 0 | 0 | 0 | 0 | 0 | 0 | 0 | 0 | 0 | 0 | 0 | 0 | 0
1998 | 6 | 9 | 0.27 | 0.27 | 0.22 | 0 | 0.27 | 0.22 | 0 | 0 | 0 | 0 | 0 | 0 | 0
1998 | 6 | 10 | 0.07 | 0.07 | 0.02 | 0 | 0.07 | 0.02 | 0 | 0 | 0 | 0 | 0 | 0 | 0
1998 | 6 | 11 | 0.07 | 0.07 | 0.02 | 0 | 0.07 | 0.02 | 0 | 0 | 0 | 0 | 0 | 0 | 0
1998 | 6 | 12 | 0.71 | 0.71 | 0.66 | 0 | 0.71 | 0.66 | 0 | 0 | 0 | 0 | 0 | 0 | 0
1998 | 6 | 13 | 0.44 | 0.44 | 0.39 | 0 | 0.44 | 0.39 | 0 | 0 | 0 | 0 | 0 | 0 | 0
1998 | 6 | 14 | 0 | 0 | 0 | 0 | 0 | 0 | 0 | 0 | 0 | 0 | 0 | 0 | 0
1998 | 6 | 15 | 1.35 | 1 | 0.95 | 0 | 1 | 0.95 | 0 | 0 | 0 | 0 | 0 | 0 | 0
1998 | 6 | 16 | 0.06 | 0.06 | 0.01 | 0 | 0.06 | 0.01 | 0 | 0 | 0 | 0 | 0 | 0 | 0
1998 | 6 | 17 | 0 | 0 | 0 | 0 | 0 | 0 | 0 | 0 | 0 | 0 | 0 | 0 | 0
1998 | 6 | 18 | 0 | 0 | 0 | 0 | 0 | 0 | 0 | 0 | 0 | 0 | 0 | 0 | 0
1998 | 6 | 19 | 0.02 | 0.02 | 0 | 0 | 0.02 | 0 | 0 | 0 | 0 | 0 | 0 | 0 | 0
1998 | 6 | 20 | 0.15 | 0.15 | 0.1 | 0 | 0.15 | 0.1 | 0 | 0 | 0 | 0 | 0 | 0 | 0
1998 | 6 | 21 | 0 | 0 | 0 | 0 | 0 | 0 | 0 | 0 | 0 | 0 | 0 | 0 | 0
1998 | 6 | 22 | 0.08 | 0.08 | 0.03 | 0 | 0.08 | 0.03 | 0 | 0 | 0 | 0 | 0 | 0 | 0
1998 | 6 | 23 | 0.82 | 0.82 | 0.77 | 0 | 0.82 | 0.77 | 0 | 0 | 0 | 0 | 0 | 0 | 0
1998 | 6 | 24 | 0 | 0 | 0 | 0 | 0 | 0 | 0 | 0 | 0 | 0 | 0 | 0 | 0
1998 | 6 | 25 | 0 | 0 | 0 | 0 | 0 | 0 | 0 | 0 | 0 | 0 | 0 | 0 | 0
1998 | 6 | 26 | 0 | 0 | 0 | 0 | 0 | 0 | 0 | 0 | 0 | 0 | 0 | 0 | 0
1998 | 6 | 27 | 0.03 | 0.03 | 0 | 0 | 0.03 | 0 | 0 | 0 | 0 | 0 | 0 | 0 | 0
1998 | 6 | 28 | 0.15 | 0.15 | 0.1 | 0 | 0.15 | 0.1 | 0 | 0 | 0 | 0 | 0 | 0 | 0
1998 | 6 | 29 | 0 | 0 | 0 | 0 | 0 | 0 | 0 | 0 | 0 | 0 | 0 | 0 | 0
1998 | 6 | 30 | 0.02 | 0.02 | 0 | 0 | 0.02 | 0 | 0 | 0 | 0 | 0 | 0 | 0 | 0
1998 | 7 | 1 | 0 | 0 | 0 | 0 | 0 | 0 | 0 | 0 | 0 | 0 | 0 | 0 | 0
1998 | 7 | 2 | 0 | 0 | 0 | 0 | 0 | 0 | 0 | 0 | 0 | 0 | 0 | 0 | 0
1998 | 7 | 3 | 0 | 0 | 0 | 0 | 0 | 0 | 0 | 0 | 0 | 0 | 0 | 0 | 0
1998 | 7 | 4 | 0 | 0 | 0 | 0 | 0 | 0 | 0 | 0 | 0 | 0 | 0 | 0 | 0
1998 | 7 | 5 | 0 | 0 | 0 | 0 | 0 | 0 | 0 | 0 | 0 | 0 | 0 | 0 | 0
1998 | 7 | 6 | 0 | 0 | 0 | 0 | 0 | 0 | 0 | 0 | 0 | 0 | 0 | 0 | 0
1998 | 7 | 7 | 0 | 0 | 0 | 0 | 0 | 0 | 0 | 0 | 0 | 0 | 0 | 0 | 0
1998 | 7 | 8 | 0.85 | 0.85 | 0.8 | 0 | 0.85 | 0.8 | 0 | 0 | 0 | 0 | 0 | 0 | 0
1998 | 7 | 9 | 0 | 0 | 0 | 0 | 0 | 0 | 0 | 0 | 0 | 0 | 0 | 0 | 0
1998 | 7 | 10 | 0 | 0 | 0 | 0 | 0 | 0 | 0 | 0 | 0 | 0 | 0 | 0 | 0
1998 | 7 | 11 | 0 | 0 | 0 | 0 | 0 | 0 | 0 | 0 | 0 | 0 | 0 | 0 | 0
1998 | 7 | 12 | 0 | 0 | 0 | 0 | 0 | 0 | 0 | 0 | 0 | 0 | 0 | 0 | 0
1998 | 7 | 13 | 0 | 0 | 0 | 0 | 0 | 0 | 0 | 0 | 0 | 0 | 0 | 0 | 0
1998 | 7 | 14 | 0 | 0 | 0 | 0 | 0 | 0 | 0 | 0 | 0 | 0 | 0 | 0 | 0
1998 | 7 | 15 | 0 | 0 | 0 | 0 | 0 | 0 | 0 | 0 | 0 | 0 | 0 | 0 | 0
1998 | 7 | 16 | 0 | 0 | 0 | 0 | 0 | 0 | 0 | 0 | 0 | 0 | 0 | 0 | 0
1998 | 7 | 17 | 0.01 | 0.01 | 0 | 0 | 0.01 | 0 | 0 | 0 | 0 | 0 | 0 | 0 | 0
1998 | 7 | 18 | 0 | 0 | 0 | 0 | 0 | 0 | 0 | 0 | 0 | 0 | 0 | 0 | 0
1998 | 7 | 19 | 0 | 0 | 0 | 0 | 0 | 0 | 0 | 0 | 0 | 0 | 0 | 0 | 0
1998 | 7 | 20 | 0 | 0 | 0 | 0 | 0 | 0 | 0 | 0 | 0 | 0 | 0 | 0 | 0
1998 | 7 | 21 | 0.33 | 0.33 | 0.28 | 0 | 0.33 | 0.28 | 0 | 0 | 0 | 0 | 0 | 0 | 0
1998 | 7 | 22 | 0 | 0 | 0 | 0 | 0 | 0 | 0 | 0 | 0 | 0 | 0 | 0 | 0
1998 | 7 | 23 | 0.14 | 0.14 | 0.09 | 0 | 0.14 | 0.09 | 0 | 0 | 0 | 0 | 0 | 0 | 0
1998 | 7 | 24 | 0 | 0 | 0 | 0 | 0 | 0 | 0 | 0 | 0 | 0 | 0 | 0 | 0
1998 | 7 | 25 | 0 | 0 | 0 | 0 | 0 | 0 | 0 | 0 | 0 | 0 | 0 | 0 | 0
1998 | 7 | 26 | 0.03 | 0.03 | 0 | 0 | 0.03 | 0 | 0 | 0 | 0 | 0 | 0 | 0 | 0
1998 | 7 | 27 | 0 | 0 | 0 | 0 | 0 | 0 | 0 | 0 | 0 | 0 | 0 | 0 | 0
1998 | 7 | 28 | 0 | 0 | 0 | 0 | 0 | 0 | 0 | 0 | 0 | 0 | 0 | 0 | 0
1998 | 7 | 29 | 0 | 0 | 0 | 0 | 0 | 0 | 0 | 0 | 0 | 0 | 0 | 0 | 0
1998 | 7 | 30 | 0.16 | 0.16 | 0.11 | 0 | 0.16 | 0.11 | 0 | 0 | 0 | 0 | 0 | 0 | 0
1998 | 7 | 31 | 0.27 | 0.27 | 0.22 | 0 | 0.27 | 0.22 | 0 | 0 | 0 | 0 | 0 | 0 | 0
1998 | 8 | 1 | 0 | 0 | 0 | 0 | 0 | 0 | 0 | 0 | 0 | 0 | 0 | 0 | 0
1998 | 8 | 2 | 0 | 0 | 0 | 0 | 0 | 0 | 0 | 0 | 0 | 0 | 0 | 0 | 0
1998 | 8 | 3 | 0 | 0 | 0 | 0 | 0 | 0 | 0 | 0 | 0 | 0 | 0 | 0 | 0
1998 | 8 | 4 | 0 | 0 | 0 | 0 | 0 | 0 | 0 | 0 | 0 | 0 | 0 | 0 | 0
1998 | 8 | 5 | 0 | 0 | 0 | 0 | 0 | 0 | 0 | 0 | 0 | 0 | 0 | 0 | 0
1998 | 8 | 6 | 0 | 0 | 0 | 0 | 0 | 0 | 0 | 0 | 0 | 0 | 0 | 0 | 0
1998 | 8 | 7 | 0 | 0 | 0 | 0 | 0 | 0 | 0 | 0 | 0 | 0 | 0 | 0 | 0
1998 | 8 | 8 | 0 | 0 | 0 | 0 | 0 | 0 | 0 | 0 | 0 | 0 | 0 | 0 | 0
1998 | 8 | 9 | 0 | 0 | 0 | 0 | 0 | 0 | 0 | 0 | 0 | 0 | 0 | 0 | 0
1998 | 8 | 10 | 0.25 | 0.25 | 0.2 | 0 | 0.25 | 0.2 | 0 | 0 | 0 | 0 | 0 | 0 | 0
1998 | 8 | 11 | 0 | 0 | 0 | 0 | 0 | 0 | 0 | 0 | 0 | 0 | 0 | 0 | 0
1998 | 8 | 12 | 0 | 0 | 0 | 0 | 0 | 0 | 0 | 0 | 0 | 0 | 0 | 0 | 0
1998 | 8 | 13 | 0 | 0 | 0 | 0 | 0 | 0 | 0 | 0 | 0 | 0 | 0 | 0 | 0
1998 | 8 | 14 | 0 | 0 | 0 | 0 | 0 | 0 | 0 | 0 | 0 | 0 | 0 | 0 | 0
1998 | 8 | 15 | 0 | 0 | 0 | 0 | 0 | 0 | 0 | 0 | 0 | 0 | 0 | 0 | 0
1998 | 8 | 16 | 0.01 | 0.01 | 0 | 0 | 0.01 | 0 | 0 | 0 | 0 | 0 | 0 | 0 | 0
1998 | 8 | 17 | 0.33 | 0.33 | 0.28 | 0 | 0.33 | 0.28 | 0 | 0 | 0 | 0 | 0 | 0 | 0
1998 | 8 | 18 | 0 | 0 | 0 | 0 | 0 | 0 | 0 | 0 | 0 | 0 | 0 | 0 | 0
1998 | 8 | 19 | 0 | 0 | 0 | 0 | 0 | 0 | 0 | 0 | 0 | 0 | 0 | 0 | 0
1998 | 8 | 20 | 0 | 0 | 0 | 0 | 0 | 0 | 0 | 0 | 0 | 0 | 0 | 0 | 0
1998 | 8 | 21 | 0 | 0 | 0 | 0 | 0 | 0 | 0 | 0 | 0 | 0 | 0 | 0 | 0
1998 | 8 | 22 | 0 | 0 | 0 | 0 | 0 | 0 | 0 | 0 | 0 | 0 | 0 | 0 | 0
1998 | 8 | 23 | 0 | 0 | 0 | 0 | 0 | 0 | 0 | 0 | 0 | 0 | 0 | 0 | 0
1998 | 8 | 24 | 0 | 0 | 0 | 0 | 0 | 0 | 0 | 0 | 0 | 0 | 0 | 0 | 0
1998 | 8 | 25 | 0 | 0 | 0 | 0 | 0 | 0 | 0 | 0 | 0 | 0 | 0 | 0 | 0
1998 | 8 | 26 | 0 | 0 | 0 | 0 | 0 | 0 | 0 | 0 | 0 | 0 | 0 | 0 | 0
1998 | 8 | 27 | 0 | 0 | 0 | 0 | 0 | 0 | 0 | 0 | 0 | 0 | 0 | 0 | 0
1998 | 8 | 28 | 0 | 0 | 0 | 0 | 0 | 0 | 0 | 0 | 0 | 0 | 0 | 0 | 0
1998 | 8 | 29 | 0 | 0 | 0 | 0 | 0 | 0 | 0 | 0 | 0 | 0 | 0 | 0 | 0
1998 | 8 | 30 | 0 | 0 | 0 | 0 | 0 | 0 | 0 | 0 | 0 | 0 | 0 | 0 | 0
1998 | 8 | 31 | 0 | 0 | 0 | 0 | 0 | 0 | 0 | 0 | 0 | 0 | 0 | 0 | 0
1998 | 9 | 1 | 0 | 0 | 0 | 0 | 0 | 0 | 0 | 0 | 0 | 0 | 0 | 0 | 0
1998 | 9 | 2 | 0 | 0 | 0 | 0 | 0 | 0 | 0 | 0 | 0 | 0 | 0 | 0 | 0
1998 | 9 | 3 | 0 | 0 | 0 | 0 | 0 | 0 | 0 | 0 | 0 | 0 | 0 | 0 | 0
1998 | 9 | 4 | 0 | 0 | 0 | 0 | 0 | 0 | 0 | 0 | 0 | 0 | 0 | 0 | 0
1998 | 9 | 5 | 0 | 0 | 0 | 0 | 0 | 0 | 0 | 0 | 0 | 0 | 0 | 0 | 0
1998 | 9 | 6 | 0 | 0 | 0 | 0 | 0 | 0 | 0 | 0 | 0 | 0 | 0 | 0 | 0
1998 | 9 | 7 | 0.25 | 0.25 | 0.2 | 0 | 0.25 | 0.2 | 0 | 0 | 0 | 0 | 0 | 0 | 0
1998 | 9 | 8 | 0.12 | 0.12 | 0.07 | 0 | 0.12 | 0.07 | 0 | 0 | 0 | 0 | 0 | 0 | 0
1998 | 9 | 9 | 0 | 0 | 0 | 0 | 0 | 0 | 0 | 0 | 0 | 0 | 0 | 0 | 0
1998 | 9 | 10 | 0 | 0 | 0 | 0 | 0 | 0 | 0 | 0 | 0 | 0 | 0 | 0 | 0
1998 | 9 | 11 | 0 | 0 | 0 | 0 | 0 | 0 | 0 | 0 | 0 | 0 | 0 | 0 | 0
1998 | 9 | 12 | 0 | 0 | 0 | 0 | 0 | 0 | 0 | 0 | 0 | 0 | 0 | 0 | 0
1998 | 9 | 13 | 0 | 0 | 0 | 0 | 0 | 0 | 0 | 0 | 0 | 0 | 0 | 0 | 0
1998 | 9 | 14 | 0 | 0 | 0 | 0 | 0 | 0 | 0 | 0 | 0 | 0 | 0 | 0 | 0
1998 | 9 | 15 | 0 | 0 | 0 | 0 | 0 | 0 | 0 | 0 | 0 | 0 | 0 | 0 | 0
1998 | 9 | 16 | 0 | 0 | 0 | 0 | 0 | 0 | 0 | 0 | 0 | 0 | 0 | 0 | 0
1998 | 9 | 17 | 0.1 | 0.1 | 0.05 | 0 | 0.1 | 0.05 | 0 | 0 | 0 | 0 | 0 | 0 | 0
1998 | 9 | 18 | 0 | 0 | 0 | 0 | 0 | 0 | 0 | 0 | 0 | 0 | 0 | 0 | 0
1998 | 9 | 19 | 0 | 0 | 0 | 0 | 0 | 0 | 0 | 0 | 0 | 0 | 0 | 0 | 0
1998 | 9 | 20 | 0 | 0 | 0 | 0 | 0 | 0 | 0 | 0 | 0 | 0 | 0 | 0 | 0
1998 | 9 | 21 | 0.06 | 0.06 | 0.01 | 0 | 0.06 | 0.01 | 0 | 0 | 0 | 0 | 0 | 0 | 0
1998 | 9 | 22 | 1.24 | 1 | 0.95 | 0 | 1 | 0.95 | 0 | 0 | 0 | 0 | 0 | 0 | 0
1998 | 9 | 23 | 0 | 0 | 0 | 0 | 0 | 0 | 0 | 0 | 0 | 0 | 0 | 0 | 0
1998 | 9 | 24 | 0 | 0 | 0 | 0 | 0 | 0 | 0 | 0 | 0 | 0 | 0 | 0 | 0
1998 | 9 | 25 | 0.03 | 0.03 | 0 | 0 | 0.03 | 0 | 0 | 0 | 0 | 0 | 0 | 0 | 0
1998 | 9 | 26 | 0 | 0 | 0 | 0 | 0 | 0 | 0 | 0 | 0 | 0 | 0 | 0 | 0
1998 | 9 | 27 | 0 | 0 | 0 | 0 | 0 | 0 | 0 | 0 | 0 | 0 | 0 | 0 | 0
1998 | 9 | 28 | 0 | 0 | 0 | 0 | 0 | 0 | 0 | 0 | 0 | 0 | 0 | 0 | 0
1998 | 9 | 29 | 0 | 0 | 0 | 0 | 0 | 0 | 0 | 0 | 0 | 0 | 0 | 0 | 0
1998 | 9 | 30 | 0.03 | 0.03 | 0 | 0 | 0.03 | 0 | 0 | 0 | 0 | 0 | 0 | 0 | 0
1998 | 10 | 1 | 0 | 0 | 0 | 0 | 0 | 0 | 0 | 0 | 0 | 0 | 0 | 0 | 0
1998 | 10 | 2 | 0 | 0 | 0 | 0 | 0 | 0 | 0 | 0 | 0 | 0 | 0 | 0 | 0
1998 | 10 | 3 | 0.01 | 0.01 | 0 | 0 | 0.01 | 0 | 0 | 0 | 0 | 0 | 0 | 0 | 0
1998 | 10 | 4 | 0.01 | 0.01 | 0 | 0 | 0.01 | 0 | 0 | 0 | 0 | 0 | 0 | 0 | 0
1998 | 10 | 5 | 0 | 0 | 0 | 0 | 0 | 0 | 0 | 0 | 0 | 0 | 0 | 0 | 0
1998 | 10 | 6 | 0 | 0 | 0 | 0 | 0 | 0 | 0 | 0 | 0 | 0 | 0 | 0 | 0
1998 | 10 | 7 | 0 | 0 | 0 | 0 | 0 | 0 | 0 | 0 | 0 | 0 | 0 | 0 | 0
1998 | 10 | 8 | 0.55 | 0.55 | 0.5 | 0 | 0.55 | 0.5 | 0 | 0 | 0 | 0 | 0 | 0 | 0
1998 | 10 | 9 | 0 | 0 | 0 | 0 | 0 | 0 | 0 | 0 | 0 | 0 | 0 | 0 | 0
1998 | 10 | 10 | 0 | 0 | 0 | 0 | 0 | 0 | 0 | 0 | 0 | 0 | 0 | 0 | 0
1998 | 10 | 11 | 0 | 0 | 0 | 0 | 0 | 0 | 0 | 0 | 0 | 0 | 0 | 0 | 0
1998 | 10 | 12 | 0 | 0 | 0 | 0 | 0 | 0 | 0 | 0 | 0 | 0 | 0 | 0 | 0
1998 | 10 | 13 | 0 | 0 | 0 | 0 | 0 | 0 | 0 | 0 | 0 | 0 | 0 | 0 | 0
1998 | 10 | 14 | 0 | 0 | 0 | 0 | 0 | 0 | 0 | 0 | 0 | 0 | 0 | 0 | 0
1998 | 10 | 15 | 0 | 0 | 0 | 0 | 0 | 0 | 0 | 0 | 0 | 0 | 0 | 0 | 0
1998 | 10 | 16 | 0 | 0 | 0 | 0 | 0 | 0 | 0 | 0 | 0 | 0 | 0 | 0 | 0
1998 | 10 | 17 | 0 | 0 | 0 | 0 | 0 | 0 | 0 | 0 | 0 | 0 | 0 | 0 | 0
1998 | 10 | 18 | 0 | 0 | 0 | 0 | 0 | 0 | 0 | 0 | 0 | 0 | 0 | 0 | 0
1998 | 10 | 19 | 0.01 | 0.01 | 0 | 0 | 0.01 | 0 | 0 | 0 | 0 | 0 | 0 | 0 | 0
1998 | 10 | 20 | 0 | 0 | 0 | 0 | 0 | 0 | 0 | 0 | 0 | 0 | 0 | 0 | 0
1998 | 10 | 21 | 0 | 0 | 0 | 0 | 0 | 0 | 0 | 0 | 0 | 0 | 0 | 0 | 0
1998 | 10 | 22 | 0.01 | 0.01 | 0 | 0 | 0.01 | 0 | 0 | 0 | 0 | 0 | 0 | 0 | 0
1998 | 10 | 23 | 0 | 0 | 0 | 0 | 0 | 0 | 0 | 0 | 0 | 0 | 0 | 0 | 0
1998 | 10 | 24 | 0 | 0 | 0 | 0 | 0 | 0 | 0 | 0 | 0 | 0 | 0 | 0 | 0
1998 | 10 | 25 | 0 | 0 | 0 | 0 | 0 | 0 | 0 | 0 | 0 | 0 | 0 | 0 | 0
1998 | 10 | 26 | 0 | 0 | 0 | 0 | 0 | 0 | 0 | 0 | 0 | 0 | 0 | 0 | 0
1998 | 10 | 27 | 0 | 0 | 0 | 0 | 0 | 0 | 0 | 0 | 0 | 0 | 0 | 0 | 0
1998 | 10 | 28 | 0 | 0 | 0 | 0 | 0 | 0 | 0 | 0 | 0 | 0 | 0 | 0 | 0
1998 | 10 | 29 | 0 | 0 | 0 | 0 | 0 | 0 | 0 | 0 | 0 | 0 | 0 | 0 | 0
1998 | 10 | 30 | 0 | 0 | 0 | 0 | 0 | 0 | 0 | 0 | 0 | 0 | 0 | 0 | 0
1998 | 10 | 31 | 0 | 0 | 0 | 0 | 0 | 0 | 0 | 0 | 0 | 0 | 0 | 0 | 0
1998 | 11 | 1 | 0 | 0 | 0 | 0 | 0 | 0 | 0 | 0 | 0 | 0 | 0 | 0 | 0
1998 | 11 | 2 | 0 | 0 | 0 | 0 | 0 | 0 | 0 | 0 | 0 | 0 | 0 | 0 | 0
1998 | 11 | 3 | 0.18 | 0.18 | 0.13 | 0 | 0.18 | 0.13 | 0 | 0 | 0 | 0 | 0 | 0 | 0
1998 | 11 | 4 | 0 | 0 | 0 | 0 | 0 | 0 | 0 | 0 | 0 | 0 | 0 | 0 | 0
1998 | 11 | 5 | 0 | 0 | 0 | 0 | 0 | 0 | 0 | 0 | 0 | 0 | 0 | 0 | 0
1998 | 11 | 6 | 0 | 0 | 0 | 0 | 0 | 0 | 0 | 0 | 0 | 0 | 0 | 0 | 0
1998 | 11 | 7 | 0 | 0 | 0 | 0 | 0 | 0 | 0 | 0 | 0 | 0 | 0 | 0 | 0
1998 | 11 | 8 | 0.01 | 0.01 | 0 | 0 | 0.01 | 0 | 0 | 0 | 0 | 0 | 0 | 0 | 0
1998 | 11 | 9 | 0 | 0 | 0 | 0 | 0 | 0 | 0 | 0 | 0 | 0 | 0 | 0 | 0
1998 | 11 | 10 | 0.03 | 0.03 | 0 | 0 | 0.03 | 0 | 0 | 0 | 0 | 0 | 0 | 0 | 0
1998 | 11 | 11 | 0.2 | 0.2 | 0.15 | 0 | 0.2 | 0.15 | 0 | 0 | 0 | 0 | 0 | 0 | 0
1998 | 11 | 12 | 0 | 0 | 0 | 0 | 0 | 0 | 0 | 0 | 0 | 0 | 0 | 0 | 0
1998 | 11 | 13 | 0 | 0 | 0 | 0 | 0 | 0 | 0 | 0 | 0 | 0 | 0 | 0 | 0
1998 | 11 | 14 | 0 | 0 | 0 | 0 | 0 | 0 | 0 | 0 | 0 | 0 | 0 | 0 | 0
1998 | 11 | 15 | 0 | 0 | 0 | 0 | 0 | 0 | 0 | 0 | 0 | 0 | 0 | 0 | 0
1998 | 11 | 16 | 0 | 0 | 0 | 0 | 0 | 0 | 0 | 0 | 0 | 0 | 0 | 0 | 0
1998 | 11 | 17 | 0 | 0 | 0 | 0 | 0 | 0 | 0 | 0 | 0 | 0 | 0 | 0 | 0
1998 | 11 | 18 | 0 | 0 | 0 | 0 | 0 | 0 | 0 | 0 | 0 | 0 | 0 | 0 | 0
1998 | 11 | 19 | 0 | 0 | 0 | 0 | 0 | 0 | 0 | 0 | 0 | 0 | 0 | 0 | 0
1998 | 11 | 20 | 0.08 | 0.08 | 0.03 | 0 | 0.08 | 0.03 | 0 | 0 | 0 | 0 | 0 | 0 | 0
1998 | 11 | 21 | 0 | 0 | 0 | 0 | 0 | 0 | 0 | 0 | 0 | 0 | 0 | 0 | 0
1998 | 11 | 22 | 0 | 0 | 0 | 0 | 0 | 0 | 0 | 0 | 0 | 0 | 0 | 0 | 0
1998 | 11 | 23 | 0 | 0 | 0 | 0 | 0 | 0 | 0 | 0 | 0 | 0 | 0 | 0 | 0
1998 | 11 | 24 | 0 | 0 | 0 | 0 | 0 | 0 | 0 | 0 | 0 | 0 | 0 | 0 | 0
1998 | 11 | 25 | 0.02 | 0.02 | 0 | 0 | 0.02 | 0 | 0 | 0 | 0 | 0 | 0 | 0 | 0
1998 | 11 | 26 | 0.39 | 0.39 | 0.34 | 0 | 0.39 | 0.34 | 0 | 0 | 0 | 0 | 0 | 0 | 0
1998 | 11 | 27 | 0 | 0 | 0 | 0 | 0 | 0 | 0 | 0 | 0 | 0 | 0 | 0 | 0
1998 | 11 | 28 | 0 | 0 | 0 | 0 | 0 | 0 | 0 | 0 | 0 | 0 | 0 | 0 | 0
1998 | 11 | 29 | 0 | 0 | 0 | 0 | 0 | 0 | 0 | 0 | 0 | 0 | 0 | 0 | 0
1998 | 11 | 30 | 0 | 0 | 0 | 0 | 0 | 0 | 0 | 0 | 0 | 0 | 0 | 0 | 0
1998 | 12 | 1 | 0 | 0 | 0 | 0 | 0 | 0 | 0 | 0 | 0 | 0 | 0 | 0 | 0
1998 | 12 | 2 | 0 | 0 | 0 | 0 | 0 | 0 | 0 | 0 | 0 | 0 | 0 | 0 | 0
1998 | 12 | 3 | 0 | 0 | 0 | 0 | 0 | 0 | 0 | 0 | 0 | 0 | 0 | 0 | 0
1998 | 12 | 4 | 0 | 0 | 0 | 0 | 0 | 0 | 0 | 0 | 0 | 0 | 0 | 0 | 0
1998 | 12 | 5 | 0 | 0 | 0 | 0 | 0 | 0 | 0 | 0 | 0 | 0 | 0 | 0 | 0
1998 | 12 | 6 | 0 | 0 | 0 | 0 | 0 | 0 | 0 | 0 | 0 | 0 | 0 | 0 | 0
1998 | 12 | 7 | 0.05 | 0.05 | 0 | 0 | 0.05 | 0 | 0 | 0 | 0 | 0 | 0 | 0 | 0
1998 | 12 | 8 | 0.69 | 0.69 | 0.64 | 0 | 0.69 | 0.64 | 0 | 0 | 0 | 0 | 0 | 0 | 0
1998 | 12 | 9 | 0.21 | 0.21 | 0.16 | 0 | 0.21 | 0.16 | 0 | 0 | 0 | 0 | 0 | 0 | 0
1998 | 12 | 10 | 0 | 0 | 0 | 0 | 0 | 0 | 0 | 0 | 0 | 0 | 0 | 0 | 0
1998 | 12 | 11 | 0 | 0 | 0 | 0 | 0 | 0 | 0 | 0 | 0 | 0 | 0 | 0 | 0
1998 | 12 | 12 | 0.01 | 0.01 | 0 | 0 | 0.01 | 0 | 0 | 0 | 0 | 0 | 0 | 0 | 0
1998 | 12 | 13 | 0.53 | 0.53 | 0.48 | 0 | 0.53 | 0.48 | 0 | 0 | 0 | 0 | 0 | 0 | 0
1998 | 12 | 14 | 0 | 0 | 0 | 0 | 0 | 0 | 0 | 0 | 0 | 0 | 0 | 0 | 0
1998 | 12 | 15 | 0 | 0 | 0 | 0 | 0 | 0 | 0 | 0 | 0 | 0 | 0 | 0 | 0
1998 | 12 | 16 | 0 | 0 | 0 | 0 | 0 | 0 | 0 | 0 | 0 | 0 | 0 | 0 | 0
1998 | 12 | 17 | 0 | 0 | 0 | 0 | 0 | 0 | 0 | 0 | 0 | 0 | 0 | 0 | 0
1998 | 12 | 18 | 0 | 0 | 0 | 0 | 0 | 0 | 0 | 0 | 0 | 0 | 0 | 0 | 0
1998 | 12 | 19 | 0 | 0 | 0 | 0 | 0 | 0 | 0 | 0 | 0 | 0 | 0 | 0 | 0
1998 | 12 | 20 | 0 | 0 | 0 | 0 | 0 | 0 | 0 | 0 | 0 | 0 | 0 | 0 | 0
1998 | 12 | 21 | 0 | 0 | 0 | 0 | 0 | 0 | 0 | 0 | 0 | 0 | 0 | 0 | 0
1998 | 12 | 22 | 0.02 | 0.02 | 0 | 0 | 0.02 | 0 | 0 | 0 | 0 | 0 | 0 | 0 | 0
1998 | 12 | 23 | 0.15 | 0.15 | 0.1 | 0 | 0.15 | 0.1 | 0 | 0 | 0 | 0 | 0 | 0 | 0
1998 | 12 | 24 | 0.01 | 0.01 | 0 | 0 | 0.01 | 0 | 0 | 0 | 0 | 0 | 0 | 0 | 0
1998 | 12 | 25 | 0 | 0 | 0 | 0 | 0 | 0 | 0 | 0 | 0 | 0 | 0 | 0 | 0
1998 | 12 | 26 | 0 | 0 | 0 | 0 | 0 | 0 | 0 | 0 | 0 | 0 | 0 | 0 | 0
1998 | 12 | 27 | 0 | 0 | 0 | 0 | 0 | 0 | 0 | 0 | 0 | 0 | 0 | 0 | 0
1998 | 12 | 28 | 0 | 0 | 0 | 0 | 0 | 0 | 0 | 0 | 0 | 0 | 0 | 0 | 0
1998 | 12 | 29 | 0.04 | 0.04 | 0 | 0 | 0.04 | 0 | 0 | 0 | 0 | 0 | 0 | 0 | 0
1998 | 12 | 30 | 0.03 | 0.03 | 0 | 0 | 0.03 | 0 | 0 | 0 | 0 | 0 | 0 | 0 | 0
1998 | 12 | 31 | 0 | 0 | 0 | 0 | 0 | 0 | 0 | 0 | 0 | 0 | 0 | 0 | 0
1999 | 1 | 1 | 0 | 0 | 0 | 0 | 0 | 0 | 0 | 0 | 0 | 0 | 0 | 0 | 0
1999 | 1 | 2 | 0.02 | 0.02 | 0 | 0 | 0.02 | 0 | 0 | 0 | 0 | 0 | 0 | 0 | 0
1999 | 1 | 3 | 1.14 | 1 | 0.95 | 0 | 1 | 0.95 | 0 | 0 | 0 | 0 | 0 | 0 | 0
1999 | 1 | 4 | 0 | 0 | 0 | 0 | 0 | 0 | 0 | 0 | 0 | 0 | 0 | 0 | 0
1999 | 1 | 5 | 0 | 0 | 0 | 0 | 0 | 0 | 0 | 0 | 0 | 0 | 0 | 0 | 0
1999 | 1 | 6 | 0 | 0 | 0 | 0 | 0 | 0 | 0 | 0 | 0 | 0 | 0 | 0 | 0
1999 | 1 | 7 | 0 | 0 | 0 | 0 | 0 | 0 | 0 | 0 | 0 | 0 | 0 | 0 | 0
1999 | 1 | 8 | 0.37 | 0.37 | 0.32 | 0 | 0.37 | 0.32 | 0 | 0 | 0 | 0 | 0 | 0 | 0
1999 | 1 | 9 | 0.04 | 0.04 | 0 | 0 | 0.04 | 0 | 0 | 0 | 0 | 0 | 0 | 0 | 0
1999 | 1 | 10 | 0 | 0 | 0 | 0 | 0 | 0 | 0 | 0 | 0 | 0 | 0 | 0 | 0
1999 | 1 | 11 | 0 | 0 | 0 | 0 | 0 | 0 | 0 | 0 | 0 | 0 | 0 | 0 | 0
1999 | 1 | 12 | 0 | 0 | 0 | 0 | 0 | 0 | 0 | 0 | 0 | 0 | 0 | 0 | 0
1999 | 1 | 13 | 0 | 0 | 0 | 0 | 0 | 0 | 0 | 0 | 0 | 0 | 0 | 0 | 0
1999 | 1 | 14 | 0.19 | 0.19 | 0.14 | 0 | 0.19 | 0.14 | 0 | 0 | 0 | 0 | 0 | 0 | 0
1999 | 1 | 15 | 0.75 | 0.75 | 0.7 | 0 | 0.75 | 0.7 | 0 | 0 | 0 | 0 | 0 | 0 | 0
1999 | 1 | 16 | 0 | 0 | 0 | 0 | 0 | 0 | 0 | 0 | 0 | 0 | 0 | 0 | 0
1999 | 1 | 17 | 0 | 0 | 0 | 0 | 0 | 0 | 0 | 0 | 0 | 0 | 0 | 0 | 0
1999 | 1 | 18 | 0.79 | 0.79 | 0.74 | 0 | 0.79 | 0.74 | 0 | 0 | 0 | 0 | 0 | 0 | 0
1999 | 1 | 19 | 0 | 0 | 0 | 0 | 0 | 0 | 0 | 0 | 0 | 0 | 0 | 0 | 0
1999 | 1 | 20 | 0.01 | 0.01 | 0 | 0 | 0.01 | 0 | 0 | 0 | 0 | 0 | 0 | 0 | 0
1999 | 1 | 21 | 0.46 | 0.46 | 0.41 | 0 | 0.46 | 0.41 | 0 | 0 | 0 | 0 | 0 | 0 | 0
1999 | 1 | 22 | 0 | 0 | 0 | 0 | 0 | 0 | 0 | 0 | 0 | 0 | 0 | 0 | 0
1999 | 1 | 23 | 0.4 | 0.4 | 0.35 | 0 | 0.4 | 0.35 | 0 | 0 | 0 | 0 | 0 | 0 | 0
1999 | 1 | 24 | 1.25 | 1 | 0.95 | 0 | 1 | 0.95 | 0 | 0 | 0 | 0 | 0 | 0 | 0
1999 | 1 | 25 | 0 | 0 | 0 | 0 | 0 | 0 | 0 | 0 | 0 | 0 | 0 | 0 | 0
1999 | 1 | 26 | 0 | 0 | 0 | 0 | 0 | 0 | 0 | 0 | 0 | 0 | 0 | 0 | 0
1999 | 1 | 27 | 0 | 0 | 0 | 0 | 0 | 0 | 0 | 0 | 0 | 0 | 0 | 0 | 0
1999 | 1 | 28 | 0 | 0 | 0 | 0 | 0 | 0 | 0 | 0 | 0 | 0 | 0 | 0 | 0
1999 | 1 | 29 | 0 | 0 | 0 | 0 | 0 | 0 | 0 | 0 | 0 | 0 | 0 | 0 | 0
1999 | 1 | 30 | 0 | 0 | 0 | 0 | 0 | 0 | 0 | 0 | 0 | 0 | 0 | 0 | 0
1999 | 1 | 31 | 0 | 0 | 0 | 0 | 0 | 0 | 0 | 0 | 0 | 0 | 0 | 0 | 0
1999 | 2 | 1 | 0.07 | 0.07 | 0.02 | 0 | 0.07 | 0.02 | 0 | 0 | 0 | 0 | 0 | 0 | 0
1999 | 2 | 2 | 0.41 | 0.41 | 0.36 | 0 | 0.41 | 0.36 | 0 | 0 | 0 | 0 | 0 | 0 | 0
1999 | 2 | 3 | 0 | 0 | 0 | 0 | 0 | 0 | 0 | 0 | 0 | 0 | 0 | 0 | 0
1999 | 2 | 4 | 0.04 | 0.04 | 0 | 0 | 0.04 | 0 | 0 | 0 | 0 | 0 | 0 | 0 | 0
1999 | 2 | 5 | 0 | 0 | 0 | 0 | 0 | 0 | 0 | 0 | 0 | 0 | 0 | 0 | 0
1999 | 2 | 6 | 0.04 | 0.04 | 0 | 0 | 0.04 | 0 | 0 | 0 | 0 | 0 | 0 | 0 | 0
1999 | 2 | 7 | 0.02 | 0.02 | 0 | 0 | 0.02 | 0 | 0 | 0 | 0 | 0 | 0 | 0 | 0
1999 | 2 | 8 | 0 | 0 | 0 | 0 | 0 | 0 | 0 | 0 | 0 | 0 | 0 | 0 | 0
1999 | 2 | 9 | 0 | 0 | 0 | 0 | 0 | 0 | 0 | 0 | 0 | 0 | 0 | 0 | 0
1999 | 2 | 10 | 0 | 0 | 0 | 0 | 0 | 0 | 0 | 0 | 0 | 0 | 0 | 0 | 0
1999 | 2 | 11 | 0 | 0 | 0 | 0 | 0 | 0 | 0 | 0 | 0 | 0 | 0 | 0 | 0
1999 | 2 | 12 | 0.48 | 0.48 | 0.43 | 0 | 0.48 | 0.43 | 0 | 0 | 0 | 0 | 0 | 0 | 0
1999 | 2 | 13 | 0 | 0 | 0 | 0 | 0 | 0 | 0 | 0 | 0 | 0 | 0 | 0 | 0
1999 | 2 | 14 | 0 | 0 | 0 | 0 | 0 | 0 | 0 | 0 | 0 | 0 | 0 | 0 | 0
1999 | 2 | 15 | 0 | 0 | 0 | 0 | 0 | 0 | 0 | 0 | 0 | 0 | 0 | 0 | 0
1999 | 2 | 16 | 0 | 0 | 0 | 0 | 0 | 0 | 0 | 0 | 0 | 0 | 0 | 0 | 0
1999 | 2 | 17 | 0.14 | 0.14 | 0.09 | 0 | 0.14 | 0.09 | 0 | 0 | 0 | 0 | 0 | 0 | 0
1999 | 2 | 18 | 0.64 | 0.64 | 0.59 | 0 | 0.64 | 0.59 | 0 | 0 | 0 | 0 | 0 | 0 | 0
1999 | 2 | 19 | 0 | 0 | 0 | 0 | 0 | 0 | 0 | 0 | 0 | 0 | 0 | 0 | 0
1999 | 2 | 20 | 0 | 0 | 0 | 0 | 0 | 0 | 0 | 0 | 0 | 0 | 0 | 0 | 0
1999 | 2 | 21 | 0 | 0 | 0 | 0 | 0 | 0 | 0 | 0 | 0 | 0 | 0 | 0 | 0
1999 | 2 | 22 | 0 | 0 | 0 | 0 | 0 | 0 | 0 | 0 | 0 | 0 | 0 | 0 | 0
1999 | 2 | 23 | 0 | 0 | 0 | 0 | 0 | 0 | 0 | 0 | 0 | 0 | 0 | 0 | 0
1999 | 2 | 24 | 0 | 0 | 0 | 0 | 0 | 0 | 0 | 0 | 0 | 0 | 0 | 0 | 0
1999 | 2 | 25 | 0.01 | 0.01 | 0 | 0 | 0.01 | 0 | 0 | 0 | 0 | 0 | 0 | 0 | 0
1999 | 2 | 26 | 0 | 0 | 0 | 0 | 0 | 0 | 0 | 0 | 0 | 0 | 0 | 0 | 0
1999 | 2 | 27 | 0.01 | 0.01 | 0 | 0 | 0.01 | 0 | 0 | 0 | 0 | 0 | 0 | 0 | 0
1999 | 2 | 28 | 0.68 | 0.68 | 0.63 | 0 | 0.68 | 0.63 | 0 | 0 | 0 | 0 | 0 | 0 | 0
1999 | 3 | 1 | 0 | 0 | 0 | 0 | 0 | 0 | 0 | 0 | 0 | 0 | 0 | 0 | 0
1999 | 3 | 2 | 0 | 0 | 0 | 0 | 0 | 0 | 0 | 0 | 0 | 0 | 0 | 0 | 0
1999 | 3 | 3 | 0.35 | 0.35 | 0.3 | 0 | 0.35 | 0.3 | 0 | 0 | 0 | 0 | 0 | 0 | 0
1999 | 3 | 4 | 0.09 | 0.09 | 0.04 | 0 | 0.09 | 0.04 | 0 | 0 | 0 | 0 | 0 | 0 | 0
1999 | 3 | 5 | 0 | 0 | 0 | 0 | 0 | 0 | 0 | 0 | 0 | 0 | 0 | 0 | 0
1999 | 3 | 6 | 0.13 | 0.13 | 0.08 | 0 | 0.13 | 0.08 | 0 | 0 | 0 | 0 | 0 | 0 | 0
1999 | 3 | 7 | 0 | 0 | 0 | 0 | 0 | 0 | 0 | 0 | 0 | 0 | 0 | 0 | 0
1999 | 3 | 8 | 0 | 0 | 0 | 0 | 0 | 0 | 0 | 0 | 0 | 0 | 0 | 0 | 0
1999 | 3 | 9 | 0.72 | 0.72 | 0.67 | 0 | 0.72 | 0.67 | 0 | 0 | 0 | 0 | 0 | 0 | 0
1999 | 3 | 10 | 0 | 0 | 0 | 0 | 0 | 0 | 0 | 0 | 0 | 0 | 0 | 0 | 0
1999 | 3 | 11 | 0 | 0 | 0 | 0 | 0 | 0 | 0 | 0 | 0 | 0 | 0 | 0 | 0
1999 | 3 | 12 | 0 | 0 | 0 | 0 | 0 | 0 | 0 | 0 | 0 | 0 | 0 | 0 | 0
1999 | 3 | 13 | 0 | 0 | 0 | 0 | 0 | 0 | 0 | 0 | 0 | 0 | 0 | 0 | 0
1999 | 3 | 14 | 1.04 | 1 | 0.95 | 0 | 1 | 0.95 | 0 | 0 | 0 | 0 | 0 | 0 | 0
1999 | 3 | 15 | 0.22 | 0.22 | 0.17 | 0 | 0.22 | 0.17 | 0 | 0 | 0 | 0 | 0 | 0 | 0
1999 | 3 | 16 | 0 | 0 | 0 | 0 | 0 | 0 | 0 | 0 | 0 | 0 | 0 | 0 | 0
1999 | 3 | 17 | 0 | 0 | 0 | 0 | 0 | 0 | 0 | 0 | 0 | 0 | 0 | 0 | 0
1999 | 3 | 18 | 0 | 0 | 0 | 0 | 0 | 0 | 0 | 0 | 0 | 0 | 0 | 0 | 0
1999 | 3 | 19 | 0 | 0 | 0 | 0 | 0 | 0 | 0 | 0 | 0 | 0 | 0 | 0 | 0
1999 | 3 | 20 | 0 | 0 | 0 | 0 | 0 | 0 | 0 | 0 | 0 | 0 | 0 | 0 | 0
1999 | 3 | 21 | 1.26 | 1 | 0.95 | 0 | 1 | 0.95 | 0 | 0 | 0 | 0 | 0 | 0 | 0
1999 | 3 | 22 | 0 | 0 | 0 | 0 | 0 | 0 | 0 | 0 | 0 | 0 | 0 | 0 | 0
1999 | 3 | 23 | 0.01 | 0.01 | 0 | 0 | 0.01 | 0 | 0 | 0 | 0 | 0 | 0 | 0 | 0
1999 | 3 | 24 | 0.01 | 0.01 | 0 | 0 | 0.01 | 0 | 0 | 0 | 0 | 0 | 0 | 0 | 0
1999 | 3 | 25 | 0 | 0 | 0 | 0 | 0 | 0 | 0 | 0 | 0 | 0 | 0 | 0 | 0
1999 | 3 | 26 | 0 | 0 | 0 | 0 | 0 | 0 | 0 | 0 | 0 | 0 | 0 | 0 | 0
1999 | 3 | 27 | 0 | 0 | 0 | 0 | 0 | 0 | 0 | 0 | 0 | 0 | 0 | 0 | 0
1999 | 3 | 28 | 0.04 | 0.04 | 0 | 0 | 0.04 | 0 | 0 | 0 | 0 | 0 | 0 | 0 | 0
1999 | 3 | 29 | 0 | 0 | 0 | 0 | 0 | 0 | 0 | 0 | 0 | 0 | 0 | 0 | 0
1999 | 3 | 30 | 0 | 0 | 0 | 0 | 0 | 0 | 0 | 0 | 0 | 0 | 0 | 0 | 0
1999 | 3 | 31 | 0 | 0 | 0 | 0 | 0 | 0 | 0 | 0 | 0 | 0 | 0 | 0 | 0
1999 | 4 | 1 | 0.25 | 0.25 | 0.2 | 0 | 0.25 | 0.2 | 0 | 0 | 0 | 0 | 0 | 0 | 0
1999 | 4 | 2 | 0 | 0 | 0 | 0 | 0 | 0 | 0 | 0 | 0 | 0 | 0 | 0 | 0
1999 | 4 | 3 | 0 | 0 | 0 | 0 | 0 | 0 | 0 | 0 | 0 | 0 | 0 | 0 | 0
1999 | 4 | 4 | 0.54 | 0.54 | 0.49 | 0 | 0.54 | 0.49 | 0 | 0 | 0 | 0 | 0 | 0 | 0
1999 | 4 | 5 | 0.02 | 0.02 | 0 | 0 | 0.02 | 0 | 0 | 0 | 0 | 0 | 0 | 0 | 0
1999 | 4 | 6 | 0 | 0 | 0 | 0 | 0 | 0 | 0 | 0 | 0 | 0 | 0 | 0 | 0
1999 | 4 | 7 | 0 | 0 | 0 | 0 | 0 | 0 | 0 | 0 | 0 | 0 | 0 | 0 | 0
1999 | 4 | 8 | 0 | 0 | 0 | 0 | 0 | 0 | 0 | 0 | 0 | 0 | 0 | 0 | 0
1999 | 4 | 9 | 0.3 | 0.3 | 0.25 | 0 | 0.3 | 0.25 | 0 | 0 | 0 | 0 | 0 | 0 | 0
1999 | 4 | 10 | 0 | 0 | 0 | 0 | 0 | 0 | 0 | 0 | 0 | 0 | 0 | 0 | 0
1999 | 4 | 11 | 0.35 | 0.35 | 0.3 | 0 | 0.35 | 0.3 | 0 | 0 | 0 | 0 | 0 | 0 | 0
1999 | 4 | 12 | 0 | 0 | 0 | 0 | 0 | 0 | 0 | 0 | 0 | 0 | 0 | 0 | 0
1999 | 4 | 13 | 0 | 0 | 0 | 0 | 0 | 0 | 0 | 0 | 0 | 0 | 0 | 0 | 0
1999 | 4 | 14 | 0 | 0 | 0 | 0 | 0 | 0 | 0 | 0 | 0 | 0 | 0 | 0 | 0
1999 | 4 | 15 | 0.14 | 0.14 | 0.09 | 0 | 0.14 | 0.09 | 0 | 0 | 0 | 0 | 0 | 0 | 0
1999 | 4 | 16 | 0 | 0 | 0 | 0 | 0 | 0 | 0 | 0 | 0 | 0 | 0 | 0 | 0
1999 | 4 | 17 | 0 | 0 | 0 | 0 | 0 | 0 | 0 | 0 | 0 | 0 | 0 | 0 | 0
1999 | 4 | 18 | 0 | 0 | 0 | 0 | 0 | 0 | 0 | 0 | 0 | 0 | 0 | 0 | 0
1999 | 4 | 19 | 0 | 0 | 0 | 0 | 0 | 0 | 0 | 0 | 0 | 0 | 0 | 0 | 0
1999 | 4 | 20 | 0.03 | 0.03 | 0 | 0 | 0.03 | 0 | 0 | 0 | 0 | 0 | 0 | 0 | 0
1999 | 4 | 21 | 0.16 | 0.16 | 0.11 | 0 | 0.16 | 0.11 | 0 | 0 | 0 | 0 | 0 | 0 | 0
1999 | 4 | 22 | 0.02 | 0.02 | 0 | 0 | 0.02 | 0 | 0 | 0 | 0 | 0 | 0 | 0 | 0
1999 | 4 | 23 | 0.28 | 0.28 | 0.23 | 0 | 0.28 | 0.23 | 0 | 0 | 0 | 0 | 0 | 0 | 0
1999 | 4 | 24 | 0 | 0 | 0 | 0 | 0 | 0 | 0 | 0 | 0 | 0 | 0 | 0 | 0
1999 | 4 | 25 | 0 | 0 | 0 | 0 | 0 | 0 | 0 | 0 | 0 | 0 | 0 | 0 | 0
1999 | 4 | 26 | 0 | 0 | 0 | 0 | 0 | 0 | 0 | 0 | 0 | 0 | 0 | 0 | 0
1999 | 4 | 27 | 0 | 0 | 0 | 0 | 0 | 0 | 0 | 0 | 0 | 0 | 0 | 0 | 0
1999 | 4 | 28 | 0 | 0 | 0 | 0 | 0 | 0 | 0 | 0 | 0 | 0 | 0 | 0 | 0
1999 | 4 | 29 | 0 | 0 | 0 | 0 | 0 | 0 | 0 | 0 | 0 | 0 | 0 | 0 | 0
1999 | 4 | 30 | 0 | 0 | 0 | 0 | 0 | 0 | 0 | 0 | 0 | 0 | 0 | 0 | 0
1999 | 5 | 1 | 0 | 0 | 0 | 0 | 0 | 0 | 0 | 0 | 0 | 0 | 0 | 0 | 0
1999 | 5 | 2 | 0 | 0 | 0 | 0 | 0 | 0 | 0 | 0 | 0 | 0 | 0 | 0 | 0
1999 | 5 | 3 | 0 | 0 | 0 | 0 | 0 | 0 | 0 | 0 | 0 | 0 | 0 | 0 | 0
1999 | 5 | 4 | 0 | 0 | 0 | 0 | 0 | 0 | 0 | 0 | 0 | 0 | 0 | 0 | 0
1999 | 5 | 5 | 0 | 0 | 0 | 0 | 0 | 0 | 0 | 0 | 0 | 0 | 0 | 0 | 0
1999 | 5 | 6 | 0 | 0 | 0 | 0 | 0 | 0 | 0 | 0 | 0 | 0 | 0 | 0 | 0
1999 | 5 | 7 | 0.17 | 0.17 | 0.12 | 0 | 0.17 | 0.12 | 0 | 0 | 0 | 0 | 0 | 0 | 0
1999 | 5 | 8 | 0.08 | 0.08 | 0.03 | 0 | 0.08 | 0.03 | 0 | 0 | 0 | 0 | 0 | 0 | 0
1999 | 5 | 9 | 0 | 0 | 0 | 0 | 0 | 0 | 0 | 0 | 0 | 0 | 0 | 0 | 0
1999 | 5 | 10 | 0 | 0 | 0 | 0 | 0 | 0 | 0 | 0 | 0 | 0 | 0 | 0 | 0
1999 | 5 | 11 | 0 | 0 | 0 | 0 | 0 | 0 | 0 | 0 | 0 | 0 | 0 | 0 | 0
1999 | 5 | 12 | 0 | 0 | 0 | 0 | 0 | 0 | 0 | 0 | 0 | 0 | 0 | 0 | 0
1999 | 5 | 13 | 0 | 0 | 0 | 0 | 0 | 0 | 0 | 0 | 0 | 0 | 0 | 0 | 0
1999 | 5 | 14 | 0 | 0 | 0 | 0 | 0 | 0 | 0 | 0 | 0 | 0 | 0 | 0 | 0
1999 | 5 | 15 | 0 | 0 | 0 | 0 | 0 | 0 | 0 | 0 | 0 | 0 | 0 | 0 | 0
1999 | 5 | 16 | 0 | 0 | 0 | 0 | 0 | 0 | 0 | 0 | 0 | 0 | 0 | 0 | 0
1999 | 5 | 17 | 0 | 0 | 0 | 0 | 0 | 0 | 0 | 0 | 0 | 0 | 0 | 0 | 0
1999 | 5 | 18 | 0 | 0 | 0 | 0 | 0 | 0 | 0 | 0 | 0 | 0 | 0 | 0 | 0
1999 | 5 | 19 | 0 | 0 | 0 | 0 | 0 | 0 | 0 | 0 | 0 | 0 | 0 | 0 | 0
1999 | 5 | 20 | 0 | 0 | 0 | 0 | 0 | 0 | 0 | 0 | 0 | 0 | 0 | 0 | 0
1999 | 5 | 21 | 0 | 0 | 0 | 0 | 0 | 0 | 0 | 0 | 0 | 0 | 0 | 0 | 0
1999 | 5 | 22 | 0.68 | 0.68 | 0.63 | 0 | 0.68 | 0.63 | 0 | 0 | 0 | 0 | 0 | 0 | 0
1999 | 5 | 23 | 0.03 | 0.03 | 0 | 0 | 0.03 | 0 | 0 | 0 | 0 | 0 | 0 | 0 | 0
1999 | 5 | 24 | 0.32 | 0.32 | 0.27 | 0 | 0.32 | 0.27 | 0 | 0 | 0 | 0 | 0 | 0 | 0
1999 | 5 | 25 | 0 | 0 | 0 | 0 | 0 | 0 | 0 | 0 | 0 | 0 | 0 | 0 | 0
1999 | 5 | 26 | 0 | 0 | 0 | 0 | 0 | 0 | 0 | 0 | 0 | 0 | 0 | 0 | 0
1999 | 5 | 27 | 0 | 0 | 0 | 0 | 0 | 0 | 0 | 0 | 0 | 0 | 0 | 0 | 0
1999 | 5 | 28 | 0 | 0 | 0 | 0 | 0 | 0 | 0 | 0 | 0 | 0 | 0 | 0 | 0
1999 | 5 | 29 | 0 | 0 | 0 | 0 | 0 | 0 | 0 | 0 | 0 | 0 | 0 | 0 | 0
1999 | 5 | 30 | 0 | 0 | 0 | 0 | 0 | 0 | 0 | 0 | 0 | 0 | 0 | 0 | 0
1999 | 5 | 31 | 0 | 0 | 0 | 0 | 0 | 0 | 0 | 0 | 0 | 0 | 0 | 0 | 0
1999 | 6 | 1 | 0 | 0 | 0 | 0 | 0 | 0 | 0 | 0 | 0 | 0 | 0 | 0 | 0
1999 | 6 | 2 | 0 | 0 | 0 | 0 | 0 | 0 | 0 | 0 | 0 | 0 | 0 | 0 | 0
1999 | 6 | 3 | 0 | 0 | 0 | 0 | 0 | 0 | 0 | 0 | 0 | 0 | 0 | 0 | 0
1999 | 6 | 4 | 0 | 0 | 0 | 0 | 0 | 0 | 0 | 0 | 0 | 0 | 0 | 0 | 0
1999 | 6 | 5 | 0 | 0 | 0 | 0 | 0 | 0 | 0 | 0 | 0 | 0 | 0 | 0 | 0
1999 | 6 | 6 | 0 | 0 | 0 | 0 | 0 | 0 | 0 | 0 | 0 | 0 | 0 | 0 | 0
1999 | 6 | 7 | 0 | 0 | 0 | 0 | 0 | 0 | 0 | 0 | 0 | 0 | 0 | 0 | 0
1999 | 6 | 8 | 0 | 0 | 0 | 0 | 0 | 0 | 0 | 0 | 0 | 0 | 0 | 0 | 0
1999 | 6 | 9 | 0 | 0 | 0 | 0 | 0 | 0 | 0 | 0 | 0 | 0 | 0 | 0 | 0
1999 | 6 | 10 | 0 | 0 | 0 | 0 | 0 | 0 | 0 | 0 | 0 | 0 | 0 | 0 | 0
1999 | 6 | 11 | 0 | 0 | 0 | 0 | 0 | 0 | 0 | 0 | 0 | 0 | 0 | 0 | 0
1999 | 6 | 12 | 0 | 0 | 0 | 0 | 0 | 0 | 0 | 0 | 0 | 0 | 0 | 0 | 0
1999 | 6 | 13 | 0.07 | 0.07 | 0.02 | 0 | 0.07 | 0.02 | 0 | 0 | 0 | 0 | 0 | 0 | 0
1999 | 6 | 14 | 1.32 | 1 | 0.95 | 0 | 1 | 0.95 | 0 | 0 | 0 | 0 | 0 | 0 | 0
1999 | 6 | 15 | 0 | 0 | 0 | 0 | 0 | 0 | 0 | 0 | 0 | 0 | 0 | 0 | 0
1999 | 6 | 16 | 0.01 | 0.01 | 0 | 0 | 0.01 | 0 | 0 | 0 | 0 | 0 | 0 | 0 | 0
1999 | 6 | 17 | 0.16 | 0.16 | 0.11 | 0 | 0.16 | 0.11 | 0 | 0 | 0 | 0 | 0 | 0 | 0
1999 | 6 | 18 | 0 | 0 | 0 | 0 | 0 | 0 | 0 | 0 | 0 | 0 | 0 | 0 | 0
1999 | 6 | 19 | 0 | 0 | 0 | 0 | 0 | 0 | 0 | 0 | 0 | 0 | 0 | 0 | 0
1999 | 6 | 20 | 0.51 | 0.51 | 0.46 | 0 | 0.51 | 0.46 | 0 | 0 | 0 | 0 | 0 | 0 | 0
1999 | 6 | 21 | 0.03 | 0.03 | 0 | 0 | 0.03 | 0 | 0 | 0 | 0 | 0 | 0 | 0 | 0
1999 | 6 | 22 | 0 | 0 | 0 | 0 | 0 | 0 | 0 | 0 | 0 | 0 | 0 | 0 | 0
1999 | 6 | 23 | 0 | 0 | 0 | 0 | 0 | 0 | 0 | 0 | 0 | 0 | 0 | 0 | 0
1999 | 6 | 24 | 0 | 0 | 0 | 0 | 0 | 0 | 0 | 0 | 0 | 0 | 0 | 0 | 0
1999 | 6 | 25 | 0 | 0 | 0 | 0 | 0 | 0 | 0 | 0 | 0 | 0 | 0 | 0 | 0
1999 | 6 | 26 | 0 | 0 | 0 | 0 | 0 | 0 | 0 | 0 | 0 | 0 | 0 | 0 | 0
1999 | 6 | 27 | 0 | 0 | 0 | 0 | 0 | 0 | 0 | 0 | 0 | 0 | 0 | 0 | 0
1999 | 6 | 28 | 0.01 | 0.01 | 0 | 0 | 0.01 | 0 | 0 | 0 | 0 | 0 | 0 | 0 | 0
1999 | 6 | 29 | 0.15 | 0.15 | 0.1 | 0 | 0.15 | 0.1 | 0 | 0 | 0 | 0 | 0 | 0 | 0
1999 | 6 | 30 | 0 | 0 | 0 | 0 | 0 | 0 | 0 | 0 | 0 | 0 | 0 | 0 | 0
1999 | 7 | 1 | 0.04 | 0.04 | 0 | 0 | 0.04 | 0 | 0 | 0 | 0 | 0 | 0 | 0 | 0
1999 | 7 | 2 | 0.15 | 0.15 | 0.1 | 0 | 0.15 | 0.1 | 0 | 0 | 0 | 0 | 0 | 0 | 0
1999 | 7 | 3 | 0 | 0 | 0 | 0 | 0 | 0 | 0 | 0 | 0 | 0 | 0 | 0 | 0
1999 | 7 | 4 | 0 | 0 | 0 | 0 | 0 | 0 | 0 | 0 | 0 | 0 | 0 | 0 | 0
1999 | 7 | 5 | 0 | 0 | 0 | 0 | 0 | 0 | 0 | 0 | 0 | 0 | 0 | 0 | 0
1999 | 7 | 6 | 0 | 0 | 0 | 0 | 0 | 0 | 0 | 0 | 0 | 0 | 0 | 0 | 0
1999 | 7 | 7 | 0 | 0 | 0 | 0 | 0 | 0 | 0 | 0 | 0 | 0 | 0 | 0 | 0
1999 | 7 | 8 | 0 | 0 | 0 | 0 | 0 | 0 | 0 | 0 | 0 | 0 | 0 | 0 | 0
1999 | 7 | 9 | 0 | 0 | 0 | 0 | 0 | 0 | 0 | 0 | 0 | 0 | 0 | 0 | 0
1999 | 7 | 10 | 0.05 | 0.05 | 0 | 0 | 0.05 | 0 | 0 | 0 | 0 | 0 | 0 | 0 | 0
1999 | 7 | 11 | 0 | 0 | 0 | 0 | 0 | 0 | 0 | 0 | 0 | 0 | 0 | 0 | 0
1999 | 7 | 12 | 0.28 | 0.28 | 0.23 | 0 | 0.28 | 0.23 | 0 | 0 | 0 | 0 | 0 | 0 | 0
1999 | 7 | 13 | 0 | 0 | 0 | 0 | 0 | 0 | 0 | 0 | 0 | 0 | 0 | 0 | 0
1999 | 7 | 14 | 0 | 0 | 0 | 0 | 0 | 0 | 0 | 0 | 0 | 0 | 0 | 0 | 0
1999 | 7 | 15 | 0 | 0 | 0 | 0 | 0 | 0 | 0 | 0 | 0 | 0 | 0 | 0 | 0
1999 | 7 | 16 | 0 | 0 | 0 | 0 | 0 | 0 | 0 | 0 | 0 | 0 | 0 | 0 | 0
1999 | 7 | 17 | 0 | 0 | 0 | 0 | 0 | 0 | 0 | 0 | 0 | 0 | 0 | 0 | 0
1999 | 7 | 18 | 0 | 0 | 0 | 0 | 0 | 0 | 0 | 0 | 0 | 0 | 0 | 0 | 0
1999 | 7 | 19 | 0 | 0 | 0 | 0 | 0 | 0 | 0 | 0 | 0 | 0 | 0 | 0 | 0
1999 | 7 | 20 | 0 | 0 | 0 | 0 | 0 | 0 | 0 | 0 | 0 | 0 | 0 | 0 | 0
1999 | 7 | 21 | 0 | 0 | 0 | 0 | 0 | 0 | 0 | 0 | 0 | 0 | 0 | 0 | 0
1999 | 7 | 22 | 0.26 | 0.26 | 0.21 | 0 | 0.26 | 0.21 | 0 | 0 | 0 | 0 | 0 | 0 | 0
1999 | 7 | 23 | 0 | 0 | 0 | 0 | 0 | 0 | 0 | 0 | 0 | 0 | 0 | 0 | 0
1999 | 7 | 24 | 0.19 | 0.19 | 0.14 | 0 | 0.19 | 0.14 | 0 | 0 | 0 | 0 | 0 | 0 | 0
1999 | 7 | 25 | 0.02 | 0.02 | 0 | 0 | 0.02 | 0 | 0 | 0 | 0 | 0 | 0 | 0 | 0
1999 | 7 | 26 | 0 | 0 | 0 | 0 | 0 | 0 | 0 | 0 | 0 | 0 | 0 | 0 | 0
1999 | 7 | 27 | 0 | 0 | 0 | 0 | 0 | 0 | 0 | 0 | 0 | 0 | 0 | 0 | 0
1999 | 7 | 28 | 0.02 | 0.02 | 0 | 0 | 0.02 | 0 | 0 | 0 | 0 | 0 | 0 | 0 | 0
1999 | 7 | 29 | 0 | 0 | 0 | 0 | 0 | 0 | 0 | 0 | 0 | 0 | 0 | 0 | 0
1999 | 7 | 30 | 0 | 0 | 0 | 0 | 0 | 0 | 0 | 0 | 0 | 0 | 0 | 0 | 0
1999 | 7 | 31 | 0 | 0 | 0 | 0 | 0 | 0 | 0 | 0 | 0 | 0 | 0 | 0 | 0
1999 | 8 | 1 | 0 | 0 | 0 | 0 | 0 | 0 | 0 | 0 | 0 | 0 | 0 | 0 | 0
1999 | 8 | 2 | 0 | 0 | 0 | 0 | 0 | 0 | 0 | 0 | 0 | 0 | 0 | 0 | 0
1999 | 8 | 3 | 0 | 0 | 0 | 0 | 0 | 0 | 0 | 0 | 0 | 0 | 0 | 0 | 0
1999 | 8 | 4 | 0 | 0 | 0 | 0 | 0 | 0 | 0 | 0 | 0 | 0 | 0 | 0 | 0
1999 | 8 | 5 | 0 | 0 | 0 | 0 | 0 | 0 | 0 | 0 | 0 | 0 | 0 | 0 | 0
1999 | 8 | 6 | 0 | 0 | 0 | 0 | 0 | 0 | 0 | 0 | 0 | 0 | 0 | 0 | 0
1999 | 8 | 7 | 0 | 0 | 0 | 0 | 0 | 0 | 0 | 0 | 0 | 0 | 0 | 0 | 0
1999 | 8 | 8 | 0.02 | 0.02 | 0 | 0 | 0.02 | 0 | 0 | 0 | 0 | 0 | 0 | 0 | 0
1999 | 8 | 9 | 0 | 0 | 0 | 0 | 0 | 0 | 0 | 0 | 0 | 0 | 0 | 0 | 0
1999 | 8 | 10 | 0 | 0 | 0 | 0 | 0 | 0 | 0 | 0 | 0 | 0 | 0 | 0 | 0
1999 | 8 | 11 | 0 | 0 | 0 | 0 | 0 | 0 | 0 | 0 | 0 | 0 | 0 | 0 | 0
1999 | 8 | 12 | 0 | 0 | 0 | 0 | 0 | 0 | 0 | 0 | 0 | 0 | 0 | 0 | 0
1999 | 8 | 13 | 0.03 | 0.03 | 0 | 0 | 0.03 | 0 | 0 | 0 | 0 | 0 | 0 | 0 | 0
1999 | 8 | 14 | 0.33 | 0.33 | 0.28 | 0 | 0.33 | 0.28 | 0 | 0 | 0 | 0 | 0 | 0 | 0
1999 | 8 | 15 | 0 | 0 | 0 | 0 | 0 | 0 | 0 | 0 | 0 | 0 | 0 | 0 | 0
1999 | 8 | 16 | 0 | 0 | 0 | 0 | 0 | 0 | 0 | 0 | 0 | 0 | 0 | 0 | 0
1999 | 8 | 17 | 0 | 0 | 0 | 0 | 0 | 0 | 0 | 0 | 0 | 0 | 0 | 0 | 0
1999 | 8 | 18 | 0 | 0 | 0 | 0 | 0 | 0 | 0 | 0 | 0 | 0 | 0 | 0 | 0
1999 | 8 | 19 | 0 | 0 | 0 | 0 | 0 | 0 | 0 | 0 | 0 | 0 | 0 | 0 | 0
1999 | 8 | 20 | 0.16 | 0.16 | 0.11 | 0 | 0.16 | 0.11 | 0 | 0 | 0 | 0 | 0 | 0 | 0
1999 | 8 | 21 | 0.1 | 0.1 | 0.05 | 0 | 0.1 | 0.05 | 0 | 0 | 0 | 0 | 0 | 0 | 0
1999 | 8 | 22 | 0 | 0 | 0 | 0 | 0 | 0 | 0 | 0 | 0 | 0 | 0 | 0 | 0
1999 | 8 | 23 | 0.08 | 0.08 | 0.03 | 0 | 0.08 | 0.03 | 0 | 0 | 0 | 0 | 0 | 0 | 0
1999 | 8 | 24 | 0.68 | 0.68 | 0.63 | 0 | 0.68 | 0.63 | 0 | 0 | 0 | 0 | 0 | 0 | 0
1999 | 8 | 25 | 1.37 | 1 | 0.95 | 0 | 1 | 0.95 | 0 | 0 | 0 | 0 | 0 | 0 | 0
1999 | 8 | 26 | 2.03 | 1 | 0.95 | 0 | 1 | 0.95 | 0 | 0 | 0 | 0 | 0 | 0 | 0
1999 | 8 | 27 | 0.22 | 0.22 | 0.17 | 0 | 0.22 | 0.17 | 0 | 0 | 0 | 0 | 0 | 0 | 0
1999 | 8 | 28 | 0 | 0 | 0 | 0 | 0 | 0 | 0 | 0 | 0 | 0 | 0 | 0 | 0
1999 | 8 | 29 | 0 | 0 | 0 | 0 | 0 | 0 | 0 | 0 | 0 | 0 | 0 | 0 | 0
1999 | 8 | 30 | 0 | 0 | 0 | 0 | 0 | 0 | 0 | 0 | 0 | 0 | 0 | 0 | 0
1999 | 8 | 31 | 0 | 0 | 0 | 0 | 0 | 0 | 0 | 0 | 0 | 0 | 0 | 0 | 0
1999 | 9 | 1 | 0 | 0 | 0 | 0 | 0 | 0 | 0 | 0 | 0 | 0 | 0 | 0 | 0
1999 | 9 | 2 | 0 | 0 | 0 | 0 | 0 | 0 | 0 | 0 | 0 | 0 | 0 | 0 | 0
1999 | 9 | 3 | 0 | 0 | 0 | 0 | 0 | 0 | 0 | 0 | 0 | 0 | 0 | 0 | 0
1999 | 9 | 4 | 0.88 | 0.88 | 0.83 | 0 | 0.88 | 0.83 | 0 | 0 | 0 | 0 | 0 | 0 | 0
1999 | 9 | 5 | 0.37 | 0.37 | 0.32 | 0 | 0.37 | 0.32 | 0 | 0 | 0 | 0 | 0 | 0 | 0
1999 | 9 | 6 | 1.06 | 1 | 0.95 | 0 | 1 | 0.95 | 0 | 0 | 0 | 0 | 0 | 0 | 0
1999 | 9 | 7 | 0 | 0 | 0 | 0 | 0 | 0 | 0 | 0 | 0 | 0 | 0 | 0 | 0
1999 | 9 | 8 | 0.2 | 0.2 | 0.15 | 0 | 0.2 | 0.15 | 0 | 0 | 0 | 0 | 0 | 0 | 0
1999 | 9 | 9 | 0.33 | 0.33 | 0.28 | 0 | 0.33 | 0.28 | 0 | 0 | 0 | 0 | 0 | 0 | 0
1999 | 9 | 10 | 0.04 | 0.04 | 0 | 0 | 0.04 | 0 | 0 | 0 | 0 | 0 | 0 | 0 | 0
1999 | 9 | 11 | 0 | 0 | 0 | 0 | 0 | 0 | 0 | 0 | 0 | 0 | 0 | 0 | 0
1999 | 9 | 12 | 0 | 0 | 0 | 0 | 0 | 0 | 0 | 0 | 0 | 0 | 0 | 0 | 0
1999 | 9 | 13 | 0 | 0 | 0 | 0 | 0 | 0 | 0 | 0 | 0 | 0 | 0 | 0 | 0
1999 | 9 | 14 | 0 | 0 | 0 | 0 | 0 | 0 | 0 | 0 | 0 | 0 | 0 | 0 | 0
1999 | 9 | 15 | 0.9 | 0.9 | 0.85 | 0 | 0.9 | 0.85 | 0 | 0 | 0 | 0 | 0 | 0 | 0
1999 | 9 | 16 | 3.67 | 1 | 0.95 | 0 | 1 | 0.95 | 0 | 0 | 0 | 0 | 0 | 0 | 0
1999 | 9 | 17 | 0 | 0 | 0 | 0 | 0 | 0 | 0 | 0 | 0 | 0 | 0 | 0 | 0
1999 | 9 | 18 | 0 | 0 | 0 | 0 | 0 | 0 | 0 | 0 | 0 | 0 | 0 | 0 | 0
1999 | 9 | 19 | 0 | 0 | 0 | 0 | 0 | 0 | 0 | 0 | 0 | 0 | 0 | 0 | 0
1999 | 9 | 20 | 0.06 | 0.06 | 0.01 | 0 | 0.06 | 0.01 | 0 | 0 | 0 | 0 | 0 | 0 | 0
1999 | 9 | 21 | 0.95 | 0.95 | 0.9 | 0 | 0.95 | 0.9 | 0 | 0 | 0 | 0 | 0 | 0 | 0
1999 | 9 | 22 | 0.09 | 0.09 | 0.04 | 0 | 0.09 | 0.04 | 0 | 0 | 0 | 0 | 0 | 0 | 0
1999 | 9 | 23 | 0 | 0 | 0 | 0 | 0 | 0 | 0 | 0 | 0 | 0 | 0 | 0 | 0
1999 | 9 | 24 | 0 | 0 | 0 | 0 | 0 | 0 | 0 | 0 | 0 | 0 | 0 | 0 | 0
1999 | 9 | 25 | 0 | 0 | 0 | 0 | 0 | 0 | 0 | 0 | 0 | 0 | 0 | 0 | 0
1999 | 9 | 26 | 0 | 0 | 0 | 0 | 0 | 0 | 0 | 0 | 0 | 0 | 0 | 0 | 0
1999 | 9 | 27 | 0 | 0 | 0 | 0 | 0 | 0 | 0 | 0 | 0 | 0 | 0 | 0 | 0
1999 | 9 | 28 | 0.13 | 0.13 | 0.08 | 0 | 0.13 | 0.08 | 0 | 0 | 0 | 0 | 0 | 0 | 0
1999 | 9 | 29 | 0.86 | 0.86 | 0.81 | 0 | 0.86 | 0.81 | 0 | 0 | 0 | 0 | 0 | 0 | 0
1999 | 9 | 30 | 0.73 | 0.73 | 0.68 | 0 | 0.73 | 0.68 | 0 | 0 | 0 | 0 | 0 | 0 | 0
1999 | 10 | 1 | 0 | 0 | 0 | 0 | 0 | 0 | 0 | 0 | 0 | 0 | 0 | 0 | 0
1999 | 10 | 2 | 0 | 0 | 0 | 0 | 0 | 0 | 0 | 0 | 0 | 0 | 0 | 0 | 0
1999 | 10 | 3 | 0 | 0 | 0 | 0 | 0 | 0 | 0 | 0 | 0 | 0 | 0 | 0 | 0
1999 | 10 | 4 | 0.52 | 0.52 | 0.47 | 0 | 0.52 | 0.47 | 0 | 0 | 0 | 0 | 0 | 0 | 0
1999 | 10 | 5 | 0 | 0 | 0 | 0 | 0 | 0 | 0 | 0 | 0 | 0 | 0 | 0 | 0
1999 | 10 | 6 | 0 | 0 | 0 | 0 | 0 | 0 | 0 | 0 | 0 | 0 | 0 | 0 | 0
1999 | 10 | 7 | 0 | 0 | 0 | 0 | 0 | 0 | 0 | 0 | 0 | 0 | 0 | 0 | 0
1999 | 10 | 8 | 0 | 0 | 0 | 0 | 0 | 0 | 0 | 0 | 0 | 0 | 0 | 0 | 0
1999 | 10 | 9 | 0.02 | 0.02 | 0 | 0 | 0.02 | 0 | 0 | 0 | 0 | 0 | 0 | 0 | 0
1999 | 10 | 10 | 0.73 | 0.73 | 0.68 | 0 | 0.73 | 0.68 | 0 | 0 | 0 | 0 | 0 | 0 | 0
1999 | 10 | 11 | 0.01 | 0.01 | 0 | 0 | 0.01 | 0 | 0 | 0 | 0 | 0 | 0 | 0 | 0
1999 | 10 | 12 | 0 | 0 | 0 | 0 | 0 | 0 | 0 | 0 | 0 | 0 | 0 | 0 | 0
1999 | 10 | 13 | 0.04 | 0.04 | 0 | 0 | 0.04 | 0 | 0 | 0 | 0 | 0 | 0 | 0 | 0
1999 | 10 | 14 | 0 | 0 | 0 | 0 | 0 | 0 | 0 | 0 | 0 | 0 | 0 | 0 | 0
1999 | 10 | 15 | 0 | 0 | 0 | 0 | 0 | 0 | 0 | 0 | 0 | 0 | 0 | 0 | 0
1999 | 10 | 16 | 0 | 0 | 0 | 0 | 0 | 0 | 0 | 0 | 0 | 0 | 0 | 0 | 0
1999 | 10 | 17 | 0.12 | 0.12 | 0.07 | 0 | 0.12 | 0.07 | 0 | 0 | 0 | 0 | 0 | 0 | 0
1999 | 10 | 18 | 0 | 0 | 0 | 0 | 0 | 0 | 0 | 0 | 0 | 0 | 0 | 0 | 0
1999 | 10 | 19 | 0 | 0 | 0 | 0 | 0 | 0 | 0 | 0 | 0 | 0 | 0 | 0 | 0
1999 | 10 | 20 | 0.54 | 0.54 | 0.49 | 0 | 0.54 | 0.49 | 0 | 0 | 0 | 0 | 0 | 0 | 0
1999 | 10 | 21 | 0 | 0 | 0 | 0 | 0 | 0 | 0 | 0 | 0 | 0 | 0 | 0 | 0
1999 | 10 | 22 | 0.18 | 0.18 | 0.13 | 0 | 0.18 | 0.13 | 0 | 0 | 0 | 0 | 0 | 0 | 0
1999 | 10 | 23 | 0 | 0 | 0 | 0 | 0 | 0 | 0 | 0 | 0 | 0 | 0 | 0 | 0
1999 | 10 | 24 | 0 | 0 | 0 | 0 | 0 | 0 | 0 | 0 | 0 | 0 | 0 | 0 | 0
1999 | 10 | 25 | 0 | 0 | 0 | 0 | 0 | 0 | 0 | 0 | 0 | 0 | 0 | 0 | 0
1999 | 10 | 26 | 0 | 0 | 0 | 0 | 0 | 0 | 0 | 0 | 0 | 0 | 0 | 0 | 0
1999 | 10 | 27 | 0 | 0 | 0 | 0 | 0 | 0 | 0 | 0 | 0 | 0 | 0 | 0 | 0
1999 | 10 | 28 | 0 | 0 | 0 | 0 | 0 | 0 | 0 | 0 | 0 | 0 | 0 | 0 | 0
1999 | 10 | 29 | 0 | 0 | 0 | 0 | 0 | 0 | 0 | 0 | 0 | 0 | 0 | 0 | 0
1999 | 10 | 30 | 0 | 0 | 0 | 0 | 0 | 0 | 0 | 0 | 0 | 0 | 0 | 0 | 0
1999 | 10 | 31 | 0 | 0 | 0 | 0 | 0 | 0 | 0 | 0 | 0 | 0 | 0 | 0 | 0
1999 | 11 | 1 | 0 | 0 | 0 | 0 | 0 | 0 | 0 | 0 | 0 | 0 | 0 | 0 | 0
1999 | 11 | 2 | 0.26 | 0.26 | 0.21 | 0 | 0.26 | 0.21 | 0 | 0 | 0 | 0 | 0 | 0 | 0
1999 | 11 | 3 | 0 | 0 | 0 | 0 | 0 | 0 | 0 | 0 | 0 | 0 | 0 | 0 | 0
1999 | 11 | 4 | 0 | 0 | 0 | 0 | 0 | 0 | 0 | 0 | 0 | 0 | 0 | 0 | 0
1999 | 11 | 5 | 0 | 0 | 0 | 0 | 0 | 0 | 0 | 0 | 0 | 0 | 0 | 0 | 0
1999 | 11 | 6 | 0 | 0 | 0 | 0 | 0 | 0 | 0 | 0 | 0 | 0 | 0 | 0 | 0
1999 | 11 | 7 | 0 | 0 | 0 | 0 | 0 | 0 | 0 | 0 | 0 | 0 | 0 | 0 | 0
1999 | 11 | 8 | 0 | 0 | 0 | 0 | 0 | 0 | 0 | 0 | 0 | 0 | 0 | 0 | 0
1999 | 11 | 9 | 0 | 0 | 0 | 0 | 0 | 0 | 0 | 0 | 0 | 0 | 0 | 0 | 0
1999 | 11 | 10 | 0 | 0 | 0 | 0 | 0 | 0 | 0 | 0 | 0 | 0 | 0 | 0 | 0
1999 | 11 | 11 | 0 | 0 | 0 | 0 | 0 | 0 | 0 | 0 | 0 | 0 | 0 | 0 | 0
1999 | 11 | 12 | 0 | 0 | 0 | 0 | 0 | 0 | 0 | 0 | 0 | 0 | 0 | 0 | 0
1999 | 11 | 13 | 0 | 0 | 0 | 0 | 0 | 0 | 0 | 0 | 0 | 0 | 0 | 0 | 0
1999 | 11 | 14 | 0 | 0 | 0 | 0 | 0 | 0 | 0 | 0 | 0 | 0 | 0 | 0 | 0
1999 | 11 | 15 | 0 | 0 | 0 | 0 | 0 | 0 | 0 | 0 | 0 | 0 | 0 | 0 | 0
1999 | 11 | 16 | 0 | 0 | 0 | 0 | 0 | 0 | 0 | 0 | 0 | 0 | 0 | 0 | 0
1999 | 11 | 17 | 0 | 0 | 0 | 0 | 0 | 0 | 0 | 0 | 0 | 0 | 0 | 0 | 0
1999 | 11 | 18 | 0 | 0 | 0 | 0 | 0 | 0 | 0 | 0 | 0 | 0 | 0 | 0 | 0
1999 | 11 | 19 | 0 | 0 | 0 | 0 | 0 | 0 | 0 | 0 | 0 | 0 | 0 | 0 | 0
1999 | 11 | 20 | 0 | 0 | 0 | 0 | 0 | 0 | 0 | 0 | 0 | 0 | 0 | 0 | 0
1999 | 11 | 21 | 0 | 0 | 0 | 0 | 0 | 0 | 0 | 0 | 0 | 0 | 0 | 0 | 0
1999 | 11 | 22 | 0 | 0 | 0 | 0 | 0 | 0 | 0 | 0 | 0 | 0 | 0 | 0 | 0
1999 | 11 | 23 | 0 | 0 | 0 | 0 | 0 | 0 | 0 | 0 | 0 | 0 | 0 | 0 | 0
1999 | 11 | 24 | 0 | 0 | 0 | 0 | 0 | 0 | 0 | 0 | 0 | 0 | 0 | 0 | 0
1999 | 11 | 25 | 0.04 | 0.04 | 0 | 0 | 0.04 | 0 | 0 | 0 | 0 | 0 | 0 | 0 | 0
1999 | 11 | 26 | 1.52 | 1 | 0.95 | 0 | 1 | 0.95 | 0 | 0 | 0 | 0 | 0 | 0 | 0
1999 | 11 | 27 | 0 | 0 | 0 | 0 | 0 | 0 | 0 | 0 | 0 | 0 | 0 | 0 | 0
1999 | 11 | 28 | 0 | 0 | 0 | 0 | 0 | 0 | 0 | 0 | 0 | 0 | 0 | 0 | 0
1999 | 11 | 29 | 0 | 0 | 0 | 0 | 0 | 0 | 0 | 0 | 0 | 0 | 0 | 0 | 0
1999 | 11 | 30 | 0 | 0 | 0 | 0 | 0 | 0 | 0 | 0 | 0 | 0 | 0 | 0 | 0
1999 | 12 | 1 | 0 | 0 | 0 | 0 | 0 | 0 | 0 | 0 | 0 | 0 | 0 | 0 | 0
1999 | 12 | 2 | 0 | 0 | 0 | 0 | 0 | 0 | 0 | 0 | 0 | 0 | 0 | 0 | 0
1999 | 12 | 3 | 0 | 0 | 0 | 0 | 0 | 0 | 0 | 0 | 0 | 0 | 0 | 0 | 0
1999 | 12 | 4 | 0 | 0 | 0 | 0 | 0 | 0 | 0 | 0 | 0 | 0 | 0 | 0 | 0
1999 | 12 | 5 | 0 | 0 | 0 | 0 | 0 | 0 | 0 | 0 | 0 | 0 | 0 | 0 | 0
1999 | 12 | 6 | 0.5 | 0.5 | 0.45 | 0 | 0.5 | 0.45 | 0 | 0 | 0 | 0 | 0 | 0 | 0
1999 | 12 | 7 | 0 | 0 | 0 | 0 | 0 | 0 | 0 | 0 | 0 | 0 | 0 | 0 | 0
1999 | 12 | 8 | 0 | 0 | 0 | 0 | 0 | 0 | 0 | 0 | 0 | 0 | 0 | 0 | 0
1999 | 12 | 9 | 0 | 0 | 0 | 0 | 0 | 0 | 0 | 0 | 0 | 0 | 0 | 0 | 0
1999 | 12 | 10 | 0.52 | 0.52 | 0.47 | 0 | 0.52 | 0.47 | 0 | 0 | 0 | 0 | 0 | 0 | 0
1999 | 12 | 11 | 0 | 0 | 0 | 0 | 0 | 0 | 0 | 0 | 0 | 0 | 0 | 0 | 0
1999 | 12 | 12 | 0 | 0 | 0 | 0 | 0 | 0 | 0 | 0 | 0 | 0 | 0 | 0 | 0
1999 | 12 | 13 | 0.41 | 0.41 | 0.36 | 0 | 0.41 | 0.36 | 0 | 0 | 0 | 0 | 0 | 0 | 0
1999 | 12 | 14 | 0.9 | 0.9 | 0.85 | 0 | 0.9 | 0.85 | 0 | 0 | 0 | 0 | 0 | 0 | 0
1999 | 12 | 15 | 0 | 0 | 0 | 0 | 0 | 0 | 0 | 0 | 0 | 0 | 0 | 0 | 0
1999 | 12 | 16 | 0 | 0 | 0 | 0 | 0 | 0 | 0 | 0 | 0 | 0 | 0 | 0 | 0
1999 | 12 | 17 | 0 | 0 | 0 | 0 | 0 | 0 | 0 | 0 | 0 | 0 | 0 | 0 | 0
1999 | 12 | 18 | 0 | 0 | 0 | 0 | 0 | 0 | 0 | 0 | 0 | 0 | 0 | 0 | 0
1999 | 12 | 19 | 0 | 0 | 0 | 0 | 0 | 0 | 0 | 0 | 0 | 0 | 0 | 0 | 0
1999 | 12 | 20 | 0.1 | 0.1 | 0.05 | 0 | 0.1 | 0.05 | 0 | 0 | 0 | 0 | 0 | 0 | 0
1999 | 12 | 21 | 0.03 | 0.03 | 0 | 0 | 0.03 | 0 | 0 | 0 | 0 | 0 | 0 | 0 | 0
1999 | 12 | 22 | 0.03 | 0.03 | 0 | 0 | 0.03 | 0 | 0 | 0 | 0 | 0 | 0 | 0 | 0
1999 | 12 | 23 | 0 | 0 | 0 | 0 | 0 | 0 | 0 | 0 | 0 | 0 | 0 | 0 | 0
1999 | 12 | 24 | 0 | 0 | 0 | 0 | 0 | 0 | 0 | 0 | 0 | 0 | 0 | 0 | 0
1999 | 12 | 25 | 0 | 0 | 0 | 0 | 0 | 0 | 0 | 0 | 0 | 0 | 0 | 0 | 0
1999 | 12 | 26 | 0 | 0 | 0 | 0 | 0 | 0 | 0 | 0 | 0 | 0 | 0 | 0 | 0
1999 | 12 | 27 | 0 | 0 | 0 | 0 | 0 | 0 | 0 | 0 | 0 | 0 | 0 | 0 | 0
1999 | 12 | 28 | 0 | 0 | 0 | 0 | 0 | 0 | 0 | 0 | 0 | 0 | 0 | 0 | 0
1999 | 12 | 29 | 0 | 0 | 0 | 0 | 0 | 0 | 0 | 0 | 0 | 0 | 0 | 0 | 0
1999 | 12 | 30 | 0 | 0 | 0 | 0 | 0 | 0 | 0 | 0 | 0 | 0 | 0 | 0 | 0
1999 | 12 | 31 | 0 | 0 | 0 | 0 | 0 | 0 | 0 | 0 | 0 | 0 | 0 | 0 | 0
2000 | 1 | 1 | 0 | 0 | 0 | 0 | 0 | 0 | 0 | 0 | 0 | 0 | 0 | 0 | 0
2000 | 1 | 2 | 0 | 0 | 0 | 0 | 0 | 0 | 0 | 0 | 0 | 0 | 0 | 0 | 0
2000 | 1 | 3 | 0 | 0 | 0 | 0 | 0 | 0 | 0 | 0 | 0 | 0 | 0 | 0 | 0
2000 | 1 | 4 | 1.22 | 1 | 0.95 | 0 | 1 | 0.95 | 0 | 0 | 0 | 0 | 0 | 0 | 0
2000 | 1 | 5 | 0 | 0 | 0 | 0 | 0 | 0 | 0 | 0 | 0 | 0 | 0 | 0 | 0
2000 | 1 | 6 | 0 | 0 | 0 | 0 | 0 | 0 | 0 | 0 | 0 | 0 | 0 | 0 | 0
2000 | 1 | 7 | 0 | 0 | 0 | 0 | 0 | 0 | 0 | 0 | 0 | 0 | 0 | 0 | 0
2000 | 1 | 8 | 0 | 0 | 0 | 0 | 0 | 0 | 0 | 0 | 0 | 0 | 0 | 0 | 0
2000 | 1 | 9 | 0 | 0 | 0 | 0 | 0 | 0 | 0 | 0 | 0 | 0 | 0 | 0 | 0
2000 | 1 | 10 | 0.68 | 0.68 | 0.63 | 0 | 0.68 | 0.63 | 0 | 0 | 0 | 0 | 0 | 0 | 0
2000 | 1 | 11 | 0.01 | 0.01 | 0 | 0 | 0.01 | 0 | 0 | 0 | 0 | 0 | 0 | 0 | 0
2000 | 1 | 12 | 0 | 0 | 0 | 0 | 0 | 0 | 0 | 0 | 0 | 0 | 0 | 0 | 0
2000 | 1 | 13 | 0 | 0 | 0 | 0 | 0 | 0 | 0 | 0 | 0 | 0 | 0 | 0 | 0
2000 | 1 | 14 | 0 | 0 | 0 | 0 | 0 | 0 | 0 | 0 | 0 | 0 | 0 | 0 | 0
2000 | 1 | 15 | 0 | 0 | 0 | 0 | 0 | 0 | 0 | 0 | 0 | 0 | 0 | 0 | 0
2000 | 1 | 16 | 0 | 0 | 0 | 0 | 0 | 0 | 0 | 0 | 0 | 0 | 0 | 0 | 0
2000 | 1 | 17 | 0 | 0 | 0 | 0 | 0 | 0 | 0 | 0 | 0 | 0 | 0 | 0 | 0
2000 | 1 | 18 | 0 | 0 | 0 | 0 | 0 | 0 | 0 | 0 | 0 | 0 | 0 | 0 | 0
2000 | 1 | 19 | 0 | 0 | 0 | 0 | 0 | 0 | 0 | 0 | 0 | 0 | 0 | 0 | 0
2000 | 1 | 20 | 0.2 | 0.2 | 0.15 | 0 | 0.2 | 0.15 | 0 | 0 | 0 | 0 | 0 | 0 | 0
2000 | 1 | 21 | 0 | 0 | 0 | 0 | 0 | 0 | 0 | 0 | 0 | 0 | 0 | 0 | 0
2000 | 1 | 22 | 0 | 0 | 0 | 0 | 0 | 0 | 0 | 0 | 0 | 0 | 0 | 0 | 0
2000 | 1 | 23 | 0 | 0 | 0 | 0 | 0 | 0 | 0 | 0 | 0 | 0 | 0 | 0 | 0
2000 | 1 | 24 | 0 | 0 | 0 | 0 | 0 | 0 | 0 | 0 | 0 | 0 | 0 | 0 | 0
2000 | 1 | 25 | 0.85 | 0.85 | 0.8 | 0 | 0.85 | 0.8 | 0 | 0 | 0 | 0 | 0 | 0 | 0
2000 | 1 | 26 | 0 | 0 | 0 | 0 | 0 | 0 | 0 | 0 | 0 | 0 | 0 | 0 | 0
2000 | 1 | 27 | 0 | 0 | 0 | 0 | 0 | 0 | 0 | 0 | 0 | 0 | 0 | 0 | 0
2000 | 1 | 28 | 0 | 0 | 0 | 0 | 0 | 0 | 0 | 0 | 0 | 0 | 0 | 0 | 0
2000 | 1 | 29 | 0 | 0 | 0 | 0 | 0 | 0 | 0 | 0 | 0 | 0 | 0 | 0 | 0
2000 | 1 | 30 | 0.7 | 0.7 | 0.65 | 0 | 0.7 | 0.65 | 0 | 0 | 0 | 0 | 0 | 0 | 0
2000 | 1 | 31 | 0 | 0 | 0 | 0 | 0 | 0 | 0 | 0 | 0 | 0 | 0 | 0 | 0
2000 | 2 | 1 | 0 | 0 | 0 | 0 | 0 | 0 | 0 | 0 | 0 | 0 | 0 | 0 | 0
2000 | 2 | 2 | 0 | 0 | 0 | 0 | 0 | 0 | 0 | 0 | 0 | 0 | 0 | 0 | 0
2000 | 2 | 3 | 0 | 0 | 0 | 0 | 0 | 0 | 0 | 0 | 0 | 0 | 0 | 0 | 0
2000 | 2 | 4 | 0.03 | 0.03 | 0 | 0 | 0.03 | 0 | 0 | 0 | 0 | 0 | 0 | 0 | 0
2000 | 2 | 5 | 0 | 0 | 0 | 0 | 0 | 0 | 0 | 0 | 0 | 0 | 0 | 0 | 0
2000 | 2 | 6 | 0 | 0 | 0 | 0 | 0 | 0 | 0 | 0 | 0 | 0 | 0 | 0 | 0
2000 | 2 | 7 | 0 | 0 | 0 | 0 | 0 | 0 | 0 | 0 | 0 | 0 | 0 | 0 | 0
2000 | 2 | 8 | 0 | 0 | 0 | 0 | 0 | 0 | 0 | 0 | 0 | 0 | 0 | 0 | 0
2000 | 2 | 9 | 0 | 0 | 0 | 0 | 0 | 0 | 0 | 0 | 0 | 0 | 0 | 0 | 0
2000 | 2 | 10 | 0 | 0 | 0 | 0 | 0 | 0 | 0 | 0 | 0 | 0 | 0 | 0 | 0
2000 | 2 | 11 | 0.01 | 0.01 | 0 | 0 | 0.01 | 0 | 0 | 0 | 0 | 0 | 0 | 0 | 0
2000 | 2 | 12 | 0 | 0 | 0 | 0 | 0 | 0 | 0 | 0 | 0 | 0 | 0 | 0 | 0
2000 | 2 | 13 | 0.06 | 0.06 | 0.01 | 0 | 0.06 | 0.01 | 0 | 0 | 0 | 0 | 0 | 0 | 0
2000 | 2 | 14 | 0.4 | 0.4 | 0.35 | 0 | 0.4 | 0.35 | 0 | 0 | 0 | 0 | 0 | 0 | 0
2000 | 2 | 15 | 0 | 0 | 0 | 0 | 0 | 0 | 0 | 0 | 0 | 0 | 0 | 0 | 0
2000 | 2 | 16 | 0.01 | 0.01 | 0 | 0 | 0.01 | 0 | 0 | 0 | 0 | 0 | 0 | 0 | 0
2000 | 2 | 17 | 0 | 0 | 0 | 0 | 0 | 0 | 0 | 0 | 0 | 0 | 0 | 0 | 0
2000 | 2 | 18 | 0.58 | 0.58 | 0.53 | 0 | 0.58 | 0.53 | 0 | 0 | 0 | 0 | 0 | 0 | 0
2000 | 2 | 19 | 0.19 | 0.19 | 0.14 | 0 | 0.19 | 0.14 | 0 | 0 | 0 | 0 | 0 | 0 | 0
2000 | 2 | 20 | 0 | 0 | 0 | 0 | 0 | 0 | 0 | 0 | 0 | 0 | 0 | 0 | 0
2000 | 2 | 21 | 0 | 0 | 0 | 0 | 0 | 0 | 0 | 0 | 0 | 0 | 0 | 0 | 0
2000 | 2 | 22 | 0 | 0 | 0 | 0 | 0 | 0 | 0 | 0 | 0 | 0 | 0 | 0 | 0
2000 | 2 | 23 | 0 | 0 | 0 | 0 | 0 | 0 | 0 | 0 | 0 | 0 | 0 | 0 | 0
2000 | 2 | 24 | 0 | 0 | 0 | 0 | 0 | 0 | 0 | 0 | 0 | 0 | 0 | 0 | 0
2000 | 2 | 25 | 0 | 0 | 0 | 0 | 0 | 0 | 0 | 0 | 0 | 0 | 0 | 0 | 0
2000 | 2 | 26 | 0 | 0 | 0 | 0 | 0 | 0 | 0 | 0 | 0 | 0 | 0 | 0 | 0
2000 | 2 | 27 | 0.64 | 0.64 | 0.59 | 0 | 0.64 | 0.59 | 0 | 0 | 0 | 0 | 0 | 0 | 0
2000 | 2 | 28 | 0.14 | 0.14 | 0.09 | 0 | 0.14 | 0.09 | 0 | 0 | 0 | 0 | 0 | 0 | 0
2000 | 2 | 29 | 0 | 0 | 0 | 0 | 0 | 0 | 0 | 0 | 0 | 0 | 0 | 0 | 0
2000 | 3 | 1 | 0 | 0 | 0 | 0 | 0 | 0 | 0 | 0 | 0 | 0 | 0 | 0 | 0
2000 | 3 | 2 | 0 | 0 | 0 | 0 | 0 | 0 | 0 | 0 | 0 | 0 | 0 | 0 | 0
2000 | 3 | 3 | 0 | 0 | 0 | 0 | 0 | 0 | 0 | 0 | 0 | 0 | 0 | 0 | 0
2000 | 3 | 4 | 0 | 0 | 0 | 0 | 0 | 0 | 0 | 0 | 0 | 0 | 0 | 0 | 0
2000 | 3 | 5 | 0 | 0 | 0 | 0 | 0 | 0 | 0 | 0 | 0 | 0 | 0 | 0 | 0
2000 | 3 | 6 | 0 | 0 | 0 | 0 | 0 | 0 | 0 | 0 | 0 | 0 | 0 | 0 | 0
2000 | 3 | 7 | 0 | 0 | 0 | 0 | 0 | 0 | 0 | 0 | 0 | 0 | 0 | 0 | 0
2000 | 3 | 8 | 0 | 0 | 0 | 0 | 0 | 0 | 0 | 0 | 0 | 0 | 0 | 0 | 0
2000 | 3 | 9 | 0 | 0 | 0 | 0 | 0 | 0 | 0 | 0 | 0 | 0 | 0 | 0 | 0
2000 | 3 | 10 | 0 | 0 | 0 | 0 | 0 | 0 | 0 | 0 | 0 | 0 | 0 | 0 | 0
2000 | 3 | 11 | 0.06 | 0.06 | 0.01 | 0 | 0.06 | 0.01 | 0 | 0 | 0 | 0 | 0 | 0 | 0
2000 | 3 | 12 | 0.18 | 0.18 | 0.13 | 0 | 0.18 | 0.13 | 0 | 0 | 0 | 0 | 0 | 0 | 0
2000 | 3 | 13 | 0 | 0 | 0 | 0 | 0 | 0 | 0 | 0 | 0 | 0 | 0 | 0 | 0
2000 | 3 | 14 | 0 | 0 | 0 | 0 | 0 | 0 | 0 | 0 | 0 | 0 | 0 | 0 | 0
2000 | 3 | 15 | 0 | 0 | 0 | 0 | 0 | 0 | 0 | 0 | 0 | 0 | 0 | 0 | 0
2000 | 3 | 16 | 0.3 | 0.3 | 0.25 | 0 | 0.3 | 0.25 | 0 | 0 | 0 | 0 | 0 | 0 | 0
2000 | 3 | 17 | 0.09 | 0.09 | 0.04 | 0 | 0.09 | 0.04 | 0 | 0 | 0 | 0 | 0 | 0 | 0
2000 | 3 | 18 | 0 | 0 | 0 | 0 | 0 | 0 | 0 | 0 | 0 | 0 | 0 | 0 | 0
2000 | 3 | 19 | 0 | 0 | 0 | 0 | 0 | 0 | 0 | 0 | 0 | 0 | 0 | 0 | 0
2000 | 3 | 20 | 0.01 | 0.01 | 0 | 0 | 0.01 | 0 | 0 | 0 | 0 | 0 | 0 | 0 | 0
2000 | 3 | 21 | 1.82 | 1 | 0.95 | 0 | 1 | 0.95 | 0 | 0 | 0 | 0 | 0 | 0 | 0
2000 | 3 | 22 | 0.16 | 0.16 | 0.11 | 0 | 0.16 | 0.11 | 0 | 0 | 0 | 0 | 0 | 0 | 0
2000 | 3 | 23 | 0 | 0 | 0 | 0 | 0 | 0 | 0 | 0 | 0 | 0 | 0 | 0 | 0
2000 | 3 | 24 | 0 | 0 | 0 | 0 | 0 | 0 | 0 | 0 | 0 | 0 | 0 | 0 | 0
2000 | 3 | 25 | 0.42 | 0.42 | 0.37 | 0 | 0.42 | 0.37 | 0 | 0 | 0 | 0 | 0 | 0 | 0
2000 | 3 | 26 | 0 | 0 | 0 | 0 | 0 | 0 | 0 | 0 | 0 | 0 | 0 | 0 | 0
2000 | 3 | 27 | 0.89 | 0.89 | 0.84 | 0 | 0.89 | 0.84 | 0 | 0 | 0 | 0 | 0 | 0 | 0
2000 | 3 | 28 | 0.05 | 0.05 | 0 | 0 | 0.05 | 0 | 0 | 0 | 0 | 0 | 0 | 0 | 0
2000 | 3 | 29 | 0 | 0 | 0 | 0 | 0 | 0 | 0 | 0 | 0 | 0 | 0 | 0 | 0
2000 | 3 | 30 | 0 | 0 | 0 | 0 | 0 | 0 | 0 | 0 | 0 | 0 | 0 | 0 | 0
2000 | 3 | 31 | 0 | 0 | 0 | 0 | 0 | 0 | 0 | 0 | 0 | 0 | 0 | 0 | 0
2000 | 4 | 1 | 0 | 0 | 0 | 0 | 0 | 0 | 0 | 0 | 0 | 0 | 0 | 0 | 0
2000 | 4 | 2 | 0.04 | 0.04 | 0 | 0 | 0.04 | 0 | 0 | 0 | 0 | 0 | 0 | 0 | 0
2000 | 4 | 3 | 0.15 | 0.15 | 0.1 | 0 | 0.15 | 0.1 | 0 | 0 | 0 | 0 | 0 | 0 | 0
2000 | 4 | 4 | 0.3 | 0.3 | 0.25 | 0 | 0.3 | 0.25 | 0 | 0 | 0 | 0 | 0 | 0 | 0
2000 | 4 | 5 | 0 | 0 | 0 | 0 | 0 | 0 | 0 | 0 | 0 | 0 | 0 | 0 | 0
2000 | 4 | 6 | 0 | 0 | 0 | 0 | 0 | 0 | 0 | 0 | 0 | 0 | 0 | 0 | 0
2000 | 4 | 7 | 0 | 0 | 0 | 0 | 0 | 0 | 0 | 0 | 0 | 0 | 0 | 0 | 0
2000 | 4 | 8 | 0.83 | 0.83 | 0.78 | 0 | 0.83 | 0.78 | 0 | 0 | 0 | 0 | 0 | 0 | 0
2000 | 4 | 9 | 0.05 | 0.05 | 0 | 0 | 0.05 | 0 | 0 | 0 | 0 | 0 | 0 | 0 | 0
2000 | 4 | 10 | 0 | 0 | 0 | 0 | 0 | 0 | 0 | 0 | 0 | 0 | 0 | 0 | 0
2000 | 4 | 11 | 0.03 | 0.03 | 0 | 0 | 0.03 | 0 | 0 | 0 | 0 | 0 | 0 | 0 | 0
2000 | 4 | 12 | 0.01 | 0.01 | 0 | 0 | 0.01 | 0 | 0 | 0 | 0 | 0 | 0 | 0 | 0
2000 | 4 | 13 | 0 | 0 | 0 | 0 | 0 | 0 | 0 | 0 | 0 | 0 | 0 | 0 | 0
2000 | 4 | 14 | 0 | 0 | 0 | 0 | 0 | 0 | 0 | 0 | 0 | 0 | 0 | 0 | 0
2000 | 4 | 15 | 0.18 | 0.18 | 0.13 | 0 | 0.18 | 0.13 | 0 | 0 | 0 | 0 | 0 | 0 | 0
2000 | 4 | 16 | 0 | 0 | 0 | 0 | 0 | 0 | 0 | 0 | 0 | 0 | 0 | 0 | 0
2000 | 4 | 17 | 1.44 | 1 | 0.95 | 0 | 1 | 0.95 | 0 | 0 | 0 | 0 | 0 | 0 | 0
2000 | 4 | 18 | 0.24 | 0.24 | 0.19 | 0 | 0.24 | 0.19 | 0 | 0 | 0 | 0 | 0 | 0 | 0
2000 | 4 | 19 | 0 | 0 | 0 | 0 | 0 | 0 | 0 | 0 | 0 | 0 | 0 | 0 | 0
2000 | 4 | 20 | 0 | 0 | 0 | 0 | 0 | 0 | 0 | 0 | 0 | 0 | 0 | 0 | 0
2000 | 4 | 21 | 0.85 | 0.85 | 0.8 | 0 | 0.85 | 0.8 | 0 | 0 | 0 | 0 | 0 | 0 | 0
2000 | 4 | 22 | 0.01 | 0.01 | 0 | 0 | 0.01 | 0 | 0 | 0 | 0 | 0 | 0 | 0 | 0
2000 | 4 | 23 | 0 | 0 | 0 | 0 | 0 | 0 | 0 | 0 | 0 | 0 | 0 | 0 | 0
2000 | 4 | 24 | 0 | 0 | 0 | 0 | 0 | 0 | 0 | 0 | 0 | 0 | 0 | 0 | 0
2000 | 4 | 25 | 1 | 1 | 0.95 | 0 | 1 | 0.95 | 0 | 0 | 0 | 0 | 0 | 0 | 0
2000 | 4 | 26 | 0 | 0 | 0 | 0 | 0 | 0 | 0 | 0 | 0 | 0 | 0 | 0 | 0
2000 | 4 | 27 | 0 | 0 | 0 | 0 | 0 | 0 | 0 | 0 | 0 | 0 | 0 | 0 | 0
2000 | 4 | 28 | 0 | 0 | 0 | 0 | 0 | 0 | 0 | 0 | 0 | 0 | 0 | 0 | 0
2000 | 4 | 29 | 0 | 0 | 0 | 0 | 0 | 0 | 0 | 0 | 0 | 0 | 0 | 0 | 0
2000 | 4 | 30 | 0 | 0 | 0 | 0 | 0 | 0 | 0 | 0 | 0 | 0 | 0 | 0 | 0
2000 | 5 | 1 | 0 | 0 | 0 | 0 | 0 | 0 | 0 | 0 | 0 | 0 | 0 | 0 | 0
2000 | 5 | 2 | 0.03 | 0.03 | 0 | 0 | 0.03 | 0 | 0 | 0 | 0 | 0 | 0 | 0 | 0
2000 | 5 | 3 | 0 | 0 | 0 | 0 | 0 | 0 | 0 | 0 | 0 | 0 | 0 | 0 | 0
2000 | 5 | 4 | 0 | 0 | 0 | 0 | 0 | 0 | 0 | 0 | 0 | 0 | 0 | 0 | 0
2000 | 5 | 5 | 0 | 0 | 0 | 0 | 0 | 0 | 0 | 0 | 0 | 0 | 0 | 0 | 0
2000 | 5 | 6 | 0 | 0 | 0 | 0 | 0 | 0 | 0 | 0 | 0 | 0 | 0 | 0 | 0
2000 | 5 | 7 | 0 | 0 | 0 | 0 | 0 | 0 | 0 | 0 | 0 | 0 | 0 | 0 | 0
2000 | 5 | 8 | 0 | 0 | 0 | 0 | 0 | 0 | 0 | 0 | 0 | 0 | 0 | 0 | 0
2000 | 5 | 9 | 0 | 0 | 0 | 0 | 0 | 0 | 0 | 0 | 0 | 0 | 0 | 0 | 0
2000 | 5 | 10 | 0.39 | 0.39 | 0.34 | 0 | 0.39 | 0.34 | 0 | 0 | 0 | 0 | 0 | 0 | 0
2000 | 5 | 11 | 0 | 0 | 0 | 0 | 0 | 0 | 0 | 0 | 0 | 0 | 0 | 0 | 0
2000 | 5 | 12 | 0 | 0 | 0 | 0 | 0 | 0 | 0 | 0 | 0 | 0 | 0 | 0 | 0
2000 | 5 | 13 | 0.61 | 0.61 | 0.56 | 0 | 0.61 | 0.56 | 0 | 0 | 0 | 0 | 0 | 0 | 0
2000 | 5 | 14 | 0 | 0 | 0 | 0 | 0 | 0 | 0 | 0 | 0 | 0 | 0 | 0 | 0
2000 | 5 | 15 | 0 | 0 | 0 | 0 | 0 | 0 | 0 | 0 | 0 | 0 | 0 | 0 | 0
2000 | 5 | 16 | 0 | 0 | 0 | 0 | 0 | 0 | 0 | 0 | 0 | 0 | 0 | 0 | 0
2000 | 5 | 17 | 0 | 0 | 0 | 0 | 0 | 0 | 0 | 0 | 0 | 0 | 0 | 0 | 0
2000 | 5 | 18 | 0 | 0 | 0 | 0 | 0 | 0 | 0 | 0 | 0 | 0 | 0 | 0 | 0
2000 | 5 | 19 | 0.36 | 0.36 | 0.31 | 0 | 0.36 | 0.31 | 0 | 0 | 0 | 0 | 0 | 0 | 0
2000 | 5 | 20 | 0 | 0 | 0 | 0 | 0 | 0 | 0 | 0 | 0 | 0 | 0 | 0 | 0
2000 | 5 | 21 | 0.11 | 0.11 | 0.06 | 0 | 0.11 | 0.06 | 0 | 0 | 0 | 0 | 0 | 0 | 0
2000 | 5 | 22 | 0.81 | 0.81 | 0.76 | 0 | 0.81 | 0.76 | 0 | 0 | 0 | 0 | 0 | 0 | 0
2000 | 5 | 23 | 0.02 | 0.02 | 0 | 0 | 0.02 | 0 | 0 | 0 | 0 | 0 | 0 | 0 | 0
2000 | 5 | 24 | 0.37 | 0.37 | 0.32 | 0 | 0.37 | 0.32 | 0 | 0 | 0 | 0 | 0 | 0 | 0
2000 | 5 | 25 | 0 | 0 | 0 | 0 | 0 | 0 | 0 | 0 | 0 | 0 | 0 | 0 | 0
2000 | 5 | 26 | 0 | 0 | 0 | 0 | 0 | 0 | 0 | 0 | 0 | 0 | 0 | 0 | 0
2000 | 5 | 27 | 0.11 | 0.11 | 0.06 | 0 | 0.11 | 0.06 | 0 | 0 | 0 | 0 | 0 | 0 | 0
2000 | 5 | 28 | 0.27 | 0.27 | 0.22 | 0 | 0.27 | 0.22 | 0 | 0 | 0 | 0 | 0 | 0 | 0
2000 | 5 | 29 | 0 | 0 | 0 | 0 | 0 | 0 | 0 | 0 | 0 | 0 | 0 | 0 | 0
2000 | 5 | 30 | 0 | 0 | 0 | 0 | 0 | 0 | 0 | 0 | 0 | 0 | 0 | 0 | 0
2000 | 5 | 31 | 0 | 0 | 0 | 0 | 0 | 0 | 0 | 0 | 0 | 0 | 0 | 0 | 0
2000 | 6 | 1 | 0 | 0 | 0 | 0 | 0 | 0 | 0 | 0 | 0 | 0 | 0 | 0 | 0
2000 | 6 | 2 | 0.78 | 0.78 | 0.73 | 0 | 0.78 | 0.73 | 0 | 0 | 0 | 0 | 0 | 0 | 0
2000 | 6 | 3 | 0 | 0 | 0 | 0 | 0 | 0 | 0 | 0 | 0 | 0 | 0 | 0 | 0
2000 | 6 | 4 | 0 | 0 | 0 | 0 | 0 | 0 | 0 | 0 | 0 | 0 | 0 | 0 | 0
2000 | 6 | 5 | 0.07 | 0.07 | 0.02 | 0 | 0.07 | 0.02 | 0 | 0 | 0 | 0 | 0 | 0 | 0
2000 | 6 | 6 | 0.38 | 0.38 | 0.33 | 0 | 0.38 | 0.33 | 0 | 0 | 0 | 0 | 0 | 0 | 0
2000 | 6 | 7 | 0 | 0 | 0 | 0 | 0 | 0 | 0 | 0 | 0 | 0 | 0 | 0 | 0
2000 | 6 | 8 | 0 | 0 | 0 | 0 | 0 | 0 | 0 | 0 | 0 | 0 | 0 | 0 | 0
2000 | 6 | 9 | 0 | 0 | 0 | 0 | 0 | 0 | 0 | 0 | 0 | 0 | 0 | 0 | 0
2000 | 6 | 10 | 0 | 0 | 0 | 0 | 0 | 0 | 0 | 0 | 0 | 0 | 0 | 0 | 0
2000 | 6 | 11 | 0 | 0 | 0 | 0 | 0 | 0 | 0 | 0 | 0 | 0 | 0 | 0 | 0
2000 | 6 | 12 | 0.34 | 0.34 | 0.29 | 0 | 0.34 | 0.29 | 0 | 0 | 0 | 0 | 0 | 0 | 0
2000 | 6 | 13 | 0.01 | 0.01 | 0 | 0 | 0.01 | 0 | 0 | 0 | 0 | 0 | 0 | 0 | 0
2000 | 6 | 14 | 0.01 | 0.01 | 0 | 0 | 0.01 | 0 | 0 | 0 | 0 | 0 | 0 | 0 | 0
2000 | 6 | 15 | 0.64 | 0.64 | 0.59 | 0 | 0.64 | 0.59 | 0 | 0 | 0 | 0 | 0 | 0 | 0
2000 | 6 | 16 | 0 | 0 | 0 | 0 | 0 | 0 | 0 | 0 | 0 | 0 | 0 | 0 | 0
2000 | 6 | 17 | 0.66 | 0.66 | 0.61 | 0 | 0.66 | 0.61 | 0 | 0 | 0 | 0 | 0 | 0 | 0
2000 | 6 | 18 | 0.13 | 0.13 | 0.08 | 0 | 0.13 | 0.08 | 0 | 0 | 0 | 0 | 0 | 0 | 0
2000 | 6 | 19 | 0.01 | 0.01 | 0 | 0 | 0.01 | 0 | 0 | 0 | 0 | 0 | 0 | 0 | 0
2000 | 6 | 20 | 0 | 0 | 0 | 0 | 0 | 0 | 0 | 0 | 0 | 0 | 0 | 0 | 0
2000 | 6 | 21 | 1.07 | 1 | 0.95 | 0 | 1 | 0.95 | 0 | 0 | 0 | 0 | 0 | 0 | 0
2000 | 6 | 22 | 0.08 | 0.08 | 0.03 | 0 | 0.08 | 0.03 | 0 | 0 | 0 | 0 | 0 | 0 | 0
2000 | 6 | 23 | 0 | 0 | 0 | 0 | 0 | 0 | 0 | 0 | 0 | 0 | 0 | 0 | 0
2000 | 6 | 24 | 0 | 0 | 0 | 0 | 0 | 0 | 0 | 0 | 0 | 0 | 0 | 0 | 0
2000 | 6 | 25 | 0.48 | 0.48 | 0.43 | 0 | 0.48 | 0.43 | 0 | 0 | 0 | 0 | 0 | 0 | 0
2000 | 6 | 26 | 0.05 | 0.05 | 0 | 0 | 0.05 | 0 | 0 | 0 | 0 | 0 | 0 | 0 | 0
2000 | 6 | 27 | 0.11 | 0.11 | 0.06 | 0 | 0.11 | 0.06 | 0 | 0 | 0 | 0 | 0 | 0 | 0
2000 | 6 | 28 | 0.09 | 0.09 | 0.04 | 0 | 0.09 | 0.04 | 0 | 0 | 0 | 0 | 0 | 0 | 0
2000 | 6 | 29 | 0.02 | 0.02 | 0 | 0 | 0.02 | 0 | 0 | 0 | 0 | 0 | 0 | 0 | 0
2000 | 6 | 30 | 0 | 0 | 0 | 0 | 0 | 0 | 0 | 0 | 0 | 0 | 0 | 0 | 0
2000 | 7 | 1 | 0 | 0 | 0 | 0 | 0 | 0 | 0 | 0 | 0 | 0 | 0 | 0 | 0
2000 | 7 | 2 | 0 | 0 | 0 | 0 | 0 | 0 | 0 | 0 | 0 | 0 | 0 | 0 | 0
2000 | 7 | 3 | 0.62 | 0.62 | 0.57 | 0 | 0.62 | 0.57 | 0 | 0 | 0 | 0 | 0 | 0 | 0
2000 | 7 | 4 | 0.03 | 0.03 | 0 | 0 | 0.03 | 0 | 0 | 0 | 0 | 0 | 0 | 0 | 0
2000 | 7 | 5 | 0 | 0 | 0 | 0 | 0 | 0 | 0 | 0 | 0 | 0 | 0 | 0 | 0
2000 | 7 | 6 | 0 | 0 | 0 | 0 | 0 | 0 | 0 | 0 | 0 | 0 | 0 | 0 | 0
2000 | 7 | 7 | 0 | 0 | 0 | 0 | 0 | 0 | 0 | 0 | 0 | 0 | 0 | 0 | 0
2000 | 7 | 8 | 0 | 0 | 0 | 0 | 0 | 0 | 0 | 0 | 0 | 0 | 0 | 0 | 0
2000 | 7 | 9 | 0 | 0 | 0 | 0 | 0 | 0 | 0 | 0 | 0 | 0 | 0 | 0 | 0
2000 | 7 | 10 | 0.09 | 0.09 | 0.04 | 0 | 0.09 | 0.04 | 0 | 0 | 0 | 0 | 0 | 0 | 0
2000 | 7 | 11 | 0 | 0 | 0 | 0 | 0 | 0 | 0 | 0 | 0 | 0 | 0 | 0 | 0
2000 | 7 | 12 | 0 | 0 | 0 | 0 | 0 | 0 | 0 | 0 | 0 | 0 | 0 | 0 | 0
2000 | 7 | 13 | 0 | 0 | 0 | 0 | 0 | 0 | 0 | 0 | 0 | 0 | 0 | 0 | 0
2000 | 7 | 14 | 1.32 | 1 | 0.95 | 0 | 1 | 0.95 | 0 | 0 | 0 | 0 | 0 | 0 | 0
2000 | 7 | 15 | 0.07 | 0.07 | 0.02 | 0 | 0.07 | 0.02 | 0 | 0 | 0 | 0 | 0 | 0 | 0
2000 | 7 | 16 | 0.49 | 0.49 | 0.44 | 0 | 0.49 | 0.44 | 0 | 0 | 0 | 0 | 0 | 0 | 0
2000 | 7 | 17 | 0 | 0 | 0 | 0 | 0 | 0 | 0 | 0 | 0 | 0 | 0 | 0 | 0
2000 | 7 | 18 | 0 | 0 | 0 | 0 | 0 | 0 | 0 | 0 | 0 | 0 | 0 | 0 | 0
2000 | 7 | 19 | 0.52 | 0.52 | 0.47 | 0 | 0.52 | 0.47 | 0 | 0 | 0 | 0 | 0 | 0 | 0
2000 | 7 | 20 | 0.07 | 0.07 | 0.02 | 0 | 0.07 | 0.02 | 0 | 0 | 0 | 0 | 0 | 0 | 0
2000 | 7 | 21 | 0 | 0 | 0 | 0 | 0 | 0 | 0 | 0 | 0 | 0 | 0 | 0 | 0
2000 | 7 | 22 | 0 | 0 | 0 | 0 | 0 | 0 | 0 | 0 | 0 | 0 | 0 | 0 | 0
2000 | 7 | 23 | 0 | 0 | 0 | 0 | 0 | 0 | 0 | 0 | 0 | 0 | 0 | 0 | 0
2000 | 7 | 24 | 0.34 | 0.34 | 0.29 | 0 | 0.34 | 0.29 | 0 | 0 | 0 | 0 | 0 | 0 | 0
2000 | 7 | 25 | 0 | 0 | 0 | 0 | 0 | 0 | 0 | 0 | 0 | 0 | 0 | 0 | 0
2000 | 7 | 26 | 0.65 | 0.65 | 0.6 | 0 | 0.65 | 0.6 | 0 | 0 | 0 | 0 | 0 | 0 | 0
2000 | 7 | 27 | 0.01 | 0.01 | 0 | 0 | 0.01 | 0 | 0 | 0 | 0 | 0 | 0 | 0 | 0
2000 | 7 | 28 | 0.75 | 0.75 | 0.7 | 0 | 0.75 | 0.7 | 0 | 0 | 0 | 0 | 0 | 0 | 0
2000 | 7 | 29 | 0 | 0 | 0 | 0 | 0 | 0 | 0 | 0 | 0 | 0 | 0 | 0 | 0
2000 | 7 | 30 | 0.53 | 0.53 | 0.48 | 0 | 0.53 | 0.48 | 0 | 0 | 0 | 0 | 0 | 0 | 0
2000 | 7 | 31 | 0.02 | 0.02 | 0 | 0 | 0.02 | 0 | 0 | 0 | 0 | 0 | 0 | 0 | 0
2000 | 8 | 1 | 0.17 | 0.17 | 0.12 | 0 | 0.17 | 0.12 | 0 | 0 | 0 | 0 | 0 | 0 | 0
2000 | 8 | 2 | 0 | 0 | 0 | 0 | 0 | 0 | 0 | 0 | 0 | 0 | 0 | 0 | 0
2000 | 8 | 3 | 0.35 | 0.35 | 0.3 | 0 | 0.35 | 0.3 | 0 | 0 | 0 | 0 | 0 | 0 | 0
2000 | 8 | 4 | 0.28 | 0.28 | 0.23 | 0 | 0.28 | 0.23 | 0 | 0 | 0 | 0 | 0 | 0 | 0
2000 | 8 | 5 | 0 | 0 | 0 | 0 | 0 | 0 | 0 | 0 | 0 | 0 | 0 | 0 | 0
2000 | 8 | 6 | 0.75 | 0.75 | 0.7 | 0 | 0.75 | 0.7 | 0 | 0 | 0 | 0 | 0 | 0 | 0
2000 | 8 | 7 | 0.61 | 0.61 | 0.56 | 0 | 0.61 | 0.56 | 0 | 0 | 0 | 0 | 0 | 0 | 0
2000 | 8 | 8 | 0 | 0 | 0 | 0 | 0 | 0 | 0 | 0 | 0 | 0 | 0 | 0 | 0
2000 | 8 | 9 | 0.07 | 0.07 | 0.02 | 0 | 0.07 | 0.02 | 0 | 0 | 0 | 0 | 0 | 0 | 0
2000 | 8 | 10 | 0 | 0 | 0 | 0 | 0 | 0 | 0 | 0 | 0 | 0 | 0 | 0 | 0
2000 | 8 | 11 | 0 | 0 | 0 | 0 | 0 | 0 | 0 | 0 | 0 | 0 | 0 | 0 | 0
2000 | 8 | 12 | 0 | 0 | 0 | 0 | 0 | 0 | 0 | 0 | 0 | 0 | 0 | 0 | 0
2000 | 8 | 13 | 0.06 | 0.06 | 0.01 | 0 | 0.06 | 0.01 | 0 | 0 | 0 | 0 | 0 | 0 | 0
2000 | 8 | 14 | 0.05 | 0.05 | 0 | 0 | 0.05 | 0 | 0 | 0 | 0 | 0 | 0 | 0 | 0
2000 | 8 | 15 | 0.02 | 0.02 | 0 | 0 | 0.02 | 0 | 0 | 0 | 0 | 0 | 0 | 0 | 0
2000 | 8 | 16 | 0 | 0 | 0 | 0 | 0 | 0 | 0 | 0 | 0 | 0 | 0 | 0 | 0
2000 | 8 | 17 | 0 | 0 | 0 | 0 | 0 | 0 | 0 | 0 | 0 | 0 | 0 | 0 | 0
2000 | 8 | 18 | 0.08 | 0.08 | 0.03 | 0 | 0.08 | 0.03 | 0 | 0 | 0 | 0 | 0 | 0 | 0
2000 | 8 | 19 | 0 | 0 | 0 | 0 | 0 | 0 | 0 | 0 | 0 | 0 | 0 | 0 | 0
2000 | 8 | 20 | 0 | 0 | 0 | 0 | 0 | 0 | 0 | 0 | 0 | 0 | 0 | 0 | 0
2000 | 8 | 21 | 0 | 0 | 0 | 0 | 0 | 0 | 0 | 0 | 0 | 0 | 0 | 0 | 0
2000 | 8 | 22 | 0 | 0 | 0 | 0 | 0 | 0 | 0 | 0 | 0 | 0 | 0 | 0 | 0
2000 | 8 | 23 | 0 | 0 | 0 | 0 | 0 | 0 | 0 | 0 | 0 | 0 | 0 | 0 | 0
2000 | 8 | 24 | 0 | 0 | 0 | 0 | 0 | 0 | 0 | 0 | 0 | 0 | 0 | 0 | 0
2000 | 8 | 25 | 0 | 0 | 0 | 0 | 0 | 0 | 0 | 0 | 0 | 0 | 0 | 0 | 0
2000 | 8 | 26 | 0 | 0 | 0 | 0 | 0 | 0 | 0 | 0 | 0 | 0 | 0 | 0 | 0
2000 | 8 | 27 | 0.28 | 0.28 | 0.23 | 0 | 0.28 | 0.23 | 0 | 0 | 0 | 0 | 0 | 0 | 0
2000 | 8 | 28 | 0 | 0 | 0 | 0 | 0 | 0 | 0 | 0 | 0 | 0 | 0 | 0 | 0
2000 | 8 | 29 | 0.4 | 0.4 | 0.35 | 0 | 0.4 | 0.35 | 0 | 0 | 0 | 0 | 0 | 0 | 0
2000 | 8 | 30 | 0.02 | 0.02 | 0 | 0 | 0.02 | 0 | 0 | 0 | 0 | 0 | 0 | 0 | 0
2000 | 8 | 31 | 0.63 | 0.63 | 0.58 | 0 | 0.63 | 0.58 | 0 | 0 | 0 | 0 | 0 | 0 | 0
2000 | 9 | 1 | 0.06 | 0.06 | 0.01 | 0 | 0.06 | 0.01 | 0 | 0 | 0 | 0 | 0 | 0 | 0
2000 | 9 | 2 | 1.65 | 1 | 0.95 | 0 | 1 | 0.95 | 0 | 0 | 0 | 0 | 0 | 0 | 0
2000 | 9 | 3 | 0.1 | 0.1 | 0.05 | 0 | 0.1 | 0.05 | 0 | 0 | 0 | 0 | 0 | 0 | 0
2000 | 9 | 4 | 0.08 | 0.08 | 0.03 | 0 | 0.08 | 0.03 | 0 | 0 | 0 | 0 | 0 | 0 | 0
2000 | 9 | 5 | 0 | 0 | 0 | 0 | 0 | 0 | 0 | 0 | 0 | 0 | 0 | 0 | 0
2000 | 9 | 6 | 0 | 0 | 0 | 0 | 0 | 0 | 0 | 0 | 0 | 0 | 0 | 0 | 0
2000 | 9 | 7 | 0 | 0 | 0 | 0 | 0 | 0 | 0 | 0 | 0 | 0 | 0 | 0 | 0
2000 | 9 | 8 | 0 | 0 | 0 | 0 | 0 | 0 | 0 | 0 | 0 | 0 | 0 | 0 | 0
2000 | 9 | 9 | 0 | 0 | 0 | 0 | 0 | 0 | 0 | 0 | 0 | 0 | 0 | 0 | 0
2000 | 9 | 10 | 0 | 0 | 0 | 0 | 0 | 0 | 0 | 0 | 0 | 0 | 0 | 0 | 0
2000 | 9 | 11 | 0 | 0 | 0 | 0 | 0 | 0 | 0 | 0 | 0 | 0 | 0 | 0 | 0
2000 | 9 | 12 | 0 | 0 | 0 | 0 | 0 | 0 | 0 | 0 | 0 | 0 | 0 | 0 | 0
2000 | 9 | 13 | 0 | 0 | 0 | 0 | 0 | 0 | 0 | 0 | 0 | 0 | 0 | 0 | 0
2000 | 9 | 14 | 0.02 | 0.02 | 0 | 0 | 0.02 | 0 | 0 | 0 | 0 | 0 | 0 | 0 | 0
2000 | 9 | 15 | 0.01 | 0.01 | 0 | 0 | 0.01 | 0 | 0 | 0 | 0 | 0 | 0 | 0 | 0
2000 | 9 | 16 | 0 | 0 | 0 | 0 | 0 | 0 | 0 | 0 | 0 | 0 | 0 | 0 | 0
2000 | 9 | 17 | 0 | 0 | 0 | 0 | 0 | 0 | 0 | 0 | 0 | 0 | 0 | 0 | 0
2000 | 9 | 18 | 0 | 0 | 0 | 0 | 0 | 0 | 0 | 0 | 0 | 0 | 0 | 0 | 0
2000 | 9 | 19 | 0.85 | 0.85 | 0.8 | 0 | 0.85 | 0.8 | 0 | 0 | 0 | 0 | 0 | 0 | 0
2000 | 9 | 20 | 0 | 0 | 0 | 0 | 0 | 0 | 0 | 0 | 0 | 0 | 0 | 0 | 0
2000 | 9 | 21 | 0 | 0 | 0 | 0 | 0 | 0 | 0 | 0 | 0 | 0 | 0 | 0 | 0
2000 | 9 | 22 | 0 | 0 | 0 | 0 | 0 | 0 | 0 | 0 | 0 | 0 | 0 | 0 | 0
2000 | 9 | 23 | 0 | 0 | 0 | 0 | 0 | 0 | 0 | 0 | 0 | 0 | 0 | 0 | 0
2000 | 9 | 24 | 0 | 0 | 0 | 0 | 0 | 0 | 0 | 0 | 0 | 0 | 0 | 0 | 0
2000 | 9 | 25 | 1.86 | 1 | 0.95 | 0 | 1 | 0.95 | 0 | 0 | 0 | 0 | 0 | 0 | 0
2000 | 9 | 26 | 0.28 | 0.28 | 0.23 | 0 | 0.28 | 0.23 | 0 | 0 | 0 | 0 | 0 | 0 | 0
2000 | 9 | 27 | 0 | 0 | 0 | 0 | 0 | 0 | 0 | 0 | 0 | 0 | 0 | 0 | 0
2000 | 9 | 28 | 0 | 0 | 0 | 0 | 0 | 0 | 0 | 0 | 0 | 0 | 0 | 0 | 0
2000 | 9 | 29 | 0 | 0 | 0 | 0 | 0 | 0 | 0 | 0 | 0 | 0 | 0 | 0 | 0
2000 | 9 | 30 | 0 | 0 | 0 | 0 | 0 | 0 | 0 | 0 | 0 | 0 | 0 | 0 | 0
2000 | 10 | 1 | 0 | 0 | 0 | 0 | 0 | 0 | 0 | 0 | 0 | 0 | 0 | 0 | 0
2000 | 10 | 2 | 0 | 0 | 0 | 0 | 0 | 0 | 0 | 0 | 0 | 0 | 0 | 0 | 0
2000 | 10 | 3 | 0 | 0 | 0 | 0 | 0 | 0 | 0 | 0 | 0 | 0 | 0 | 0 | 0
2000 | 10 | 4 | 0 | 0 | 0 | 0 | 0 | 0 | 0 | 0 | 0 | 0 | 0 | 0 | 0
2000 | 10 | 5 | 0 | 0 | 0 | 0 | 0 | 0 | 0 | 0 | 0 | 0 | 0 | 0 | 0
2000 | 10 | 6 | 0 | 0 | 0 | 0 | 0 | 0 | 0 | 0 | 0 | 0 | 0 | 0 | 0
2000 | 10 | 7 | 0 | 0 | 0 | 0 | 0 | 0 | 0 | 0 | 0 | 0 | 0 | 0 | 0
2000 | 10 | 8 | 0 | 0 | 0 | 0 | 0 | 0 | 0 | 0 | 0 | 0 | 0 | 0 | 0
2000 | 10 | 9 | 0.01 | 0.01 | 0 | 0 | 0.01 | 0 | 0 | 0 | 0 | 0 | 0 | 0 | 0
2000 | 10 | 10 | 0 | 0 | 0 | 0 | 0 | 0 | 0 | 0 | 0 | 0 | 0 | 0 | 0
2000 | 10 | 11 | 0 | 0 | 0 | 0 | 0 | 0 | 0 | 0 | 0 | 0 | 0 | 0 | 0
2000 | 10 | 12 | 0 | 0 | 0 | 0 | 0 | 0 | 0 | 0 | 0 | 0 | 0 | 0 | 0
2000 | 10 | 13 | 0 | 0 | 0 | 0 | 0 | 0 | 0 | 0 | 0 | 0 | 0 | 0 | 0
2000 | 10 | 14 | 0 | 0 | 0 | 0 | 0 | 0 | 0 | 0 | 0 | 0 | 0 | 0 | 0
2000 | 10 | 15 | 0 | 0 | 0 | 0 | 0 | 0 | 0 | 0 | 0 | 0 | 0 | 0 | 0
2000 | 10 | 16 | 0 | 0 | 0 | 0 | 0 | 0 | 0 | 0 | 0 | 0 | 0 | 0 | 0
2000 | 10 | 17 | 0 | 0 | 0 | 0 | 0 | 0 | 0 | 0 | 0 | 0 | 0 | 0 | 0
2000 | 10 | 18 | 0.01 | 0.01 | 0 | 0 | 0.01 | 0 | 0 | 0 | 0 | 0 | 0 | 0 | 0
2000 | 10 | 19 | 0 | 0 | 0 | 0 | 0 | 0 | 0 | 0 | 0 | 0 | 0 | 0 | 0
2000 | 10 | 20 | 0 | 0 | 0 | 0 | 0 | 0 | 0 | 0 | 0 | 0 | 0 | 0 | 0
2000 | 10 | 21 | 0 | 0 | 0 | 0 | 0 | 0 | 0 | 0 | 0 | 0 | 0 | 0 | 0
2000 | 10 | 22 | 0 | 0 | 0 | 0 | 0 | 0 | 0 | 0 | 0 | 0 | 0 | 0 | 0
2000 | 10 | 23 | 0 | 0 | 0 | 0 | 0 | 0 | 0 | 0 | 0 | 0 | 0 | 0 | 0
2000 | 10 | 24 | 0 | 0 | 0 | 0 | 0 | 0 | 0 | 0 | 0 | 0 | 0 | 0 | 0
2000 | 10 | 25 | 0 | 0 | 0 | 0 | 0 | 0 | 0 | 0 | 0 | 0 | 0 | 0 | 0
2000 | 10 | 26 | 0 | 0 | 0 | 0 | 0 | 0 | 0 | 0 | 0 | 0 | 0 | 0 | 0
2000 | 10 | 27 | 0 | 0 | 0 | 0 | 0 | 0 | 0 | 0 | 0 | 0 | 0 | 0 | 0
2000 | 10 | 28 | 0 | 0 | 0 | 0 | 0 | 0 | 0 | 0 | 0 | 0 | 0 | 0 | 0
2000 | 10 | 29 | 0 | 0 | 0 | 0 | 0 | 0 | 0 | 0 | 0 | 0 | 0 | 0 | 0
2000 | 10 | 30 | 0 | 0 | 0 | 0 | 0 | 0 | 0 | 0 | 0 | 0 | 0 | 0 | 0
2000 | 10 | 31 | 0 | 0 | 0 | 0 | 0 | 0 | 0 | 0 | 0 | 0 | 0 | 0 | 0
2000 | 11 | 1 | 0 | 0 | 0 | 0 | 0 | 0 | 0 | 0 | 0 | 0 | 0 | 0 | 0
2000 | 11 | 2 | 0 | 0 | 0 | 0 | 0 | 0 | 0 | 0 | 0 | 0 | 0 | 0 | 0
2000 | 11 | 3 | 0 | 0 | 0 | 0 | 0 | 0 | 0 | 0 | 0 | 0 | 0 | 0 | 0
2000 | 11 | 4 | 0 | 0 | 0 | 0 | 0 | 0 | 0 | 0 | 0 | 0 | 0 | 0 | 0
2000 | 11 | 5 | 0 | 0 | 0 | 0 | 0 | 0 | 0 | 0 | 0 | 0 | 0 | 0 | 0
2000 | 11 | 6 | 0 | 0 | 0 | 0 | 0 | 0 | 0 | 0 | 0 | 0 | 0 | 0 | 0
2000 | 11 | 7 | 0 | 0 | 0 | 0 | 0 | 0 | 0 | 0 | 0 | 0 | 0 | 0 | 0
2000 | 11 | 8 | 0 | 0 | 0 | 0 | 0 | 0 | 0 | 0 | 0 | 0 | 0 | 0 | 0
2000 | 11 | 9 | 0.09 | 0.09 | 0.04 | 0 | 0.09 | 0.04 | 0 | 0 | 0 | 0 | 0 | 0 | 0
2000 | 11 | 10 | 0.36 | 0.36 | 0.31 | 0 | 0.36 | 0.31 | 0 | 0 | 0 | 0 | 0 | 0 | 0
2000 | 11 | 11 | 0 | 0 | 0 | 0 | 0 | 0 | 0 | 0 | 0 | 0 | 0 | 0 | 0
2000 | 11 | 12 | 0 | 0 | 0 | 0 | 0 | 0 | 0 | 0 | 0 | 0 | 0 | 0 | 0
2000 | 11 | 13 | 0 | 0 | 0 | 0 | 0 | 0 | 0 | 0 | 0 | 0 | 0 | 0 | 0
2000 | 11 | 14 | 0.26 | 0.26 | 0.21 | 0 | 0.26 | 0.21 | 0 | 0 | 0 | 0 | 0 | 0 | 0
2000 | 11 | 15 | 0 | 0 | 0 | 0 | 0 | 0 | 0 | 0 | 0 | 0 | 0 | 0 | 0
2000 | 11 | 16 | 0.01 | 0.01 | 0 | 0 | 0.01 | 0 | 0 | 0 | 0 | 0 | 0 | 0 | 0
2000 | 11 | 17 | 0 | 0 | 0 | 0 | 0 | 0 | 0 | 0 | 0 | 0 | 0 | 0 | 0
2000 | 11 | 18 | 0 | 0 | 0 | 0 | 0 | 0 | 0 | 0 | 0 | 0 | 0 | 0 | 0
2000 | 11 | 19 | 0 | 0 | 0 | 0 | 0 | 0 | 0 | 0 | 0 | 0 | 0 | 0 | 0
2000 | 11 | 20 | 0 | 0 | 0 | 0 | 0 | 0 | 0 | 0 | 0 | 0 | 0 | 0 | 0
2000 | 11 | 21 | 0 | 0 | 0 | 0 | 0 | 0 | 0 | 0 | 0 | 0 | 0 | 0 | 0
2000 | 11 | 22 | 0 | 0 | 0 | 0 | 0 | 0 | 0 | 0 | 0 | 0 | 0 | 0 | 0
2000 | 11 | 23 | 0 | 0 | 0 | 0 | 0 | 0 | 0 | 0 | 0 | 0 | 0 | 0 | 0
2000 | 11 | 24 | 0 | 0 | 0 | 0 | 0 | 0 | 0 | 0 | 0 | 0 | 0 | 0 | 0
2000 | 11 | 25 | 0.49 | 0.49 | 0.44 | 0 | 0.49 | 0.44 | 0 | 0 | 0 | 0 | 0 | 0 | 0
2000 | 11 | 26 | 0.23 | 0.23 | 0.18 | 0 | 0.23 | 0.18 | 0 | 0 | 0 | 0 | 0 | 0 | 0
2000 | 11 | 27 | 0 | 0 | 0 | 0 | 0 | 0 | 0 | 0 | 0 | 0 | 0 | 0 | 0
2000 | 11 | 28 | 0 | 0 | 0 | 0 | 0 | 0 | 0 | 0 | 0 | 0 | 0 | 0 | 0
2000 | 11 | 29 | 0.16 | 0.16 | 0.11 | 0 | 0.16 | 0.11 | 0 | 0 | 0 | 0 | 0 | 0 | 0
2000 | 11 | 30 | 0 | 0 | 0 | 0 | 0 | 0 | 0 | 0 | 0 | 0 | 0 | 0 | 0
2000 | 12 | 1 | 0 | 0 | 0 | 0 | 0 | 0 | 0 | 0 | 0 | 0 | 0 | 0 | 0
2000 | 12 | 2 | 0 | 0 | 0 | 0 | 0 | 0 | 0 | 0 | 0 | 0 | 0 | 0 | 0
2000 | 12 | 3 | 0 | 0 | 0 | 0 | 0 | 0 | 0 | 0 | 0 | 0 | 0 | 0 | 0
2000 | 12 | 4 | 0 | 0 | 0 | 0 | 0 | 0 | 0 | 0 | 0 | 0 | 0 | 0 | 0
2000 | 12 | 5 | 0 | 0 | 0 | 0 | 0 | 0 | 0 | 0 | 0 | 0 | 0 | 0 | 0
2000 | 12 | 6 | 0 | 0 | 0 | 0 | 0 | 0 | 0 | 0 | 0 | 0 | 0 | 0 | 0
2000 | 12 | 7 | 0 | 0 | 0 | 0 | 0 | 0 | 0 | 0 | 0 | 0 | 0 | 0 | 0
2000 | 12 | 8 | 0 | 0 | 0 | 0 | 0 | 0 | 0 | 0 | 0 | 0 | 0 | 0 | 0
2000 | 12 | 9 | 0 | 0 | 0 | 0 | 0 | 0 | 0 | 0 | 0 | 0 | 0 | 0 | 0
2000 | 12 | 10 | 0.02 | 0.02 | 0 | 0 | 0.02 | 0 | 0 | 0 | 0 | 0 | 0 | 0 | 0
2000 | 12 | 11 | 0 | 0 | 0 | 0 | 0 | 0 | 0 | 0 | 0 | 0 | 0 | 0 | 0
2000 | 12 | 12 | 0 | 0 | 0 | 0 | 0 | 0 | 0 | 0 | 0 | 0 | 0 | 0 | 0
2000 | 12 | 13 | 0.03 | 0.03 | 0 | 0 | 0.03 | 0 | 0 | 0 | 0 | 0 | 0 | 0 | 0
2000 | 12 | 14 | 0.68 | 0.68 | 0.63 | 0 | 0.68 | 0.63 | 0 | 0 | 0 | 0 | 0 | 0 | 0
2000 | 12 | 15 | 0 | 0 | 0 | 0 | 0 | 0 | 0 | 0 | 0 | 0 | 0 | 0 | 0
2000 | 12 | 16 | 0.25 | 0.25 | 0.2 | 0 | 0.25 | 0.2 | 0 | 0 | 0 | 0 | 0 | 0 | 0
2000 | 12 | 17 | 0.9 | 0.9 | 0.85 | 0 | 0.9 | 0.85 | 0 | 0 | 0 | 0 | 0 | 0 | 0
2000 | 12 | 18 | 0 | 0 | 0 | 0 | 0 | 0 | 0 | 0 | 0 | 0 | 0 | 0 | 0
2000 | 12 | 19 | 0.13 | 0.13 | 0.08 | 0 | 0.13 | 0.08 | 0 | 0 | 0 | 0 | 0 | 0 | 0
2000 | 12 | 20 | 0 | 0 | 0 | 0 | 0 | 0 | 0 | 0 | 0 | 0 | 0 | 0 | 0
2000 | 12 | 21 | 0 | 0 | 0 | 0 | 0 | 0 | 0 | 0 | 0 | 0 | 0 | 0 | 0
2000 | 12 | 22 | 0 | 0 | 0 | 0 | 0 | 0 | 0 | 0 | 0 | 0 | 0 | 0 | 0
2000 | 12 | 23 | 0 | 0 | 0 | 0 | 0 | 0 | 0 | 0 | 0 | 0 | 0 | 0 | 0
2000 | 12 | 24 | 0 | 0 | 0 | 0 | 0 | 0 | 0 | 0 | 0 | 0 | 0 | 0 | 0
2000 | 12 | 25 | 0 | 0 | 0 | 0 | 0 | 0 | 0 | 0 | 0 | 0 | 0 | 0 | 0
2000 | 12 | 26 | 0 | 0 | 0 | 0 | 0 | 0 | 0 | 0 | 0 | 0 | 0 | 0 | 0
2000 | 12 | 27 | 0 | 0 | 0 | 0 | 0 | 0 | 0 | 0 | 0 | 0 | 0 | 0 | 0
2000 | 12 | 28 | 0 | 0 | 0 | 0 | 0 | 0 | 0 | 0 | 0 | 0 | 0 | 0 | 0
2000 | 12 | 29 | 0 | 0 | 0 | 0 | 0 | 0 | 0 | 0 | 0 | 0 | 0 | 0 | 0
2000 | 12 | 30 | 0 | 0 | 0 | 0 | 0 | 0 | 0 | 0 | 0 | 0 | 0 | 0 | 0
2000 | 12 | 31 | 0 | 0 | 0 | 0 | 0 | 0 | 0 | 0 | 0 | 0 | 0 | 0 | 0
2001 | 1 | 1 | 0 | 0 | 0 | 0 | 0 | 0 | 0 | 0 | 0 | 0 | 0 | 0 | 0
2001 | 1 | 2 | 0 | 0 | 0 | 0 | 0 | 0 | 0 | 0 | 0 | 0 | 0 | 0 | 0
2001 | 1 | 3 | 0 | 0 | 0 | 0 | 0 | 0 | 0 | 0 | 0 | 0 | 0 | 0 | 0
2001 | 1 | 4 | 0 | 0 | 0 | 0 | 0 | 0 | 0 | 0 | 0 | 0 | 0 | 0 | 0
2001 | 1 | 5 | 0.05 | 0.05 | 0 | 0 | 0.05 | 0 | 0 | 0 | 0 | 0 | 0 | 0 | 0
2001 | 1 | 6 | 0 | 0 | 0 | 0 | 0 | 0 | 0 | 0 | 0 | 0 | 0 | 0 | 0
2001 | 1 | 7 | 0 | 0 | 0 | 0 | 0 | 0 | 0 | 0 | 0 | 0 | 0 | 0 | 0
2001 | 1 | 8 | 0.2 | 0.2 | 0.15 | 0 | 0.2 | 0.15 | 0 | 0 | 0 | 0 | 0 | 0 | 0
2001 | 1 | 9 | 0 | 0 | 0 | 0 | 0 | 0 | 0 | 0 | 0 | 0 | 0 | 0 | 0
2001 | 1 | 10 | 0 | 0 | 0 | 0 | 0 | 0 | 0 | 0 | 0 | 0 | 0 | 0 | 0
2001 | 1 | 11 | 0 | 0 | 0 | 0 | 0 | 0 | 0 | 0 | 0 | 0 | 0 | 0 | 0
2001 | 1 | 12 | 0 | 0 | 0 | 0 | 0 | 0 | 0 | 0 | 0 | 0 | 0 | 0 | 0
2001 | 1 | 13 | 0 | 0 | 0 | 0 | 0 | 0 | 0 | 0 | 0 | 0 | 0 | 0 | 0
2001 | 1 | 14 | 0.01 | 0.01 | 0 | 0 | 0.01 | 0 | 0 | 0 | 0 | 0 | 0 | 0 | 0
2001 | 1 | 15 | 0.01 | 0.01 | 0 | 0 | 0.01 | 0 | 0 | 0 | 0 | 0 | 0 | 0 | 0
2001 | 1 | 16 | 0 | 0 | 0 | 0 | 0 | 0 | 0 | 0 | 0 | 0 | 0 | 0 | 0
2001 | 1 | 17 | 0 | 0 | 0 | 0 | 0 | 0 | 0 | 0 | 0 | 0 | 0 | 0 | 0
2001 | 1 | 18 | 0.01 | 0.01 | 0 | 0 | 0.01 | 0 | 0 | 0 | 0 | 0 | 0 | 0 | 0
2001 | 1 | 19 | 1.02 | 1 | 0.95 | 0 | 1 | 0.95 | 0 | 0 | 0 | 0 | 0 | 0 | 0
2001 | 1 | 20 | 0.33 | 0.33 | 0.28 | 0 | 0.33 | 0.28 | 0 | 0 | 0 | 0 | 0 | 0 | 0
2001 | 1 | 21 | 0.06 | 0.06 | 0.01 | 0 | 0.06 | 0.01 | 0 | 0 | 0 | 0 | 0 | 0 | 0
2001 | 1 | 22 | 0 | 0 | 0 | 0 | 0 | 0 | 0 | 0 | 0 | 0 | 0 | 0 | 0
2001 | 1 | 23 | 0 | 0 | 0 | 0 | 0 | 0 | 0 | 0 | 0 | 0 | 0 | 0 | 0
2001 | 1 | 24 | 0 | 0 | 0 | 0 | 0 | 0 | 0 | 0 | 0 | 0 | 0 | 0 | 0
2001 | 1 | 25 | 0 | 0 | 0 | 0 | 0 | 0 | 0 | 0 | 0 | 0 | 0 | 0 | 0
2001 | 1 | 26 | 0 | 0 | 0 | 0 | 0 | 0 | 0 | 0 | 0 | 0 | 0 | 0 | 0
2001 | 1 | 27 | 0 | 0 | 0 | 0 | 0 | 0 | 0 | 0 | 0 | 0 | 0 | 0 | 0
2001 | 1 | 28 | 0 | 0 | 0 | 0 | 0 | 0 | 0 | 0 | 0 | 0 | 0 | 0 | 0
2001 | 1 | 29 | 0 | 0 | 0 | 0 | 0 | 0 | 0 | 0 | 0 | 0 | 0 | 0 | 0
2001 | 1 | 30 | 0.53 | 0.53 | 0.48 | 0 | 0.53 | 0.48 | 0 | 0 | 0 | 0 | 0 | 0 | 0
2001 | 1 | 31 | 0 | 0 | 0 | 0 | 0 | 0 | 0 | 0 | 0 | 0 | 0 | 0 | 0
2001 | 2 | 1 | 0 | 0 | 0 | 0 | 0 | 0 | 0 | 0 | 0 | 0 | 0 | 0 | 0
2001 | 2 | 2 | 0.02 | 0.02 | 0 | 0 | 0.02 | 0 | 0 | 0 | 0 | 0 | 0 | 0 | 0
2001 | 2 | 3 | 0 | 0 | 0 | 0 | 0 | 0 | 0 | 0 | 0 | 0 | 0 | 0 | 0
2001 | 2 | 4 | 0 | 0 | 0 | 0 | 0 | 0 | 0 | 0 | 0 | 0 | 0 | 0 | 0
2001 | 2 | 5 | 0.64 | 0.64 | 0.59 | 0 | 0.64 | 0.59 | 0 | 0 | 0 | 0 | 0 | 0 | 0
2001 | 2 | 6 | 0 | 0 | 0 | 0 | 0 | 0 | 0 | 0 | 0 | 0 | 0 | 0 | 0
2001 | 2 | 7 | 0 | 0 | 0 | 0 | 0 | 0 | 0 | 0 | 0 | 0 | 0 | 0 | 0
2001 | 2 | 8 | 0 | 0 | 0 | 0 | 0 | 0 | 0 | 0 | 0 | 0 | 0 | 0 | 0
2001 | 2 | 9 | 0 | 0 | 0 | 0 | 0 | 0 | 0 | 0 | 0 | 0 | 0 | 0 | 0
2001 | 2 | 10 | 0 | 0 | 0 | 0 | 0 | 0 | 0 | 0 | 0 | 0 | 0 | 0 | 0
2001 | 2 | 11 | 0 | 0 | 0 | 0 | 0 | 0 | 0 | 0 | 0 | 0 | 0 | 0 | 0
2001 | 2 | 12 | 0.05 | 0.05 | 0 | 0 | 0.05 | 0 | 0 | 0 | 0 | 0 | 0 | 0 | 0
2001 | 2 | 13 | 0.01 | 0.01 | 0 | 0 | 0.01 | 0 | 0 | 0 | 0 | 0 | 0 | 0 | 0
2001 | 2 | 14 | 0.11 | 0.11 | 0.06 | 0 | 0.11 | 0.06 | 0 | 0 | 0 | 0 | 0 | 0 | 0
2001 | 2 | 15 | 0.07 | 0.07 | 0.02 | 0 | 0.07 | 0.02 | 0 | 0 | 0 | 0 | 0 | 0 | 0
2001 | 2 | 16 | 0.58 | 0.58 | 0.53 | 0 | 0.58 | 0.53 | 0 | 0 | 0 | 0 | 0 | 0 | 0
2001 | 2 | 17 | 0.02 | 0.02 | 0 | 0 | 0.02 | 0 | 0 | 0 | 0 | 0 | 0 | 0 | 0
2001 | 2 | 18 | 0 | 0 | 0 | 0 | 0 | 0 | 0 | 0 | 0 | 0 | 0 | 0 | 0
2001 | 2 | 19 | 0 | 0 | 0 | 0 | 0 | 0 | 0 | 0 | 0 | 0 | 0 | 0 | 0
2001 | 2 | 20 | 0 | 0 | 0 | 0 | 0 | 0 | 0 | 0 | 0 | 0 | 0 | 0 | 0
2001 | 2 | 21 | 0 | 0 | 0 | 0 | 0 | 0 | 0 | 0 | 0 | 0 | 0 | 0 | 0
2001 | 2 | 22 | 0.18 | 0.18 | 0.13 | 0 | 0.18 | 0.13 | 0 | 0 | 0 | 0 | 0 | 0 | 0
2001 | 2 | 23 | 0 | 0 | 0 | 0 | 0 | 0 | 0 | 0 | 0 | 0 | 0 | 0 | 0
2001 | 2 | 24 | 0 | 0 | 0 | 0 | 0 | 0 | 0 | 0 | 0 | 0 | 0 | 0 | 0
2001 | 2 | 25 | 0.15 | 0.15 | 0.1 | 0 | 0.15 | 0.1 | 0 | 0 | 0 | 0 | 0 | 0 | 0
2001 | 2 | 26 | 0 | 0 | 0 | 0 | 0 | 0 | 0 | 0 | 0 | 0 | 0 | 0 | 0
2001 | 2 | 27 | 0 | 0 | 0 | 0 | 0 | 0 | 0 | 0 | 0 | 0 | 0 | 0 | 0
2001 | 2 | 28 | 0 | 0 | 0 | 0 | 0 | 0 | 0 | 0 | 0 | 0 | 0 | 0 | 0
2001 | 3 | 1 | 0 | 0 | 0 | 0 | 0 | 0 | 0 | 0 | 0 | 0 | 0 | 0 | 0
2001 | 3 | 2 | 0 | 0 | 0 | 0 | 0 | 0 | 0 | 0 | 0 | 0 | 0 | 0 | 0
2001 | 3 | 3 | 0 | 0 | 0 | 0 | 0 | 0 | 0 | 0 | 0 | 0 | 0 | 0 | 0
2001 | 3 | 4 | 0.3 | 0.3 | 0.25 | 0 | 0.3 | 0.25 | 0 | 0 | 0 | 0 | 0 | 0 | 0
2001 | 3 | 5 | 0.05 | 0.05 | 0 | 0 | 0.05 | 0 | 0 | 0 | 0 | 0 | 0 | 0 | 0
2001 | 3 | 6 | 0 | 0 | 0 | 0 | 0 | 0 | 0 | 0 | 0 | 0 | 0 | 0 | 0
2001 | 3 | 7 | 0 | 0 | 0 | 0 | 0 | 0 | 0 | 0 | 0 | 0 | 0 | 0 | 0
2001 | 3 | 8 | 0 | 0 | 0 | 0 | 0 | 0 | 0 | 0 | 0 | 0 | 0 | 0 | 0
2001 | 3 | 9 | 0 | 0 | 0 | 0 | 0 | 0 | 0 | 0 | 0 | 0 | 0 | 0 | 0
2001 | 3 | 10 | 0 | 0 | 0 | 0 | 0 | 0 | 0 | 0 | 0 | 0 | 0 | 0 | 0
2001 | 3 | 11 | 0 | 0 | 0 | 0 | 0 | 0 | 0 | 0 | 0 | 0 | 0 | 0 | 0
2001 | 3 | 12 | 0.28 | 0.28 | 0.23 | 0 | 0.28 | 0.23 | 0 | 0 | 0 | 0 | 0 | 0 | 0
2001 | 3 | 13 | 0.15 | 0.15 | 0.1 | 0 | 0.15 | 0.1 | 0 | 0 | 0 | 0 | 0 | 0 | 0
2001 | 3 | 14 | 0 | 0 | 0 | 0 | 0 | 0 | 0 | 0 | 0 | 0 | 0 | 0 | 0
2001 | 3 | 15 | 0.3 | 0.3 | 0.25 | 0 | 0.3 | 0.25 | 0 | 0 | 0 | 0 | 0 | 0 | 0
2001 | 3 | 16 | 0.02 | 0.02 | 0 | 0 | 0.02 | 0 | 0 | 0 | 0 | 0 | 0 | 0 | 0
2001 | 3 | 17 | 0 | 0 | 0 | 0 | 0 | 0 | 0 | 0 | 0 | 0 | 0 | 0 | 0
2001 | 3 | 18 | 0 | 0 | 0 | 0 | 0 | 0 | 0 | 0 | 0 | 0 | 0 | 0 | 0
2001 | 3 | 19 | 0 | 0 | 0 | 0 | 0 | 0 | 0 | 0 | 0 | 0 | 0 | 0 | 0
2001 | 3 | 20 | 0.18 | 0.18 | 0.13 | 0 | 0.18 | 0.13 | 0 | 0 | 0 | 0 | 0 | 0 | 0
2001 | 3 | 21 | 1.09 | 1 | 0.95 | 0 | 1 | 0.95 | 0 | 0 | 0 | 0 | 0 | 0 | 0
2001 | 3 | 22 | 0 | 0 | 0 | 0 | 0 | 0 | 0 | 0 | 0 | 0 | 0 | 0 | 0
2001 | 3 | 23 | 0 | 0 | 0 | 0 | 0 | 0 | 0 | 0 | 0 | 0 | 0 | 0 | 0
2001 | 3 | 24 | 0 | 0 | 0 | 0 | 0 | 0 | 0 | 0 | 0 | 0 | 0 | 0 | 0
2001 | 3 | 25 | 0 | 0 | 0 | 0 | 0 | 0 | 0 | 0 | 0 | 0 | 0 | 0 | 0
2001 | 3 | 26 | 0 | 0 | 0 | 0 | 0 | 0 | 0 | 0 | 0 | 0 | 0 | 0 | 0
2001 | 3 | 27 | 0 | 0 | 0 | 0 | 0 | 0 | 0 | 0 | 0 | 0 | 0 | 0 | 0
2001 | 3 | 28 | 0 | 0 | 0 | 0 | 0 | 0 | 0 | 0 | 0 | 0 | 0 | 0 | 0
2001 | 3 | 29 | 1.24 | 1 | 0.95 | 0 | 1 | 0.95 | 0 | 0 | 0 | 0 | 0 | 0 | 0
2001 | 3 | 30 | 0.22 | 0.22 | 0.17 | 0 | 0.22 | 0.17 | 0 | 0 | 0 | 0 | 0 | 0 | 0
2001 | 3 | 31 | 0.05 | 0.05 | 0 | 0 | 0.05 | 0 | 0 | 0 | 0 | 0 | 0 | 0 | 0
2001 | 4 | 1 | 0.05 | 0.05 | 0 | 0 | 0.05 | 0 | 0 | 0 | 0 | 0 | 0 | 0 | 0
2001 | 4 | 2 | 0 | 0 | 0 | 0 | 0 | 0 | 0 | 0 | 0 | 0 | 0 | 0 | 0
2001 | 4 | 3 | 0 | 0 | 0 | 0 | 0 | 0 | 0 | 0 | 0 | 0 | 0 | 0 | 0
2001 | 4 | 4 | 0 | 0 | 0 | 0 | 0 | 0 | 0 | 0 | 0 | 0 | 0 | 0 | 0
2001 | 4 | 5 | 0 | 0 | 0 | 0 | 0 | 0 | 0 | 0 | 0 | 0 | 0 | 0 | 0
2001 | 4 | 6 | 0.13 | 0.13 | 0.08 | 0 | 0.13 | 0.08 | 0 | 0 | 0 | 0 | 0 | 0 | 0
2001 | 4 | 7 | 0 | 0 | 0 | 0 | 0 | 0 | 0 | 0 | 0 | 0 | 0 | 0 | 0
2001 | 4 | 8 | 0 | 0 | 0 | 0 | 0 | 0 | 0 | 0 | 0 | 0 | 0 | 0 | 0
2001 | 4 | 9 | 0.16 | 0.16 | 0.11 | 0 | 0.16 | 0.11 | 0 | 0 | 0 | 0 | 0 | 0 | 0
2001 | 4 | 10 | 0.29 | 0.29 | 0.24 | 0 | 0.29 | 0.24 | 0 | 0 | 0 | 0 | 0 | 0 | 0
2001 | 4 | 11 | 0.49 | 0.49 | 0.44 | 0 | 0.49 | 0.44 | 0 | 0 | 0 | 0 | 0 | 0 | 0
2001 | 4 | 12 | 0 | 0 | 0 | 0 | 0 | 0 | 0 | 0 | 0 | 0 | 0 | 0 | 0
2001 | 4 | 13 | 0.06 | 0.06 | 0.01 | 0 | 0.06 | 0.01 | 0 | 0 | 0 | 0 | 0 | 0 | 0
2001 | 4 | 14 | 0 | 0 | 0 | 0 | 0 | 0 | 0 | 0 | 0 | 0 | 0 | 0 | 0
2001 | 4 | 15 | 0.16 | 0.16 | 0.11 | 0 | 0.16 | 0.11 | 0 | 0 | 0 | 0 | 0 | 0 | 0
2001 | 4 | 16 | 0.18 | 0.18 | 0.13 | 0 | 0.18 | 0.13 | 0 | 0 | 0 | 0 | 0 | 0 | 0
2001 | 4 | 17 | 0.02 | 0.02 | 0 | 0 | 0.02 | 0 | 0 | 0 | 0 | 0 | 0 | 0 | 0
2001 | 4 | 18 | 0.14 | 0.14 | 0.09 | 0 | 0.14 | 0.09 | 0 | 0 | 0 | 0 | 0 | 0 | 0
2001 | 4 | 19 | 0 | 0 | 0 | 0 | 0 | 0 | 0 | 0 | 0 | 0 | 0 | 0 | 0
2001 | 4 | 20 | 0 | 0 | 0 | 0 | 0 | 0 | 0 | 0 | 0 | 0 | 0 | 0 | 0
2001 | 4 | 21 | 0 | 0 | 0 | 0 | 0 | 0 | 0 | 0 | 0 | 0 | 0 | 0 | 0
2001 | 4 | 22 | 0 | 0 | 0 | 0 | 0 | 0 | 0 | 0 | 0 | 0 | 0 | 0 | 0
2001 | 4 | 23 | 0 | 0 | 0 | 0 | 0 | 0 | 0 | 0 | 0 | 0 | 0 | 0 | 0
2001 | 4 | 24 | 0 | 0 | 0 | 0 | 0 | 0 | 0 | 0 | 0 | 0 | 0 | 0 | 0
2001 | 4 | 25 | 0 | 0 | 0 | 0 | 0 | 0 | 0 | 0 | 0 | 0 | 0 | 0 | 0
2001 | 4 | 26 | 0 | 0 | 0 | 0 | 0 | 0 | 0 | 0 | 0 | 0 | 0 | 0 | 0
2001 | 4 | 27 | 0 | 0 | 0 | 0 | 0 | 0 | 0 | 0 | 0 | 0 | 0 | 0 | 0
2001 | 4 | 28 | 0 | 0 | 0 | 0 | 0 | 0 | 0 | 0 | 0 | 0 | 0 | 0 | 0
2001 | 4 | 29 | 0 | 0 | 0 | 0 | 0 | 0 | 0 | 0 | 0 | 0 | 0 | 0 | 0
2001 | 4 | 30 | 0 | 0 | 0 | 0 | 0 | 0 | 0 | 0 | 0 | 0 | 0 | 0 | 0
2001 | 5 | 1 | 0 | 0 | 0 | 0 | 0 | 0 | 0 | 0 | 0 | 0 | 0 | 0 | 0
2001 | 5 | 2 | 0 | 0 | 0 | 0 | 0 | 0 | 0 | 0 | 0 | 0 | 0 | 0 | 0
2001 | 5 | 3 | 0 | 0 | 0 | 0 | 0 | 0 | 0 | 0 | 0 | 0 | 0 | 0 | 0
2001 | 5 | 4 | 0 | 0 | 0 | 0 | 0 | 0 | 0 | 0 | 0 | 0 | 0 | 0 | 0
2001 | 5 | 5 | 0 | 0 | 0 | 0 | 0 | 0 | 0 | 0 | 0 | 0 | 0 | 0 | 0
2001 | 5 | 6 | 0 | 0 | 0 | 0 | 0 | 0 | 0 | 0 | 0 | 0 | 0 | 0 | 0
2001 | 5 | 7 | 0 | 0 | 0 | 0 | 0 | 0 | 0 | 0 | 0 | 0 | 0 | 0 | 0
2001 | 5 | 8 | 0 | 0 | 0 | 0 | 0 | 0 | 0 | 0 | 0 | 0 | 0 | 0 | 0
2001 | 5 | 9 | 0.04 | 0.04 | 0 | 0 | 0.04 | 0 | 0 | 0 | 0 | 0 | 0 | 0 | 0
2001 | 5 | 10 | 0 | 0 | 0 | 0 | 0 | 0 | 0 | 0 | 0 | 0 | 0 | 0 | 0
2001 | 5 | 11 | 0 | 0 | 0 | 0 | 0 | 0 | 0 | 0 | 0 | 0 | 0 | 0 | 0
2001 | 5 | 12 | 0.02 | 0.02 | 0 | 0 | 0.02 | 0 | 0 | 0 | 0 | 0 | 0 | 0 | 0
2001 | 5 | 13 | 0 | 0 | 0 | 0 | 0 | 0 | 0 | 0 | 0 | 0 | 0 | 0 | 0
2001 | 5 | 14 | 0 | 0 | 0 | 0 | 0 | 0 | 0 | 0 | 0 | 0 | 0 | 0 | 0
2001 | 5 | 15 | 0 | 0 | 0 | 0 | 0 | 0 | 0 | 0 | 0 | 0 | 0 | 0 | 0
2001 | 5 | 16 | 0 | 0 | 0 | 0 | 0 | 0 | 0 | 0 | 0 | 0 | 0 | 0 | 0
2001 | 5 | 17 | 0 | 0 | 0 | 0 | 0 | 0 | 0 | 0 | 0 | 0 | 0 | 0 | 0
2001 | 5 | 18 | 0.08 | 0.08 | 0.03 | 0 | 0.08 | 0.03 | 0 | 0 | 0 | 0 | 0 | 0 | 0
2001 | 5 | 19 | 0.76 | 0.76 | 0.71 | 0 | 0.76 | 0.71 | 0 | 0 | 0 | 0 | 0 | 0 | 0
2001 | 5 | 20 | 0.11 | 0.11 | 0.06 | 0 | 0.11 | 0.06 | 0 | 0 | 0 | 0 | 0 | 0 | 0
2001 | 5 | 21 | 0.19 | 0.19 | 0.14 | 0 | 0.19 | 0.14 | 0 | 0 | 0 | 0 | 0 | 0 | 0
2001 | 5 | 22 | 0.82 | 0.82 | 0.77 | 0 | 0.82 | 0.77 | 0 | 0 | 0 | 0 | 0 | 0 | 0
2001 | 5 | 23 | 0 | 0 | 0 | 0 | 0 | 0 | 0 | 0 | 0 | 0 | 0 | 0 | 0
2001 | 5 | 24 | 0 | 0 | 0 | 0 | 0 | 0 | 0 | 0 | 0 | 0 | 0 | 0 | 0
2001 | 5 | 25 | 0.52 | 0.52 | 0.47 | 0 | 0.52 | 0.47 | 0 | 0 | 0 | 0 | 0 | 0 | 0
2001 | 5 | 26 | 1.07 | 1 | 0.95 | 0 | 1 | 0.95 | 0 | 0 | 0 | 0 | 0 | 0 | 0
2001 | 5 | 27 | 0.1 | 0.1 | 0.05 | 0 | 0.1 | 0.05 | 0 | 0 | 0 | 0 | 0 | 0 | 0
2001 | 5 | 28 | 0 | 0 | 0 | 0 | 0 | 0 | 0 | 0 | 0 | 0 | 0 | 0 | 0
2001 | 5 | 29 | 0 | 0 | 0 | 0 | 0 | 0 | 0 | 0 | 0 | 0 | 0 | 0 | 0
2001 | 5 | 30 | 0 | 0 | 0 | 0 | 0 | 0 | 0 | 0 | 0 | 0 | 0 | 0 | 0
2001 | 5 | 31 | 0 | 0 | 0 | 0 | 0 | 0 | 0 | 0 | 0 | 0 | 0 | 0 | 0
2001 | 6 | 1 | 0.52 | 0.52 | 0.47 | 0 | 0.52 | 0.47 | 0 | 0 | 0 | 0 | 0 | 0 | 0
2001 | 6 | 2 | 0 | 0 | 0 | 0 | 0 | 0 | 0 | 0 | 0 | 0 | 0 | 0 | 0
2001 | 6 | 3 | 0 | 0 | 0 | 0 | 0 | 0 | 0 | 0 | 0 | 0 | 0 | 0 | 0
2001 | 6 | 4 | 0.17 | 0.17 | 0.12 | 0 | 0.17 | 0.12 | 0 | 0 | 0 | 0 | 0 | 0 | 0
2001 | 6 | 5 | 0.07 | 0.07 | 0.02 | 0 | 0.07 | 0.02 | 0 | 0 | 0 | 0 | 0 | 0 | 0
2001 | 6 | 6 | 0.08 | 0.08 | 0.03 | 0 | 0.08 | 0.03 | 0 | 0 | 0 | 0 | 0 | 0 | 0
2001 | 6 | 7 | 1.01 | 1 | 0.95 | 0 | 1 | 0.95 | 0 | 0 | 0 | 0 | 0 | 0 | 0
2001 | 6 | 8 | 0 | 0 | 0 | 0 | 0 | 0 | 0 | 0 | 0 | 0 | 0 | 0 | 0
2001 | 6 | 9 | 0 | 0 | 0 | 0 | 0 | 0 | 0 | 0 | 0 | 0 | 0 | 0 | 0
2001 | 6 | 10 | 0 | 0 | 0 | 0 | 0 | 0 | 0 | 0 | 0 | 0 | 0 | 0 | 0
2001 | 6 | 11 | 0 | 0 | 0 | 0 | 0 | 0 | 0 | 0 | 0 | 0 | 0 | 0 | 0
2001 | 6 | 12 | 0 | 0 | 0 | 0 | 0 | 0 | 0 | 0 | 0 | 0 | 0 | 0 | 0
2001 | 6 | 13 | 0.03 | 0.03 | 0 | 0 | 0.03 | 0 | 0 | 0 | 0 | 0 | 0 | 0 | 0
2001 | 6 | 14 | 0 | 0 | 0 | 0 | 0 | 0 | 0 | 0 | 0 | 0 | 0 | 0 | 0
2001 | 6 | 15 | 0.2 | 0.2 | 0.15 | 0 | 0.2 | 0.15 | 0 | 0 | 0 | 0 | 0 | 0 | 0
2001 | 6 | 16 | 1.64 | 1 | 0.95 | 0 | 1 | 0.95 | 0 | 0 | 0 | 0 | 0 | 0 | 0
2001 | 6 | 17 | 0 | 0 | 0 | 0 | 0 | 0 | 0 | 0 | 0 | 0 | 0 | 0 | 0
2001 | 6 | 18 | 0 | 0 | 0 | 0 | 0 | 0 | 0 | 0 | 0 | 0 | 0 | 0 | 0
2001 | 6 | 19 | 0 | 0 | 0 | 0 | 0 | 0 | 0 | 0 | 0 | 0 | 0 | 0 | 0
2001 | 6 | 20 | 0 | 0 | 0 | 0 | 0 | 0 | 0 | 0 | 0 | 0 | 0 | 0 | 0
2001 | 6 | 21 | 0 | 0 | 0 | 0 | 0 | 0 | 0 | 0 | 0 | 0 | 0 | 0 | 0
2001 | 6 | 22 | 0.81 | 0.81 | 0.76 | 0 | 0.81 | 0.76 | 0 | 0 | 0 | 0 | 0 | 0 | 0
2001 | 6 | 23 | 0.01 | 0.01 | 0 | 0 | 0.01 | 0 | 0 | 0 | 0 | 0 | 0 | 0 | 0
2001 | 6 | 24 | 0 | 0 | 0 | 0 | 0 | 0 | 0 | 0 | 0 | 0 | 0 | 0 | 0
2001 | 6 | 25 | 0 | 0 | 0 | 0 | 0 | 0 | 0 | 0 | 0 | 0 | 0 | 0 | 0
2001 | 6 | 26 | 0 | 0 | 0 | 0 | 0 | 0 | 0 | 0 | 0 | 0 | 0 | 0 | 0
2001 | 6 | 27 | 0 | 0 | 0 | 0 | 0 | 0 | 0 | 0 | 0 | 0 | 0 | 0 | 0
2001 | 6 | 28 | 0 | 0 | 0 | 0 | 0 | 0 | 0 | 0 | 0 | 0 | 0 | 0 | 0
2001 | 6 | 29 | 0 | 0 | 0 | 0 | 0 | 0 | 0 | 0 | 0 | 0 | 0 | 0 | 0
2001 | 6 | 30 | 0.15 | 0.15 | 0.1 | 0 | 0.15 | 0.1 | 0 | 0 | 0 | 0 | 0 | 0 | 0
2001 | 7 | 1 | 0.1 | 0.1 | 0.05 | 0 | 0.1 | 0.05 | 0 | 0 | 0 | 0 | 0 | 0 | 0
2001 | 7 | 2 | 0 | 0 | 0 | 0 | 0 | 0 | 0 | 0 | 0 | 0 | 0 | 0 | 0
2001 | 7 | 3 | 0 | 0 | 0 | 0 | 0 | 0 | 0 | 0 | 0 | 0 | 0 | 0 | 0
2001 | 7 | 4 | 0.98 | 0.98 | 0.93 | 0 | 0.98 | 0.93 | 0 | 0 | 0 | 0 | 0 | 0 | 0
2001 | 7 | 5 | 0.18 | 0.18 | 0.13 | 0 | 0.18 | 0.13 | 0 | 0 | 0 | 0 | 0 | 0 | 0
2001 | 7 | 6 | 0 | 0 | 0 | 0 | 0 | 0 | 0 | 0 | 0 | 0 | 0 | 0 | 0
2001 | 7 | 7 | 0 | 0 | 0 | 0 | 0 | 0 | 0 | 0 | 0 | 0 | 0 | 0 | 0
2001 | 7 | 8 | 0.45 | 0.45 | 0.4 | 0 | 0.45 | 0.4 | 0 | 0 | 0 | 0 | 0 | 0 | 0
2001 | 7 | 9 | 0.03 | 0.03 | 0 | 0 | 0.03 | 0 | 0 | 0 | 0 | 0 | 0 | 0 | 0
2001 | 7 | 10 | 0.53 | 0.53 | 0.48 | 0 | 0.53 | 0.48 | 0 | 0 | 0 | 0 | 0 | 0 | 0
2001 | 7 | 11 | 0 | 0 | 0 | 0 | 0 | 0 | 0 | 0 | 0 | 0 | 0 | 0 | 0
2001 | 7 | 12 | 0 | 0 | 0 | 0 | 0 | 0 | 0 | 0 | 0 | 0 | 0 | 0 | 0
2001 | 7 | 13 | 0 | 0 | 0 | 0 | 0 | 0 | 0 | 0 | 0 | 0 | 0 | 0 | 0
2001 | 7 | 14 | 0 | 0 | 0 | 0 | 0 | 0 | 0 | 0 | 0 | 0 | 0 | 0 | 0
2001 | 7 | 15 | 0 | 0 | 0 | 0 | 0 | 0 | 0 | 0 | 0 | 0 | 0 | 0 | 0
2001 | 7 | 16 | 0 | 0 | 0 | 0 | 0 | 0 | 0 | 0 | 0 | 0 | 0 | 0 | 0
2001 | 7 | 17 | 0 | 0 | 0 | 0 | 0 | 0 | 0 | 0 | 0 | 0 | 0 | 0 | 0
2001 | 7 | 18 | 0.2 | 0.2 | 0.15 | 0 | 0.2 | 0.15 | 0 | 0 | 0 | 0 | 0 | 0 | 0
2001 | 7 | 19 | 0 | 0 | 0 | 0 | 0 | 0 | 0 | 0 | 0 | 0 | 0 | 0 | 0
2001 | 7 | 20 | 0 | 0 | 0 | 0 | 0 | 0 | 0 | 0 | 0 | 0 | 0 | 0 | 0
2001 | 7 | 21 | 0 | 0 | 0 | 0 | 0 | 0 | 0 | 0 | 0 | 0 | 0 | 0 | 0
2001 | 7 | 22 | 0 | 0 | 0 | 0 | 0 | 0 | 0 | 0 | 0 | 0 | 0 | 0 | 0
2001 | 7 | 23 | 0 | 0 | 0 | 0 | 0 | 0 | 0 | 0 | 0 | 0 | 0 | 0 | 0
2001 | 7 | 24 | 0 | 0 | 0 | 0 | 0 | 0 | 0 | 0 | 0 | 0 | 0 | 0 | 0
2001 | 7 | 25 | 0 | 0 | 0 | 0 | 0 | 0 | 0 | 0 | 0 | 0 | 0 | 0 | 0
2001 | 7 | 26 | 1.33 | 1 | 0.95 | 0 | 1 | 0.95 | 0 | 0 | 0 | 0 | 0 | 0 | 0
2001 | 7 | 27 | 0 | 0 | 0 | 0 | 0 | 0 | 0 | 0 | 0 | 0 | 0 | 0 | 0
2001 | 7 | 28 | 0 | 0 | 0 | 0 | 0 | 0 | 0 | 0 | 0 | 0 | 0 | 0 | 0
2001 | 7 | 29 | 0.97 | 0.97 | 0.92 | 0 | 0.97 | 0.92 | 0 | 0 | 0 | 0 | 0 | 0 | 0
2001 | 7 | 30 | 0.01 | 0.01 | 0 | 0 | 0.01 | 0 | 0 | 0 | 0 | 0 | 0 | 0 | 0
2001 | 7 | 31 | 0 | 0 | 0 | 0 | 0 | 0 | 0 | 0 | 0 | 0 | 0 | 0 | 0
2001 | 8 | 1 | 0 | 0 | 0 | 0 | 0 | 0 | 0 | 0 | 0 | 0 | 0 | 0 | 0
2001 | 8 | 2 | 0 | 0 | 0 | 0 | 0 | 0 | 0 | 0 | 0 | 0 | 0 | 0 | 0
2001 | 8 | 3 | 0 | 0 | 0 | 0 | 0 | 0 | 0 | 0 | 0 | 0 | 0 | 0 | 0
2001 | 8 | 4 | 0 | 0 | 0 | 0 | 0 | 0 | 0 | 0 | 0 | 0 | 0 | 0 | 0
2001 | 8 | 5 | 0 | 0 | 0 | 0 | 0 | 0 | 0 | 0 | 0 | 0 | 0 | 0 | 0
2001 | 8 | 6 | 0 | 0 | 0 | 0 | 0 | 0 | 0 | 0 | 0 | 0 | 0 | 0 | 0
2001 | 8 | 7 | 0 | 0 | 0 | 0 | 0 | 0 | 0 | 0 | 0 | 0 | 0 | 0 | 0
2001 | 8 | 8 | 0 | 0 | 0 | 0 | 0 | 0 | 0 | 0 | 0 | 0 | 0 | 0 | 0
2001 | 8 | 9 | 0 | 0 | 0 | 0 | 0 | 0 | 0 | 0 | 0 | 0 | 0 | 0 | 0
2001 | 8 | 10 | 0.4 | 0.4 | 0.35 | 0 | 0.4 | 0.35 | 0 | 0 | 0 | 0 | 0 | 0 | 0
2001 | 8 | 11 | 0.92 | 0.92 | 0.87 | 0 | 0.92 | 0.87 | 0 | 0 | 0 | 0 | 0 | 0 | 0
2001 | 8 | 12 | 0.18 | 0.18 | 0.13 | 0 | 0.18 | 0.13 | 0 | 0 | 0 | 0 | 0 | 0 | 0
2001 | 8 | 13 | 0.23 | 0.23 | 0.18 | 0 | 0.23 | 0.18 | 0 | 0 | 0 | 0 | 0 | 0 | 0
2001 | 8 | 14 | 0 | 0 | 0 | 0 | 0 | 0 | 0 | 0 | 0 | 0 | 0 | 0 | 0
2001 | 8 | 15 | 0.01 | 0.01 | 0 | 0 | 0.01 | 0 | 0 | 0 | 0 | 0 | 0 | 0 | 0
2001 | 8 | 16 | 0 | 0 | 0 | 0 | 0 | 0 | 0 | 0 | 0 | 0 | 0 | 0 | 0
2001 | 8 | 17 | 0.01 | 0.01 | 0 | 0 | 0.01 | 0 | 0 | 0 | 0 | 0 | 0 | 0 | 0
2001 | 8 | 18 | 0 | 0 | 0 | 0 | 0 | 0 | 0 | 0 | 0 | 0 | 0 | 0 | 0
2001 | 8 | 19 | 0.27 | 0.27 | 0.22 | 0 | 0.27 | 0.22 | 0 | 0 | 0 | 0 | 0 | 0 | 0
2001 | 8 | 20 | 0.07 | 0.07 | 0.02 | 0 | 0.07 | 0.02 | 0 | 0 | 0 | 0 | 0 | 0 | 0
2001 | 8 | 21 | 0 | 0 | 0 | 0 | 0 | 0 | 0 | 0 | 0 | 0 | 0 | 0 | 0
2001 | 8 | 22 | 0 | 0 | 0 | 0 | 0 | 0 | 0 | 0 | 0 | 0 | 0 | 0 | 0
2001 | 8 | 23 | 0.8 | 0.8 | 0.75 | 0 | 0.8 | 0.75 | 0 | 0 | 0 | 0 | 0 | 0 | 0
2001 | 8 | 24 | 0 | 0 | 0 | 0 | 0 | 0 | 0 | 0 | 0 | 0 | 0 | 0 | 0
2001 | 8 | 25 | 0 | 0 | 0 | 0 | 0 | 0 | 0 | 0 | 0 | 0 | 0 | 0 | 0
2001 | 8 | 26 | 0 | 0 | 0 | 0 | 0 | 0 | 0 | 0 | 0 | 0 | 0 | 0 | 0
2001 | 8 | 27 | 0 | 0 | 0 | 0 | 0 | 0 | 0 | 0 | 0 | 0 | 0 | 0 | 0
2001 | 8 | 28 | 0 | 0 | 0 | 0 | 0 | 0 | 0 | 0 | 0 | 0 | 0 | 0 | 0
2001 | 8 | 29 | 0 | 0 | 0 | 0 | 0 | 0 | 0 | 0 | 0 | 0 | 0 | 0 | 0
2001 | 8 | 30 | 0.09 | 0.09 | 0.04 | 0 | 0.09 | 0.04 | 0 | 0 | 0 | 0 | 0 | 0 | 0
2001 | 8 | 31 | 0 | 0 | 0 | 0 | 0 | 0 | 0 | 0 | 0 | 0 | 0 | 0 | 0
2001 | 9 | 1 | 0 | 0 | 0 | 0 | 0 | 0 | 0 | 0 | 0 | 0 | 0 | 0 | 0
2001 | 9 | 2 | 0 | 0 | 0 | 0 | 0 | 0 | 0 | 0 | 0 | 0 | 0 | 0 | 0
2001 | 9 | 3 | 0 | 0 | 0 | 0 | 0 | 0 | 0 | 0 | 0 | 0 | 0 | 0 | 0
2001 | 9 | 4 | 0 | 0 | 0 | 0 | 0 | 0 | 0 | 0 | 0 | 0 | 0 | 0 | 0
2001 | 9 | 5 | 0 | 0 | 0 | 0 | 0 | 0 | 0 | 0 | 0 | 0 | 0 | 0 | 0
2001 | 9 | 6 | 0 | 0 | 0 | 0 | 0 | 0 | 0 | 0 | 0 | 0 | 0 | 0 | 0
2001 | 9 | 7 | 0 | 0 | 0 | 0 | 0 | 0 | 0 | 0 | 0 | 0 | 0 | 0 | 0
2001 | 9 | 8 | 0 | 0 | 0 | 0 | 0 | 0 | 0 | 0 | 0 | 0 | 0 | 0 | 0
2001 | 9 | 9 | 0 | 0 | 0 | 0 | 0 | 0 | 0 | 0 | 0 | 0 | 0 | 0 | 0
2001 | 9 | 10 | 0.14 | 0.14 | 0.09 | 0 | 0.14 | 0.09 | 0 | 0 | 0 | 0 | 0 | 0 | 0
2001 | 9 | 11 | 0 | 0 | 0 | 0 | 0 | 0 | 0 | 0 | 0 | 0 | 0 | 0 | 0
2001 | 9 | 12 | 0 | 0 | 0 | 0 | 0 | 0 | 0 | 0 | 0 | 0 | 0 | 0 | 0
2001 | 9 | 13 | 0 | 0 | 0 | 0 | 0 | 0 | 0 | 0 | 0 | 0 | 0 | 0 | 0
2001 | 9 | 14 | 0.15 | 0.15 | 0.1 | 0 | 0.15 | 0.1 | 0 | 0 | 0 | 0 | 0 | 0 | 0
2001 | 9 | 15 | 0 | 0 | 0 | 0 | 0 | 0 | 0 | 0 | 0 | 0 | 0 | 0 | 0
2001 | 9 | 16 | 0 | 0 | 0 | 0 | 0 | 0 | 0 | 0 | 0 | 0 | 0 | 0 | 0
2001 | 9 | 17 | 0 | 0 | 0 | 0 | 0 | 0 | 0 | 0 | 0 | 0 | 0 | 0 | 0
2001 | 9 | 18 | 0 | 0 | 0 | 0 | 0 | 0 | 0 | 0 | 0 | 0 | 0 | 0 | 0
2001 | 9 | 19 | 0 | 0 | 0 | 0 | 0 | 0 | 0 | 0 | 0 | 0 | 0 | 0 | 0
2001 | 9 | 20 | 0.42 | 0.42 | 0.37 | 0 | 0.42 | 0.37 | 0 | 0 | 0 | 0 | 0 | 0 | 0
2001 | 9 | 21 | 0.03 | 0.03 | 0 | 0 | 0.03 | 0 | 0 | 0 | 0 | 0 | 0 | 0 | 0
2001 | 9 | 22 | 0 | 0 | 0 | 0 | 0 | 0 | 0 | 0 | 0 | 0 | 0 | 0 | 0
2001 | 9 | 23 | 0 | 0 | 0 | 0 | 0 | 0 | 0 | 0 | 0 | 0 | 0 | 0 | 0
2001 | 9 | 24 | 0.31 | 0.31 | 0.26 | 0 | 0.31 | 0.26 | 0 | 0 | 0 | 0 | 0 | 0 | 0
2001 | 9 | 25 | 0.3 | 0.3 | 0.25 | 0 | 0.3 | 0.25 | 0 | 0 | 0 | 0 | 0 | 0 | 0
2001 | 9 | 26 | 0 | 0 | 0 | 0 | 0 | 0 | 0 | 0 | 0 | 0 | 0 | 0 | 0
2001 | 9 | 27 | 0.03 | 0.03 | 0 | 0 | 0.03 | 0 | 0 | 0 | 0 | 0 | 0 | 0 | 0
2001 | 9 | 28 | 0 | 0 | 0 | 0 | 0 | 0 | 0 | 0 | 0 | 0 | 0 | 0 | 0
2001 | 9 | 29 | 0 | 0 | 0 | 0 | 0 | 0 | 0 | 0 | 0 | 0 | 0 | 0 | 0
2001 | 9 | 30 | 0.03 | 0.03 | 0 | 0 | 0.03 | 0 | 0 | 0 | 0 | 0 | 0 | 0 | 0
2001 | 10 | 1 | 0.03 | 0.03 | 0 | 0 | 0.03 | 0 | 0 | 0 | 0 | 0 | 0 | 0 | 0
2001 | 10 | 2 | 0 | 0 | 0 | 0 | 0 | 0 | 0 | 0 | 0 | 0 | 0 | 0 | 0
2001 | 10 | 3 | 0 | 0 | 0 | 0 | 0 | 0 | 0 | 0 | 0 | 0 | 0 | 0 | 0
2001 | 10 | 4 | 0 | 0 | 0 | 0 | 0 | 0 | 0 | 0 | 0 | 0 | 0 | 0 | 0
2001 | 10 | 5 | 0 | 0 | 0 | 0 | 0 | 0 | 0 | 0 | 0 | 0 | 0 | 0 | 0
2001 | 10 | 6 | 0.14 | 0.14 | 0.09 | 0 | 0.14 | 0.09 | 0 | 0 | 0 | 0 | 0 | 0 | 0
2001 | 10 | 7 | 0 | 0 | 0 | 0 | 0 | 0 | 0 | 0 | 0 | 0 | 0 | 0 | 0
2001 | 10 | 8 | 0 | 0 | 0 | 0 | 0 | 0 | 0 | 0 | 0 | 0 | 0 | 0 | 0
2001 | 10 | 9 | 0 | 0 | 0 | 0 | 0 | 0 | 0 | 0 | 0 | 0 | 0 | 0 | 0
2001 | 10 | 10 | 0 | 0 | 0 | 0 | 0 | 0 | 0 | 0 | 0 | 0 | 0 | 0 | 0
2001 | 10 | 11 | 0 | 0 | 0 | 0 | 0 | 0 | 0 | 0 | 0 | 0 | 0 | 0 | 0
2001 | 10 | 12 | 0 | 0 | 0 | 0 | 0 | 0 | 0 | 0 | 0 | 0 | 0 | 0 | 0
2001 | 10 | 13 | 0 | 0 | 0 | 0 | 0 | 0 | 0 | 0 | 0 | 0 | 0 | 0 | 0
2001 | 10 | 14 | 0.32 | 0.32 | 0.27 | 0 | 0.32 | 0.27 | 0 | 0 | 0 | 0 | 0 | 0 | 0
2001 | 10 | 15 | 0 | 0 | 0 | 0 | 0 | 0 | 0 | 0 | 0 | 0 | 0 | 0 | 0
2001 | 10 | 16 | 0.2 | 0.2 | 0.15 | 0 | 0.2 | 0.15 | 0 | 0 | 0 | 0 | 0 | 0 | 0
2001 | 10 | 17 | 0 | 0 | 0 | 0 | 0 | 0 | 0 | 0 | 0 | 0 | 0 | 0 | 0
2001 | 10 | 18 | 0 | 0 | 0 | 0 | 0 | 0 | 0 | 0 | 0 | 0 | 0 | 0 | 0
2001 | 10 | 19 | 0 | 0 | 0 | 0 | 0 | 0 | 0 | 0 | 0 | 0 | 0 | 0 | 0
2001 | 10 | 20 | 0 | 0 | 0 | 0 | 0 | 0 | 0 | 0 | 0 | 0 | 0 | 0 | 0
2001 | 10 | 21 | 0 | 0 | 0 | 0 | 0 | 0 | 0 | 0 | 0 | 0 | 0 | 0 | 0
2001 | 10 | 22 | 0 | 0 | 0 | 0 | 0 | 0 | 0 | 0 | 0 | 0 | 0 | 0 | 0
2001 | 10 | 23 | 0 | 0 | 0 | 0 | 0 | 0 | 0 | 0 | 0 | 0 | 0 | 0 | 0
2001 | 10 | 24 | 0 | 0 | 0 | 0 | 0 | 0 | 0 | 0 | 0 | 0 | 0 | 0 | 0
2001 | 10 | 25 | 0 | 0 | 0 | 0 | 0 | 0 | 0 | 0 | 0 | 0 | 0 | 0 | 0
2001 | 10 | 26 | 0 | 0 | 0 | 0 | 0 | 0 | 0 | 0 | 0 | 0 | 0 | 0 | 0
2001 | 10 | 27 | 0 | 0 | 0 | 0 | 0 | 0 | 0 | 0 | 0 | 0 | 0 | 0 | 0
2001 | 10 | 28 | 0 | 0 | 0 | 0 | 0 | 0 | 0 | 0 | 0 | 0 | 0 | 0 | 0
2001 | 10 | 29 | 0 | 0 | 0 | 0 | 0 | 0 | 0 | 0 | 0 | 0 | 0 | 0 | 0
2001 | 10 | 30 | 0 | 0 | 0 | 0 | 0 | 0 | 0 | 0 | 0 | 0 | 0 | 0 | 0
2001 | 10 | 31 | 0 | 0 | 0 | 0 | 0 | 0 | 0 | 0 | 0 | 0 | 0 | 0 | 0
2001 | 11 | 1 | 0 | 0 | 0 | 0 | 0 | 0 | 0 | 0 | 0 | 0 | 0 | 0 | 0
2001 | 11 | 2 | 0 | 0 | 0 | 0 | 0 | 0 | 0 | 0 | 0 | 0 | 0 | 0 | 0
2001 | 11 | 3 | 0.01 | 0.01 | 0 | 0 | 0.01 | 0 | 0 | 0 | 0 | 0 | 0 | 0 | 0
2001 | 11 | 4 | 0 | 0 | 0 | 0 | 0 | 0 | 0 | 0 | 0 | 0 | 0 | 0 | 0
2001 | 11 | 5 | 0 | 0 | 0 | 0 | 0 | 0 | 0 | 0 | 0 | 0 | 0 | 0 | 0
2001 | 11 | 6 | 0 | 0 | 0 | 0 | 0 | 0 | 0 | 0 | 0 | 0 | 0 | 0 | 0
2001 | 11 | 7 | 0 | 0 | 0 | 0 | 0 | 0 | 0 | 0 | 0 | 0 | 0 | 0 | 0
2001 | 11 | 8 | 0 | 0 | 0 | 0 | 0 | 0 | 0 | 0 | 0 | 0 | 0 | 0 | 0
2001 | 11 | 9 | 0 | 0 | 0 | 0 | 0 | 0 | 0 | 0 | 0 | 0 | 0 | 0 | 0
2001 | 11 | 10 | 0 | 0 | 0 | 0 | 0 | 0 | 0 | 0 | 0 | 0 | 0 | 0 | 0
2001 | 11 | 11 | 0 | 0 | 0 | 0 | 0 | 0 | 0 | 0 | 0 | 0 | 0 | 0 | 0
2001 | 11 | 12 | 0 | 0 | 0 | 0 | 0 | 0 | 0 | 0 | 0 | 0 | 0 | 0 | 0
2001 | 11 | 13 | 0 | 0 | 0 | 0 | 0 | 0 | 0 | 0 | 0 | 0 | 0 | 0 | 0
2001 | 11 | 14 | 0 | 0 | 0 | 0 | 0 | 0 | 0 | 0 | 0 | 0 | 0 | 0 | 0
2001 | 11 | 15 | 0 | 0 | 0 | 0 | 0 | 0 | 0 | 0 | 0 | 0 | 0 | 0 | 0
2001 | 11 | 16 | 0 | 0 | 0 | 0 | 0 | 0 | 0 | 0 | 0 | 0 | 0 | 0 | 0
2001 | 11 | 17 | 0 | 0 | 0 | 0 | 0 | 0 | 0 | 0 | 0 | 0 | 0 | 0 | 0
2001 | 11 | 18 | 0 | 0 | 0 | 0 | 0 | 0 | 0 | 0 | 0 | 0 | 0 | 0 | 0
2001 | 11 | 19 | 0 | 0 | 0 | 0 | 0 | 0 | 0 | 0 | 0 | 0 | 0 | 0 | 0
2001 | 11 | 20 | 0.03 | 0.03 | 0 | 0 | 0.03 | 0 | 0 | 0 | 0 | 0 | 0 | 0 | 0
2001 | 11 | 21 | 0 | 0 | 0 | 0 | 0 | 0 | 0 | 0 | 0 | 0 | 0 | 0 | 0
2001 | 11 | 22 | 0 | 0 | 0 | 0 | 0 | 0 | 0 | 0 | 0 | 0 | 0 | 0 | 0
2001 | 11 | 23 | 0 | 0 | 0 | 0 | 0 | 0 | 0 | 0 | 0 | 0 | 0 | 0 | 0
2001 | 11 | 24 | 0.12 | 0.12 | 0.07 | 0 | 0.12 | 0.07 | 0 | 0 | 0 | 0 | 0 | 0 | 0
2001 | 11 | 25 | 0.38 | 0.38 | 0.33 | 0 | 0.38 | 0.33 | 0 | 0 | 0 | 0 | 0 | 0 | 0
2001 | 11 | 26 | 0 | 0 | 0 | 0 | 0 | 0 | 0 | 0 | 0 | 0 | 0 | 0 | 0
2001 | 11 | 27 | 0 | 0 | 0 | 0 | 0 | 0 | 0 | 0 | 0 | 0 | 0 | 0 | 0
2001 | 11 | 28 | 0 | 0 | 0 | 0 | 0 | 0 | 0 | 0 | 0 | 0 | 0 | 0 | 0
2001 | 11 | 29 | 0 | 0 | 0 | 0 | 0 | 0 | 0 | 0 | 0 | 0 | 0 | 0 | 0
2001 | 11 | 30 | 0.01 | 0.01 | 0 | 0 | 0.01 | 0 | 0 | 0 | 0 | 0 | 0 | 0 | 0
2001 | 12 | 1 | 0 | 0 | 0 | 0 | 0 | 0 | 0 | 0 | 0 | 0 | 0 | 0 | 0
2001 | 12 | 2 | 0 | 0 | 0 | 0 | 0 | 0 | 0 | 0 | 0 | 0 | 0 | 0 | 0
2001 | 12 | 3 | 0 | 0 | 0 | 0 | 0 | 0 | 0 | 0 | 0 | 0 | 0 | 0 | 0
2001 | 12 | 4 | 0 | 0 | 0 | 0 | 0 | 0 | 0 | 0 | 0 | 0 | 0 | 0 | 0
2001 | 12 | 5 | 0 | 0 | 0 | 0 | 0 | 0 | 0 | 0 | 0 | 0 | 0 | 0 | 0
2001 | 12 | 6 | 0 | 0 | 0 | 0 | 0 | 0 | 0 | 0 | 0 | 0 | 0 | 0 | 0
2001 | 12 | 7 | 0 | 0 | 0 | 0 | 0 | 0 | 0 | 0 | 0 | 0 | 0 | 0 | 0
2001 | 12 | 8 | 0.57 | 0.57 | 0.52 | 0 | 0.57 | 0.52 | 0 | 0 | 0 | 0 | 0 | 0 | 0
2001 | 12 | 9 | 0.01 | 0.01 | 0 | 0 | 0.01 | 0 | 0 | 0 | 0 | 0 | 0 | 0 | 0
2001 | 12 | 10 | 0.04 | 0.04 | 0 | 0 | 0.04 | 0 | 0 | 0 | 0 | 0 | 0 | 0 | 0
2001 | 12 | 11 | 0.4 | 0.4 | 0.35 | 0 | 0.4 | 0.35 | 0 | 0 | 0 | 0 | 0 | 0 | 0
2001 | 12 | 12 | 0 | 0 | 0 | 0 | 0 | 0 | 0 | 0 | 0 | 0 | 0 | 0 | 0
2001 | 12 | 13 | 0 | 0 | 0 | 0 | 0 | 0 | 0 | 0 | 0 | 0 | 0 | 0 | 0
2001 | 12 | 14 | 0.06 | 0.06 | 0.01 | 0 | 0.06 | 0.01 | 0 | 0 | 0 | 0 | 0 | 0 | 0
2001 | 12 | 15 | 0 | 0 | 0 | 0 | 0 | 0 | 0 | 0 | 0 | 0 | 0 | 0 | 0
2001 | 12 | 16 | 0 | 0 | 0 | 0 | 0 | 0 | 0 | 0 | 0 | 0 | 0 | 0 | 0
2001 | 12 | 17 | 0.09 | 0.09 | 0.04 | 0 | 0.09 | 0.04 | 0 | 0 | 0 | 0 | 0 | 0 | 0
2001 | 12 | 18 | 0.03 | 0.03 | 0 | 0 | 0.03 | 0 | 0 | 0 | 0 | 0 | 0 | 0 | 0
2001 | 12 | 19 | 0 | 0 | 0 | 0 | 0 | 0 | 0 | 0 | 0 | 0 | 0 | 0 | 0
2001 | 12 | 20 | 0 | 0 | 0 | 0 | 0 | 0 | 0 | 0 | 0 | 0 | 0 | 0 | 0
2001 | 12 | 21 | 0 | 0 | 0 | 0 | 0 | 0 | 0 | 0 | 0 | 0 | 0 | 0 | 0
2001 | 12 | 22 | 0 | 0 | 0 | 0 | 0 | 0 | 0 | 0 | 0 | 0 | 0 | 0 | 0
2001 | 12 | 23 | 0.13 | 0.13 | 0.08 | 0 | 0.13 | 0.08 | 0 | 0 | 0 | 0 | 0 | 0 | 0
2001 | 12 | 24 | 0.2 | 0.2 | 0.15 | 0 | 0.2 | 0.15 | 0 | 0 | 0 | 0 | 0 | 0 | 0
2001 | 12 | 25 | 0 | 0 | 0 | 0 | 0 | 0 | 0 | 0 | 0 | 0 | 0 | 0 | 0
2001 | 12 | 26 | 0 | 0 | 0 | 0 | 0 | 0 | 0 | 0 | 0 | 0 | 0 | 0 | 0
2001 | 12 | 27 | 0 | 0 | 0 | 0 | 0 | 0 | 0 | 0 | 0 | 0 | 0 | 0 | 0
2001 | 12 | 28 | 0 | 0 | 0 | 0 | 0 | 0 | 0 | 0 | 0 | 0 | 0 | 0 | 0
2001 | 12 | 29 | 0 | 0 | 0 | 0 | 0 | 0 | 0 | 0 | 0 | 0 | 0 | 0 | 0
2001 | 12 | 30 | 0 | 0 | 0 | 0 | 0 | 0 | 0 | 0 | 0 | 0 | 0 | 0 | 0
2001 | 12 | 31 | 0 | 0 | 0 | 0 | 0 | 0 | 0 | 0 | 0 | 0 | 0 | 0 | 0
2002 | 1 | 1 | 0 | 0 | 0 | 0 | 0 | 0 | 0 | 0 | 0 | 0 | 0 | 0 | 0
2002 | 1 | 2 | 0 | 0 | 0 | 0 | 0 | 0 | 0 | 0 | 0 | 0 | 0 | 0 | 0
2002 | 1 | 3 | 0 | 0 | 0 | 0 | 0 | 0 | 0 | 0 | 0 | 0 | 0 | 0 | 0
2002 | 1 | 4 | 0 | 0 | 0 | 0 | 0 | 0 | 0 | 0 | 0 | 0 | 0 | 0 | 0
2002 | 1 | 5 | 0 | 0 | 0 | 0 | 0 | 0 | 0 | 0 | 0 | 0 | 0 | 0 | 0
2002 | 1 | 6 | 0.6 | 0.6 | 0.55 | 0 | 0.6 | 0.55 | 0 | 0 | 0 | 0 | 0 | 0 | 0
2002 | 1 | 7 | 0.01 | 0.01 | 0 | 0 | 0.01 | 0 | 0 | 0 | 0 | 0 | 0 | 0 | 0
2002 | 1 | 8 | 0 | 0 | 0 | 0 | 0 | 0 | 0 | 0 | 0 | 0 | 0 | 0 | 0
2002 | 1 | 9 | 0 | 0 | 0 | 0 | 0 | 0 | 0 | 0 | 0 | 0 | 0 | 0 | 0
2002 | 1 | 10 | 0 | 0 | 0 | 0 | 0 | 0 | 0 | 0 | 0 | 0 | 0 | 0 | 0
2002 | 1 | 11 | 0.17 | 0.17 | 0.12 | 0 | 0.17 | 0.12 | 0 | 0 | 0 | 0 | 0 | 0 | 0
2002 | 1 | 12 | 0 | 0 | 0 | 0 | 0 | 0 | 0 | 0 | 0 | 0 | 0 | 0 | 0
2002 | 1 | 13 | 0 | 0 | 0 | 0 | 0 | 0 | 0 | 0 | 0 | 0 | 0 | 0 | 0
2002 | 1 | 14 | 0 | 0 | 0 | 0 | 0 | 0 | 0 | 0 | 0 | 0 | 0 | 0 | 0
2002 | 1 | 15 | 0 | 0 | 0 | 0 | 0 | 0 | 0 | 0 | 0 | 0 | 0 | 0 | 0
2002 | 1 | 16 | 0 | 0 | 0 | 0 | 0 | 0 | 0 | 0 | 0 | 0 | 0 | 0 | 0
2002 | 1 | 17 | 0 | 0 | 0 | 0 | 0 | 0 | 0 | 0 | 0 | 0 | 0 | 0 | 0
2002 | 1 | 18 | 0 | 0 | 0 | 0 | 0 | 0 | 0 | 0 | 0 | 0 | 0 | 0 | 0
2002 | 1 | 19 | 0.37 | 0.37 | 0.32 | 0 | 0.37 | 0.32 | 0 | 0 | 0 | 0 | 0 | 0 | 0
2002 | 1 | 20 | 0 | 0 | 0 | 0 | 0 | 0 | 0 | 0 | 0 | 0 | 0 | 0 | 0
2002 | 1 | 21 | 0.02 | 0.02 | 0 | 0 | 0.02 | 0 | 0 | 0 | 0 | 0 | 0 | 0 | 0
2002 | 1 | 22 | 0 | 0 | 0 | 0 | 0 | 0 | 0 | 0 | 0 | 0 | 0 | 0 | 0
2002 | 1 | 23 | 0.04 | 0.04 | 0 | 0 | 0.04 | 0 | 0 | 0 | 0 | 0 | 0 | 0 | 0
2002 | 1 | 24 | 0.08 | 0.08 | 0.03 | 0 | 0.08 | 0.03 | 0 | 0 | 0 | 0 | 0 | 0 | 0
2002 | 1 | 25 | 0.03 | 0.03 | 0 | 0 | 0.03 | 0 | 0 | 0 | 0 | 0 | 0 | 0 | 0
2002 | 1 | 26 | 0 | 0 | 0 | 0 | 0 | 0 | 0 | 0 | 0 | 0 | 0 | 0 | 0
2002 | 1 | 27 | 0 | 0 | 0 | 0 | 0 | 0 | 0 | 0 | 0 | 0 | 0 | 0 | 0
2002 | 1 | 28 | 0 | 0 | 0 | 0 | 0 | 0 | 0 | 0 | 0 | 0 | 0 | 0 | 0
2002 | 1 | 29 | 0 | 0 | 0 | 0 | 0 | 0 | 0 | 0 | 0 | 0 | 0 | 0 | 0
2002 | 1 | 30 | 0 | 0 | 0 | 0 | 0 | 0 | 0 | 0 | 0 | 0 | 0 | 0 | 0
2002 | 1 | 31 | 0 | 0 | 0 | 0 | 0 | 0 | 0 | 0 | 0 | 0 | 0 | 0 | 0
2002 | 2 | 1 | 0.05 | 0.05 | 0 | 0 | 0.05 | 0 | 0 | 0 | 0 | 0 | 0 | 0 | 0
2002 | 2 | 2 | 0 | 0 | 0 | 0 | 0 | 0 | 0 | 0 | 0 | 0 | 0 | 0 | 0
2002 | 2 | 3 | 0 | 0 | 0 | 0 | 0 | 0 | 0 | 0 | 0 | 0 | 0 | 0 | 0
2002 | 2 | 4 | 0.07 | 0.07 | 0.02 | 0 | 0.07 | 0.02 | 0 | 0 | 0 | 0 | 0 | 0 | 0
2002 | 2 | 5 | 0 | 0 | 0 | 0 | 0 | 0 | 0 | 0 | 0 | 0 | 0 | 0 | 0
2002 | 2 | 6 | 0 | 0 | 0 | 0 | 0 | 0 | 0 | 0 | 0 | 0 | 0 | 0 | 0
2002 | 2 | 7 | 0.19 | 0.19 | 0.14 | 0 | 0.19 | 0.14 | 0 | 0 | 0 | 0 | 0 | 0 | 0
2002 | 2 | 8 | 0 | 0 | 0 | 0 | 0 | 0 | 0 | 0 | 0 | 0 | 0 | 0 | 0
2002 | 2 | 9 | 0 | 0 | 0 | 0 | 0 | 0 | 0 | 0 | 0 | 0 | 0 | 0 | 0
2002 | 2 | 10 | 0.02 | 0.02 | 0 | 0 | 0.02 | 0 | 0 | 0 | 0 | 0 | 0 | 0 | 0
2002 | 2 | 11 | 0.02 | 0.02 | 0 | 0 | 0.02 | 0 | 0 | 0 | 0 | 0 | 0 | 0 | 0
2002 | 2 | 12 | 0 | 0 | 0 | 0 | 0 | 0 | 0 | 0 | 0 | 0 | 0 | 0 | 0
2002 | 2 | 13 | 0 | 0 | 0 | 0 | 0 | 0 | 0 | 0 | 0 | 0 | 0 | 0 | 0
2002 | 2 | 14 | 0 | 0 | 0 | 0 | 0 | 0 | 0 | 0 | 0 | 0 | 0 | 0 | 0
2002 | 2 | 15 | 0 | 0 | 0 | 0 | 0 | 0 | 0 | 0 | 0 | 0 | 0 | 0 | 0
2002 | 2 | 16 | 0 | 0 | 0 | 0 | 0 | 0 | 0 | 0 | 0 | 0 | 0 | 0 | 0
2002 | 2 | 17 | 0 | 0 | 0 | 0 | 0 | 0 | 0 | 0 | 0 | 0 | 0 | 0 | 0
2002 | 2 | 18 | 0 | 0 | 0 | 0 | 0 | 0 | 0 | 0 | 0 | 0 | 0 | 0 | 0
2002 | 2 | 19 | 0 | 0 | 0 | 0 | 0 | 0 | 0 | 0 | 0 | 0 | 0 | 0 | 0
2002 | 2 | 20 | 0 | 0 | 0 | 0 | 0 | 0 | 0 | 0 | 0 | 0 | 0 | 0 | 0
2002 | 2 | 21 | 0 | 0 | 0 | 0 | 0 | 0 | 0 | 0 | 0 | 0 | 0 | 0 | 0
2002 | 2 | 22 | 0 | 0 | 0 | 0 | 0 | 0 | 0 | 0 | 0 | 0 | 0 | 0 | 0
2002 | 2 | 23 | 0 | 0 | 0 | 0 | 0 | 0 | 0 | 0 | 0 | 0 | 0 | 0 | 0
2002 | 2 | 24 | 0 | 0 | 0 | 0 | 0 | 0 | 0 | 0 | 0 | 0 | 0 | 0 | 0
2002 | 2 | 25 | 0 | 0 | 0 | 0 | 0 | 0 | 0 | 0 | 0 | 0 | 0 | 0 | 0
2002 | 2 | 26 | 0.12 | 0.12 | 0.07 | 0 | 0.12 | 0.07 | 0 | 0 | 0 | 0 | 0 | 0 | 0
2002 | 2 | 27 | 0 | 0 | 0 | 0 | 0 | 0 | 0 | 0 | 0 | 0 | 0 | 0 | 0
2002 | 2 | 28 | 0 | 0 | 0 | 0 | 0 | 0 | 0 | 0 | 0 | 0 | 0 | 0 | 0
2002 | 3 | 1 | 0 | 0 | 0 | 0 | 0 | 0 | 0 | 0 | 0 | 0 | 0 | 0 | 0
2002 | 3 | 2 | 0.77 | 0.77 | 0.72 | 0 | 0.77 | 0.72 | 0 | 0 | 0 | 0 | 0 | 0 | 0
2002 | 3 | 3 | 0.03 | 0.03 | 0 | 0 | 0.03 | 0 | 0 | 0 | 0 | 0 | 0 | 0 | 0
2002 | 3 | 4 | 0 | 0 | 0 | 0 | 0 | 0 | 0 | 0 | 0 | 0 | 0 | 0 | 0
2002 | 3 | 5 | 0 | 0 | 0 | 0 | 0 | 0 | 0 | 0 | 0 | 0 | 0 | 0 | 0
2002 | 3 | 6 | 0 | 0 | 0 | 0 | 0 | 0 | 0 | 0 | 0 | 0 | 0 | 0 | 0
2002 | 3 | 7 | 0 | 0 | 0 | 0 | 0 | 0 | 0 | 0 | 0 | 0 | 0 | 0 | 0
2002 | 3 | 8 | 0 | 0 | 0 | 0 | 0 | 0 | 0 | 0 | 0 | 0 | 0 | 0 | 0
2002 | 3 | 9 | 0.04 | 0.04 | 0 | 0 | 0.04 | 0 | 0 | 0 | 0 | 0 | 0 | 0 | 0
2002 | 3 | 10 | 0.19 | 0.19 | 0.14 | 0 | 0.19 | 0.14 | 0 | 0 | 0 | 0 | 0 | 0 | 0
2002 | 3 | 11 | 0 | 0 | 0 | 0 | 0 | 0 | 0 | 0 | 0 | 0 | 0 | 0 | 0
2002 | 3 | 12 | 0.35 | 0.35 | 0.3 | 0 | 0.35 | 0.3 | 0 | 0 | 0 | 0 | 0 | 0 | 0
2002 | 3 | 13 | 0.21 | 0.21 | 0.16 | 0 | 0.21 | 0.16 | 0 | 0 | 0 | 0 | 0 | 0 | 0
2002 | 3 | 14 | 0 | 0 | 0 | 0 | 0 | 0 | 0 | 0 | 0 | 0 | 0 | 0 | 0
2002 | 3 | 15 | 0 | 0 | 0 | 0 | 0 | 0 | 0 | 0 | 0 | 0 | 0 | 0 | 0
2002 | 3 | 16 | 0.01 | 0.01 | 0 | 0 | 0.01 | 0 | 0 | 0 | 0 | 0 | 0 | 0 | 0
2002 | 3 | 17 | 0.22 | 0.22 | 0.17 | 0 | 0.22 | 0.17 | 0 | 0 | 0 | 0 | 0 | 0 | 0
2002 | 3 | 18 | 0.16 | 0.16 | 0.11 | 0 | 0.16 | 0.11 | 0 | 0 | 0 | 0 | 0 | 0 | 0
2002 | 3 | 19 | 0.15 | 0.15 | 0.1 | 0 | 0.15 | 0.1 | 0 | 0 | 0 | 0 | 0 | 0 | 0
2002 | 3 | 20 | 0.48 | 0.48 | 0.43 | 0 | 0.48 | 0.43 | 0 | 0 | 0 | 0 | 0 | 0 | 0
2002 | 3 | 21 | 0 | 0 | 0 | 0 | 0 | 0 | 0 | 0 | 0 | 0 | 0 | 0 | 0
2002 | 3 | 22 | 0 | 0 | 0 | 0 | 0 | 0 | 0 | 0 | 0 | 0 | 0 | 0 | 0
2002 | 3 | 23 | 0 | 0 | 0 | 0 | 0 | 0 | 0 | 0 | 0 | 0 | 0 | 0 | 0
2002 | 3 | 24 | 0 | 0 | 0 | 0 | 0 | 0 | 0 | 0 | 0 | 0 | 0 | 0 | 0
2002 | 3 | 25 | 0 | 0 | 0 | 0 | 0 | 0 | 0 | 0 | 0 | 0 | 0 | 0 | 0
2002 | 3 | 26 | 0.5 | 0.5 | 0.45 | 0 | 0.5 | 0.45 | 0 | 0 | 0 | 0 | 0 | 0 | 0
2002 | 3 | 27 | 0 | 0 | 0 | 0 | 0 | 0 | 0 | 0 | 0 | 0 | 0 | 0 | 0
2002 | 3 | 28 | 0 | 0 | 0 | 0 | 0 | 0 | 0 | 0 | 0 | 0 | 0 | 0 | 0
2002 | 3 | 29 | 0 | 0 | 0 | 0 | 0 | 0 | 0 | 0 | 0 | 0 | 0 | 0 | 0
2002 | 3 | 30 | 0 | 0 | 0 | 0 | 0 | 0 | 0 | 0 | 0 | 0 | 0 | 0 | 0
2002 | 3 | 31 | 0.26 | 0.26 | 0.21 | 0 | 0.26 | 0.21 | 0 | 0 | 0 | 0 | 0 | 0 | 0
2002 | 4 | 1 | 0 | 0 | 0 | 0 | 0 | 0 | 0 | 0 | 0 | 0 | 0 | 0 | 0
2002 | 4 | 2 | 0 | 0 | 0 | 0 | 0 | 0 | 0 | 0 | 0 | 0 | 0 | 0 | 0
2002 | 4 | 3 | 0 | 0 | 0 | 0 | 0 | 0 | 0 | 0 | 0 | 0 | 0 | 0 | 0
2002 | 4 | 4 | 0 | 0 | 0 | 0 | 0 | 0 | 0 | 0 | 0 | 0 | 0 | 0 | 0
2002 | 4 | 5 | 0 | 0 | 0 | 0 | 0 | 0 | 0 | 0 | 0 | 0 | 0 | 0 | 0
2002 | 4 | 6 | 0 | 0 | 0 | 0 | 0 | 0 | 0 | 0 | 0 | 0 | 0 | 0 | 0
2002 | 4 | 7 | 0 | 0 | 0 | 0 | 0 | 0 | 0 | 0 | 0 | 0 | 0 | 0 | 0
2002 | 4 | 8 | 0 | 0 | 0 | 0 | 0 | 0 | 0 | 0 | 0 | 0 | 0 | 0 | 0
2002 | 4 | 9 | 0.27 | 0.27 | 0.22 | 0 | 0.27 | 0.22 | 0 | 0 | 0 | 0 | 0 | 0 | 0
2002 | 4 | 10 | 0 | 0 | 0 | 0 | 0 | 0 | 0 | 0 | 0 | 0 | 0 | 0 | 0
2002 | 4 | 11 | 0 | 0 | 0 | 0 | 0 | 0 | 0 | 0 | 0 | 0 | 0 | 0 | 0
2002 | 4 | 12 | 0 | 0 | 0 | 0 | 0 | 0 | 0 | 0 | 0 | 0 | 0 | 0 | 0
2002 | 4 | 13 | 0.01 | 0.01 | 0 | 0 | 0.01 | 0 | 0 | 0 | 0 | 0 | 0 | 0 | 0
2002 | 4 | 14 | 0 | 0 | 0 | 0 | 0 | 0 | 0 | 0 | 0 | 0 | 0 | 0 | 0
2002 | 4 | 15 | 0.05 | 0.05 | 0 | 0 | 0.05 | 0 | 0 | 0 | 0 | 0 | 0 | 0 | 0
2002 | 4 | 16 | 0 | 0 | 0 | 0 | 0 | 0 | 0 | 0 | 0 | 0 | 0 | 0 | 0
2002 | 4 | 17 | 0 | 0 | 0 | 0 | 0 | 0 | 0 | 0 | 0 | 0 | 0 | 0 | 0
2002 | 4 | 18 | 0.31 | 0.31 | 0.26 | 0 | 0.31 | 0.26 | 0 | 0 | 0 | 0 | 0 | 0 | 0
2002 | 4 | 19 | 0.51 | 0.51 | 0.46 | 0 | 0.51 | 0.46 | 0 | 0 | 0 | 0 | 0 | 0 | 0
2002 | 4 | 20 | 0.03 | 0.03 | 0 | 0 | 0.03 | 0 | 0 | 0 | 0 | 0 | 0 | 0 | 0
2002 | 4 | 21 | 0.24 | 0.24 | 0.19 | 0 | 0.24 | 0.19 | 0 | 0 | 0 | 0 | 0 | 0 | 0
2002 | 4 | 22 | 0.36 | 0.36 | 0.31 | 0 | 0.36 | 0.31 | 0 | 0 | 0 | 0 | 0 | 0 | 0
2002 | 4 | 23 | 0 | 0 | 0 | 0 | 0 | 0 | 0 | 0 | 0 | 0 | 0 | 0 | 0
2002 | 4 | 24 | 0 | 0 | 0 | 0 | 0 | 0 | 0 | 0 | 0 | 0 | 0 | 0 | 0
2002 | 4 | 25 | 0.13 | 0.13 | 0.08 | 0 | 0.13 | 0.08 | 0 | 0 | 0 | 0 | 0 | 0 | 0
2002 | 4 | 26 | 0 | 0 | 0 | 0 | 0 | 0 | 0 | 0 | 0 | 0 | 0 | 0 | 0
2002 | 4 | 27 | 0.19 | 0.19 | 0.14 | 0 | 0.19 | 0.14 | 0 | 0 | 0 | 0 | 0 | 0 | 0
2002 | 4 | 28 | 1.37 | 1 | 0.95 | 0 | 1 | 0.95 | 0 | 0 | 0 | 0 | 0 | 0 | 0
2002 | 4 | 29 | 0 | 0 | 0 | 0 | 0 | 0 | 0 | 0 | 0 | 0 | 0 | 0 | 0
2002 | 4 | 30 | 0 | 0 | 0 | 0 | 0 | 0 | 0 | 0 | 0 | 0 | 0 | 0 | 0
2002 | 5 | 1 | 0 | 0 | 0 | 0 | 0 | 0 | 0 | 0 | 0 | 0 | 0 | 0 | 0
2002 | 5 | 2 | 0.76 | 0.76 | 0.71 | 0 | 0.76 | 0.71 | 0 | 0 | 0 | 0 | 0 | 0 | 0
2002 | 5 | 3 | 0 | 0 | 0 | 0 | 0 | 0 | 0 | 0 | 0 | 0 | 0 | 0 | 0
2002 | 5 | 4 | 0.08 | 0.08 | 0.03 | 0 | 0.08 | 0.03 | 0 | 0 | 0 | 0 | 0 | 0 | 0
2002 | 5 | 5 | 0 | 0 | 0 | 0 | 0 | 0 | 0 | 0 | 0 | 0 | 0 | 0 | 0
2002 | 5 | 6 | 0.02 | 0.02 | 0 | 0 | 0.02 | 0 | 0 | 0 | 0 | 0 | 0 | 0 | 0
2002 | 5 | 7 | 0.03 | 0.03 | 0 | 0 | 0.03 | 0 | 0 | 0 | 0 | 0 | 0 | 0 | 0
2002 | 5 | 8 | 0.02 | 0.02 | 0 | 0 | 0.02 | 0 | 0 | 0 | 0 | 0 | 0 | 0 | 0
2002 | 5 | 9 | 0.05 | 0.05 | 0 | 0 | 0.05 | 0 | 0 | 0 | 0 | 0 | 0 | 0 | 0
2002 | 5 | 10 | 0 | 0 | 0 | 0 | 0 | 0 | 0 | 0 | 0 | 0 | 0 | 0 | 0
2002 | 5 | 11 | 0 | 0 | 0 | 0 | 0 | 0 | 0 | 0 | 0 | 0 | 0 | 0 | 0
2002 | 5 | 12 | 0 | 0 | 0 | 0 | 0 | 0 | 0 | 0 | 0 | 0 | 0 | 0 | 0
2002 | 5 | 13 | 0 | 0 | 0 | 0 | 0 | 0 | 0 | 0 | 0 | 0 | 0 | 0 | 0
2002 | 5 | 14 | 0 | 0 | 0 | 0 | 0 | 0 | 0 | 0 | 0 | 0 | 0 | 0 | 0
2002 | 5 | 15 | 0 | 0 | 0 | 0 | 0 | 0 | 0 | 0 | 0 | 0 | 0 | 0 | 0
2002 | 5 | 16 | 0 | 0 | 0 | 0 | 0 | 0 | 0 | 0 | 0 | 0 | 0 | 0 | 0
2002 | 5 | 17 | 0.29 | 0.29 | 0.24 | 0 | 0.29 | 0.24 | 0 | 0 | 0 | 0 | 0 | 0 | 0
2002 | 5 | 18 | 0.68 | 0.68 | 0.63 | 0 | 0.68 | 0.63 | 0 | 0 | 0 | 0 | 0 | 0 | 0
2002 | 5 | 19 | 0 | 0 | 0 | 0 | 0 | 0 | 0 | 0 | 0 | 0 | 0 | 0 | 0
2002 | 5 | 20 | 0 | 0 | 0 | 0 | 0 | 0 | 0 | 0 | 0 | 0 | 0 | 0 | 0
2002 | 5 | 21 | 0 | 0 | 0 | 0 | 0 | 0 | 0 | 0 | 0 | 0 | 0 | 0 | 0
2002 | 5 | 22 | 0 | 0 | 0 | 0 | 0 | 0 | 0 | 0 | 0 | 0 | 0 | 0 | 0
2002 | 5 | 23 | 0 | 0 | 0 | 0 | 0 | 0 | 0 | 0 | 0 | 0 | 0 | 0 | 0
2002 | 5 | 24 | 0 | 0 | 0 | 0 | 0 | 0 | 0 | 0 | 0 | 0 | 0 | 0 | 0
2002 | 5 | 25 | 0 | 0 | 0 | 0 | 0 | 0 | 0 | 0 | 0 | 0 | 0 | 0 | 0
2002 | 5 | 26 | 0 | 0 | 0 | 0 | 0 | 0 | 0 | 0 | 0 | 0 | 0 | 0 | 0
2002 | 5 | 27 | 0.23 | 0.23 | 0.18 | 0 | 0.23 | 0.18 | 0 | 0 | 0 | 0 | 0 | 0 | 0
2002 | 5 | 28 | 0 | 0 | 0 | 0 | 0 | 0 | 0 | 0 | 0 | 0 | 0 | 0 | 0
2002 | 5 | 29 | 0 | 0 | 0 | 0 | 0 | 0 | 0 | 0 | 0 | 0 | 0 | 0 | 0
2002 | 5 | 30 | 0 | 0 | 0 | 0 | 0 | 0 | 0 | 0 | 0 | 0 | 0 | 0 | 0
2002 | 5 | 31 | 0.01 | 0.01 | 0 | 0 | 0.01 | 0 | 0 | 0 | 0 | 0 | 0 | 0 | 0
2002 | 6 | 1 | 0 | 0 | 0 | 0 | 0 | 0 | 0 | 0 | 0 | 0 | 0 | 0 | 0
2002 | 6 | 2 | 0 | 0 | 0 | 0 | 0 | 0 | 0 | 0 | 0 | 0 | 0 | 0 | 0
2002 | 6 | 3 | 0 | 0 | 0 | 0 | 0 | 0 | 0 | 0 | 0 | 0 | 0 | 0 | 0
2002 | 6 | 4 | 0 | 0 | 0 | 0 | 0 | 0 | 0 | 0 | 0 | 0 | 0 | 0 | 0
2002 | 6 | 5 | 0 | 0 | 0 | 0 | 0 | 0 | 0 | 0 | 0 | 0 | 0 | 0 | 0
2002 | 6 | 6 | 0.38 | 0.38 | 0.33 | 0 | 0.38 | 0.33 | 0 | 0 | 0 | 0 | 0 | 0 | 0
2002 | 6 | 7 | 0 | 0 | 0 | 0 | 0 | 0 | 0 | 0 | 0 | 0 | 0 | 0 | 0
2002 | 6 | 8 | 0 | 0 | 0 | 0 | 0 | 0 | 0 | 0 | 0 | 0 | 0 | 0 | 0
2002 | 6 | 9 | 0 | 0 | 0 | 0 | 0 | 0 | 0 | 0 | 0 | 0 | 0 | 0 | 0
2002 | 6 | 10 | 0 | 0 | 0 | 0 | 0 | 0 | 0 | 0 | 0 | 0 | 0 | 0 | 0
2002 | 6 | 11 | 0 | 0 | 0 | 0 | 0 | 0 | 0 | 0 | 0 | 0 | 0 | 0 | 0
2002 | 6 | 12 | 0 | 0 | 0 | 0 | 0 | 0 | 0 | 0 | 0 | 0 | 0 | 0 | 0
2002 | 6 | 13 | 1.92 | 1 | 0.95 | 0 | 1 | 0.95 | 0 | 0 | 0 | 0 | 0 | 0 | 0
2002 | 6 | 14 | 0.12 | 0.12 | 0.07 | 0 | 0.12 | 0.07 | 0 | 0 | 0 | 0 | 0 | 0 | 0
2002 | 6 | 15 | 0.32 | 0.32 | 0.27 | 0 | 0.32 | 0.27 | 0 | 0 | 0 | 0 | 0 | 0 | 0
2002 | 6 | 16 | 0 | 0 | 0 | 0 | 0 | 0 | 0 | 0 | 0 | 0 | 0 | 0 | 0
2002 | 6 | 17 | 0 | 0 | 0 | 0 | 0 | 0 | 0 | 0 | 0 | 0 | 0 | 0 | 0
2002 | 6 | 18 | 0.35 | 0.35 | 0.3 | 0 | 0.35 | 0.3 | 0 | 0 | 0 | 0 | 0 | 0 | 0
2002 | 6 | 19 | 0.28 | 0.28 | 0.23 | 0 | 0.28 | 0.23 | 0 | 0 | 0 | 0 | 0 | 0 | 0
2002 | 6 | 20 | 0 | 0 | 0 | 0 | 0 | 0 | 0 | 0 | 0 | 0 | 0 | 0 | 0
2002 | 6 | 21 | 0 | 0 | 0 | 0 | 0 | 0 | 0 | 0 | 0 | 0 | 0 | 0 | 0
2002 | 6 | 22 | 0 | 0 | 0 | 0 | 0 | 0 | 0 | 0 | 0 | 0 | 0 | 0 | 0
2002 | 6 | 23 | 0 | 0 | 0 | 0 | 0 | 0 | 0 | 0 | 0 | 0 | 0 | 0 | 0
2002 | 6 | 24 | 0 | 0 | 0 | 0 | 0 | 0 | 0 | 0 | 0 | 0 | 0 | 0 | 0
2002 | 6 | 25 | 0 | 0 | 0 | 0 | 0 | 0 | 0 | 0 | 0 | 0 | 0 | 0 | 0
2002 | 6 | 26 | 0.04 | 0.04 | 0 | 0 | 0.04 | 0 | 0 | 0 | 0 | 0 | 0 | 0 | 0
2002 | 6 | 27 | 0.2 | 0.2 | 0.15 | 0 | 0.2 | 0.15 | 0 | 0 | 0 | 0 | 0 | 0 | 0
2002 | 6 | 28 | 0.2 | 0.2 | 0.15 | 0 | 0.2 | 0.15 | 0 | 0 | 0 | 0 | 0 | 0 | 0
2002 | 6 | 29 | 0 | 0 | 0 | 0 | 0 | 0 | 0 | 0 | 0 | 0 | 0 | 0 | 0
2002 | 6 | 30 | 0 | 0 | 0 | 0 | 0 | 0 | 0 | 0 | 0 | 0 | 0 | 0 | 0
2002 | 7 | 1 | 0 | 0 | 0 | 0 | 0 | 0 | 0 | 0 | 0 | 0 | 0 | 0 | 0
2002 | 7 | 2 | 0 | 0 | 0 | 0 | 0 | 0 | 0 | 0 | 0 | 0 | 0 | 0 | 0
2002 | 7 | 3 | 0 | 0 | 0 | 0 | 0 | 0 | 0 | 0 | 0 | 0 | 0 | 0 | 0
2002 | 7 | 4 | 0 | 0 | 0 | 0 | 0 | 0 | 0 | 0 | 0 | 0 | 0 | 0 | 0
2002 | 7 | 5 | 0 | 0 | 0 | 0 | 0 | 0 | 0 | 0 | 0 | 0 | 0 | 0 | 0
2002 | 7 | 6 | 0 | 0 | 0 | 0 | 0 | 0 | 0 | 0 | 0 | 0 | 0 | 0 | 0
2002 | 7 | 7 | 0 | 0 | 0 | 0 | 0 | 0 | 0 | 0 | 0 | 0 | 0 | 0 | 0
2002 | 7 | 8 | 0 | 0 | 0 | 0 | 0 | 0 | 0 | 0 | 0 | 0 | 0 | 0 | 0
2002 | 7 | 9 | 0.08 | 0.08 | 0.03 | 0 | 0.08 | 0.03 | 0 | 0 | 0 | 0 | 0 | 0 | 0
2002 | 7 | 10 | 0.03 | 0.03 | 0 | 0 | 0.03 | 0 | 0 | 0 | 0 | 0 | 0 | 0 | 0
2002 | 7 | 11 | 0 | 0 | 0 | 0 | 0 | 0 | 0 | 0 | 0 | 0 | 0 | 0 | 0
2002 | 7 | 12 | 0 | 0 | 0 | 0 | 0 | 0 | 0 | 0 | 0 | 0 | 0 | 0 | 0
2002 | 7 | 13 | 0 | 0 | 0 | 0 | 0 | 0 | 0 | 0 | 0 | 0 | 0 | 0 | 0
2002 | 7 | 14 | 1.36 | 1 | 0.95 | 0 | 1 | 0.95 | 0 | 0 | 0 | 0 | 0 | 0 | 0
2002 | 7 | 15 | 0 | 0 | 0 | 0 | 0 | 0 | 0 | 0 | 0 | 0 | 0 | 0 | 0
2002 | 7 | 16 | 0 | 0 | 0 | 0 | 0 | 0 | 0 | 0 | 0 | 0 | 0 | 0 | 0
2002 | 7 | 17 | 0 | 0 | 0 | 0 | 0 | 0 | 0 | 0 | 0 | 0 | 0 | 0 | 0
2002 | 7 | 18 | 0 | 0 | 0 | 0 | 0 | 0 | 0 | 0 | 0 | 0 | 0 | 0 | 0
2002 | 7 | 19 | 0 | 0 | 0 | 0 | 0 | 0 | 0 | 0 | 0 | 0 | 0 | 0 | 0
2002 | 7 | 20 | 0 | 0 | 0 | 0 | 0 | 0 | 0 | 0 | 0 | 0 | 0 | 0 | 0
2002 | 7 | 21 | 0 | 0 | 0 | 0 | 0 | 0 | 0 | 0 | 0 | 0 | 0 | 0 | 0
2002 | 7 | 22 | 0 | 0 | 0 | 0 | 0 | 0 | 0 | 0 | 0 | 0 | 0 | 0 | 0
2002 | 7 | 23 | 0 | 0 | 0 | 0 | 0 | 0 | 0 | 0 | 0 | 0 | 0 | 0 | 0
2002 | 7 | 24 | 0 | 0 | 0 | 0 | 0 | 0 | 0 | 0 | 0 | 0 | 0 | 0 | 0
2002 | 7 | 25 | 0.01 | 0.01 | 0 | 0 | 0.01 | 0 | 0 | 0 | 0 | 0 | 0 | 0 | 0
2002 | 7 | 26 | 0.69 | 0.69 | 0.64 | 0 | 0.69 | 0.64 | 0 | 0 | 0 | 0 | 0 | 0 | 0
2002 | 7 | 27 | 0.03 | 0.03 | 0 | 0 | 0.03 | 0 | 0 | 0 | 0 | 0 | 0 | 0 | 0
2002 | 7 | 28 | 0 | 0 | 0 | 0 | 0 | 0 | 0 | 0 | 0 | 0 | 0 | 0 | 0
2002 | 7 | 29 | 0 | 0 | 0 | 0 | 0 | 0 | 0 | 0 | 0 | 0 | 0 | 0 | 0
2002 | 7 | 30 | 0 | 0 | 0 | 0 | 0 | 0 | 0 | 0 | 0 | 0 | 0 | 0 | 0
2002 | 7 | 31 | 0 | 0 | 0 | 0 | 0 | 0 | 0 | 0 | 0 | 0 | 0 | 0 | 0
2002 | 8 | 1 | 0 | 0 | 0 | 0 | 0 | 0 | 0 | 0 | 0 | 0 | 0 | 0 | 0
2002 | 8 | 2 | 0 | 0 | 0 | 0 | 0 | 0 | 0 | 0 | 0 | 0 | 0 | 0 | 0
2002 | 8 | 3 | 0 | 0 | 0 | 0 | 0 | 0 | 0 | 0 | 0 | 0 | 0 | 0 | 0
2002 | 8 | 4 | 0 | 0 | 0 | 0 | 0 | 0 | 0 | 0 | 0 | 0 | 0 | 0 | 0
2002 | 8 | 5 | 0.08 | 0.08 | 0.03 | 0 | 0.08 | 0.03 | 0 | 0 | 0 | 0 | 0 | 0 | 0
2002 | 8 | 6 | 0.01 | 0.01 | 0 | 0 | 0.01 | 0 | 0 | 0 | 0 | 0 | 0 | 0 | 0
2002 | 8 | 7 | 0 | 0 | 0 | 0 | 0 | 0 | 0 | 0 | 0 | 0 | 0 | 0 | 0
2002 | 8 | 8 | 0 | 0 | 0 | 0 | 0 | 0 | 0 | 0 | 0 | 0 | 0 | 0 | 0
2002 | 8 | 9 | 0 | 0 | 0 | 0 | 0 | 0 | 0 | 0 | 0 | 0 | 0 | 0 | 0
2002 | 8 | 10 | 0 | 0 | 0 | 0 | 0 | 0 | 0 | 0 | 0 | 0 | 0 | 0 | 0
2002 | 8 | 11 | 0 | 0 | 0 | 0 | 0 | 0 | 0 | 0 | 0 | 0 | 0 | 0 | 0
2002 | 8 | 12 | 0 | 0 | 0 | 0 | 0 | 0 | 0 | 0 | 0 | 0 | 0 | 0 | 0
2002 | 8 | 13 | 0 | 0 | 0 | 0 | 0 | 0 | 0 | 0 | 0 | 0 | 0 | 0 | 0
2002 | 8 | 14 | 0 | 0 | 0 | 0 | 0 | 0 | 0 | 0 | 0 | 0 | 0 | 0 | 0
2002 | 8 | 15 | 0 | 0 | 0 | 0 | 0 | 0 | 0 | 0 | 0 | 0 | 0 | 0 | 0
2002 | 8 | 16 | 0 | 0 | 0 | 0 | 0 | 0 | 0 | 0 | 0 | 0 | 0 | 0 | 0
2002 | 8 | 17 | 0 | 0 | 0 | 0 | 0 | 0 | 0 | 0 | 0 | 0 | 0 | 0 | 0
2002 | 8 | 18 | 0 | 0 | 0 | 0 | 0 | 0 | 0 | 0 | 0 | 0 | 0 | 0 | 0
2002 | 8 | 19 | 0 | 0 | 0 | 0 | 0 | 0 | 0 | 0 | 0 | 0 | 0 | 0 | 0
2002 | 8 | 20 | 0 | 0 | 0 | 0 | 0 | 0 | 0 | 0 | 0 | 0 | 0 | 0 | 0
2002 | 8 | 21 | 0 | 0 | 0 | 0 | 0 | 0 | 0 | 0 | 0 | 0 | 0 | 0 | 0
2002 | 8 | 22 | 0 | 0 | 0 | 0 | 0 | 0 | 0 | 0 | 0 | 0 | 0 | 0 | 0
2002 | 8 | 23 | 0 | 0 | 0 | 0 | 0 | 0 | 0 | 0 | 0 | 0 | 0 | 0 | 0
2002 | 8 | 24 | 0.07 | 0.07 | 0.02 | 0 | 0.07 | 0.02 | 0 | 0 | 0 | 0 | 0 | 0 | 0
2002 | 8 | 25 | 0 | 0 | 0 | 0 | 0 | 0 | 0 | 0 | 0 | 0 | 0 | 0 | 0
2002 | 8 | 26 | 0 | 0 | 0 | 0 | 0 | 0 | 0 | 0 | 0 | 0 | 0 | 0 | 0
2002 | 8 | 27 | 0 | 0 | 0 | 0 | 0 | 0 | 0 | 0 | 0 | 0 | 0 | 0 | 0
2002 | 8 | 28 | 1.36 | 1 | 0.95 | 0 | 1 | 0.95 | 0 | 0 | 0 | 0 | 0 | 0 | 0
2002 | 8 | 29 | 0.1 | 0.1 | 0.05 | 0 | 0.1 | 0.05 | 0 | 0 | 0 | 0 | 0 | 0 | 0
2002 | 8 | 30 | 0 | 0 | 0 | 0 | 0 | 0 | 0 | 0 | 0 | 0 | 0 | 0 | 0
2002 | 8 | 31 | 0.01 | 0.01 | 0 | 0 | 0.01 | 0 | 0 | 0 | 0 | 0 | 0 | 0 | 0
2002 | 9 | 1 | 0.85 | 0.85 | 0.8 | 0 | 0.85 | 0.8 | 0 | 0 | 0 | 0 | 0 | 0 | 0
2002 | 9 | 2 | 0 | 0 | 0 | 0 | 0 | 0 | 0 | 0 | 0 | 0 | 0 | 0 | 0
2002 | 9 | 3 | 0 | 0 | 0 | 0 | 0 | 0 | 0 | 0 | 0 | 0 | 0 | 0 | 0
2002 | 9 | 4 | 0 | 0 | 0 | 0 | 0 | 0 | 0 | 0 | 0 | 0 | 0 | 0 | 0
2002 | 9 | 5 | 0 | 0 | 0 | 0 | 0 | 0 | 0 | 0 | 0 | 0 | 0 | 0 | 0
2002 | 9 | 6 | 0 | 0 | 0 | 0 | 0 | 0 | 0 | 0 | 0 | 0 | 0 | 0 | 0
2002 | 9 | 7 | 0 | 0 | 0 | 0 | 0 | 0 | 0 | 0 | 0 | 0 | 0 | 0 | 0
2002 | 9 | 8 | 0 | 0 | 0 | 0 | 0 | 0 | 0 | 0 | 0 | 0 | 0 | 0 | 0
2002 | 9 | 9 | 0 | 0 | 0 | 0 | 0 | 0 | 0 | 0 | 0 | 0 | 0 | 0 | 0
2002 | 9 | 10 | 0 | 0 | 0 | 0 | 0 | 0 | 0 | 0 | 0 | 0 | 0 | 0 | 0
2002 | 9 | 11 | 0 | 0 | 0 | 0 | 0 | 0 | 0 | 0 | 0 | 0 | 0 | 0 | 0
2002 | 9 | 12 | 0 | 0 | 0 | 0 | 0 | 0 | 0 | 0 | 0 | 0 | 0 | 0 | 0
2002 | 9 | 13 | 0 | 0 | 0 | 0 | 0 | 0 | 0 | 0 | 0 | 0 | 0 | 0 | 0
2002 | 9 | 14 | 0.16 | 0.16 | 0.11 | 0 | 0.16 | 0.11 | 0 | 0 | 0 | 0 | 0 | 0 | 0
2002 | 9 | 15 | 0.17 | 0.17 | 0.12 | 0 | 0.17 | 0.12 | 0 | 0 | 0 | 0 | 0 | 0 | 0
2002 | 9 | 16 | 0.01 | 0.01 | 0 | 0 | 0.01 | 0 | 0 | 0 | 0 | 0 | 0 | 0 | 0
2002 | 9 | 17 | 0 | 0 | 0 | 0 | 0 | 0 | 0 | 0 | 0 | 0 | 0 | 0 | 0
2002 | 9 | 18 | 0 | 0 | 0 | 0 | 0 | 0 | 0 | 0 | 0 | 0 | 0 | 0 | 0
2002 | 9 | 19 | 0 | 0 | 0 | 0 | 0 | 0 | 0 | 0 | 0 | 0 | 0 | 0 | 0
2002 | 9 | 20 | 0 | 0 | 0 | 0 | 0 | 0 | 0 | 0 | 0 | 0 | 0 | 0 | 0
2002 | 9 | 21 | 0 | 0 | 0 | 0 | 0 | 0 | 0 | 0 | 0 | 0 | 0 | 0 | 0
2002 | 9 | 22 | 0.02 | 0.02 | 0 | 0 | 0.02 | 0 | 0 | 0 | 0 | 0 | 0 | 0 | 0
2002 | 9 | 23 | 0.02 | 0.02 | 0 | 0 | 0.02 | 0 | 0 | 0 | 0 | 0 | 0 | 0 | 0
2002 | 9 | 24 | 0 | 0 | 0 | 0 | 0 | 0 | 0 | 0 | 0 | 0 | 0 | 0 | 0
2002 | 9 | 25 | 0 | 0 | 0 | 0 | 0 | 0 | 0 | 0 | 0 | 0 | 0 | 0 | 0
2002 | 9 | 26 | 0.73 | 0.73 | 0.68 | 0 | 0.73 | 0.68 | 0 | 0 | 0 | 0 | 0 | 0 | 0
2002 | 9 | 27 | 0.13 | 0.13 | 0.08 | 0 | 0.13 | 0.08 | 0 | 0 | 0 | 0 | 0 | 0 | 0
2002 | 9 | 28 | 0.01 | 0.01 | 0 | 0 | 0.01 | 0 | 0 | 0 | 0 | 0 | 0 | 0 | 0
2002 | 9 | 29 | 0 | 0 | 0 | 0 | 0 | 0 | 0 | 0 | 0 | 0 | 0 | 0 | 0
2002 | 9 | 30 | 0 | 0 | 0 | 0 | 0 | 0 | 0 | 0 | 0 | 0 | 0 | 0 | 0
2002 | 10 | 1 | 0 | 0 | 0 | 0 | 0 | 0 | 0 | 0 | 0 | 0 | 0 | 0 | 0
2002 | 10 | 2 | 0 | 0 | 0 | 0 | 0 | 0 | 0 | 0 | 0 | 0 | 0 | 0 | 0
2002 | 10 | 3 | 0 | 0 | 0 | 0 | 0 | 0 | 0 | 0 | 0 | 0 | 0 | 0 | 0
2002 | 10 | 4 | 0 | 0 | 0 | 0 | 0 | 0 | 0 | 0 | 0 | 0 | 0 | 0 | 0
2002 | 10 | 5 | 0 | 0 | 0 | 0 | 0 | 0 | 0 | 0 | 0 | 0 | 0 | 0 | 0
2002 | 10 | 6 | 0 | 0 | 0 | 0 | 0 | 0 | 0 | 0 | 0 | 0 | 0 | 0 | 0
2002 | 10 | 7 | 0 | 0 | 0 | 0 | 0 | 0 | 0 | 0 | 0 | 0 | 0 | 0 | 0
2002 | 10 | 8 | 0 | 0 | 0 | 0 | 0 | 0 | 0 | 0 | 0 | 0 | 0 | 0 | 0
2002 | 10 | 9 | 0 | 0 | 0 | 0 | 0 | 0 | 0 | 0 | 0 | 0 | 0 | 0 | 0
2002 | 10 | 10 | 0.58 | 0.58 | 0.53 | 0 | 0.58 | 0.53 | 0 | 0 | 0 | 0 | 0 | 0 | 0
2002 | 10 | 11 | 0.78 | 0.78 | 0.73 | 0 | 0.78 | 0.73 | 0 | 0 | 0 | 0 | 0 | 0 | 0
2002 | 10 | 12 | 0.01 | 0.01 | 0 | 0 | 0.01 | 0 | 0 | 0 | 0 | 0 | 0 | 0 | 0
2002 | 10 | 13 | 0.01 | 0.01 | 0 | 0 | 0.01 | 0 | 0 | 0 | 0 | 0 | 0 | 0 | 0
2002 | 10 | 14 | 0 | 0 | 0 | 0 | 0 | 0 | 0 | 0 | 0 | 0 | 0 | 0 | 0
2002 | 10 | 15 | 0.09 | 0.09 | 0.04 | 0 | 0.09 | 0.04 | 0 | 0 | 0 | 0 | 0 | 0 | 0
2002 | 10 | 16 | 1.38 | 1 | 0.95 | 0 | 1 | 0.95 | 0 | 0 | 0 | 0 | 0 | 0 | 0
2002 | 10 | 17 | 0.01 | 0.01 | 0 | 0 | 0.01 | 0 | 0 | 0 | 0 | 0 | 0 | 0 | 0
2002 | 10 | 18 | 0 | 0 | 0 | 0 | 0 | 0 | 0 | 0 | 0 | 0 | 0 | 0 | 0
2002 | 10 | 19 | 0 | 0 | 0 | 0 | 0 | 0 | 0 | 0 | 0 | 0 | 0 | 0 | 0
2002 | 10 | 20 | 0 | 0 | 0 | 0 | 0 | 0 | 0 | 0 | 0 | 0 | 0 | 0 | 0
2002 | 10 | 21 | 0 | 0 | 0 | 0 | 0 | 0 | 0 | 0 | 0 | 0 | 0 | 0 | 0
2002 | 10 | 22 | 0 | 0 | 0 | 0 | 0 | 0 | 0 | 0 | 0 | 0 | 0 | 0 | 0
2002 | 10 | 23 | 0 | 0 | 0 | 0 | 0 | 0 | 0 | 0 | 0 | 0 | 0 | 0 | 0
2002 | 10 | 24 | 0 | 0 | 0 | 0 | 0 | 0 | 0 | 0 | 0 | 0 | 0 | 0 | 0
2002 | 10 | 25 | 0.6 | 0.6 | 0.55 | 0 | 0.6 | 0.55 | 0 | 0 | 0 | 0 | 0 | 0 | 0
2002 | 10 | 26 | 0.32 | 0.32 | 0.27 | 0 | 0.32 | 0.27 | 0 | 0 | 0 | 0 | 0 | 0 | 0
2002 | 10 | 27 | 0 | 0 | 0 | 0 | 0 | 0 | 0 | 0 | 0 | 0 | 0 | 0 | 0
2002 | 10 | 28 | 0.07 | 0.07 | 0.02 | 0 | 0.07 | 0.02 | 0 | 0 | 0 | 0 | 0 | 0 | 0
2002 | 10 | 29 | 0.79 | 0.79 | 0.74 | 0 | 0.79 | 0.74 | 0 | 0 | 0 | 0 | 0 | 0 | 0
2002 | 10 | 30 | 0.35 | 0.35 | 0.3 | 0 | 0.35 | 0.3 | 0 | 0 | 0 | 0 | 0 | 0 | 0
2002 | 10 | 31 | 0.01 | 0.01 | 0 | 0 | 0.01 | 0 | 0 | 0 | 0 | 0 | 0 | 0 | 0
2002 | 11 | 1 | 0 | 0 | 0 | 0 | 0 | 0 | 0 | 0 | 0 | 0 | 0 | 0 | 0
2002 | 11 | 2 | 0 | 0 | 0 | 0 | 0 | 0 | 0 | 0 | 0 | 0 | 0 | 0 | 0
2002 | 11 | 3 | 0 | 0 | 0 | 0 | 0 | 0 | 0 | 0 | 0 | 0 | 0 | 0 | 0
2002 | 11 | 4 | 0 | 0 | 0 | 0 | 0 | 0 | 0 | 0 | 0 | 0 | 0 | 0 | 0
2002 | 11 | 5 | 0.69 | 0.69 | 0.64 | 0 | 0.69 | 0.64 | 0 | 0 | 0 | 0 | 0 | 0 | 0
2002 | 11 | 6 | 0.13 | 0.13 | 0.08 | 0 | 0.13 | 0.08 | 0 | 0 | 0 | 0 | 0 | 0 | 0
2002 | 11 | 7 | 0 | 0 | 0 | 0 | 0 | 0 | 0 | 0 | 0 | 0 | 0 | 0 | 0
2002 | 11 | 8 | 0 | 0 | 0 | 0 | 0 | 0 | 0 | 0 | 0 | 0 | 0 | 0 | 0
2002 | 11 | 9 | 0 | 0 | 0 | 0 | 0 | 0 | 0 | 0 | 0 | 0 | 0 | 0 | 0
2002 | 11 | 10 | 0 | 0 | 0 | 0 | 0 | 0 | 0 | 0 | 0 | 0 | 0 | 0 | 0
2002 | 11 | 11 | 0.6 | 0.6 | 0.55 | 0 | 0.6 | 0.55 | 0 | 0 | 0 | 0 | 0 | 0 | 0
2002 | 11 | 12 | 0.67 | 0.67 | 0.62 | 0 | 0.67 | 0.62 | 0 | 0 | 0 | 0 | 0 | 0 | 0
2002 | 11 | 13 | 0 | 0 | 0 | 0 | 0 | 0 | 0 | 0 | 0 | 0 | 0 | 0 | 0
2002 | 11 | 14 | 0 | 0 | 0 | 0 | 0 | 0 | 0 | 0 | 0 | 0 | 0 | 0 | 0
2002 | 11 | 15 | 0 | 0 | 0 | 0 | 0 | 0 | 0 | 0 | 0 | 0 | 0 | 0 | 0
2002 | 11 | 16 | 1.64 | 1 | 0.95 | 0 | 1 | 0.95 | 0 | 0 | 0 | 0 | 0 | 0 | 0
2002 | 11 | 17 | 0.53 | 0.53 | 0.48 | 0 | 0.53 | 0.48 | 0 | 0 | 0 | 0 | 0 | 0 | 0
2002 | 11 | 18 | 0 | 0 | 0 | 0 | 0 | 0 | 0 | 0 | 0 | 0 | 0 | 0 | 0
2002 | 11 | 19 | 0 | 0 | 0 | 0 | 0 | 0 | 0 | 0 | 0 | 0 | 0 | 0 | 0
2002 | 11 | 20 | 0 | 0 | 0 | 0 | 0 | 0 | 0 | 0 | 0 | 0 | 0 | 0 | 0
2002 | 11 | 21 | 0.01 | 0.01 | 0 | 0 | 0.01 | 0 | 0 | 0 | 0 | 0 | 0 | 0 | 0
2002 | 11 | 22 | 0 | 0 | 0 | 0 | 0 | 0 | 0 | 0 | 0 | 0 | 0 | 0 | 0
2002 | 11 | 23 | 0 | 0 | 0 | 0 | 0 | 0 | 0 | 0 | 0 | 0 | 0 | 0 | 0
2002 | 11 | 24 | 0 | 0 | 0 | 0 | 0 | 0 | 0 | 0 | 0 | 0 | 0 | 0 | 0
2002 | 11 | 25 | 0 | 0 | 0 | 0 | 0 | 0 | 0 | 0 | 0 | 0 | 0 | 0 | 0
2002 | 11 | 26 | 0.01 | 0.01 | 0 | 0 | 0.01 | 0 | 0 | 0 | 0 | 0 | 0 | 0 | 0
2002 | 11 | 27 | 0.01 | 0.01 | 0 | 0 | 0.01 | 0 | 0 | 0 | 0 | 0 | 0 | 0 | 0
2002 | 11 | 28 | 0 | 0 | 0 | 0 | 0 | 0 | 0 | 0 | 0 | 0 | 0 | 0 | 0
2002 | 11 | 29 | 0 | 0 | 0 | 0 | 0 | 0 | 0 | 0 | 0 | 0 | 0 | 0 | 0
2002 | 11 | 30 | 0.05 | 0.05 | 0 | 0 | 0.05 | 0 | 0 | 0 | 0 | 0 | 0 | 0 | 0
2002 | 12 | 1 | 0 | 0 | 0 | 0 | 0 | 0 | 0 | 0 | 0 | 0 | 0 | 0 | 0
2002 | 12 | 2 | 0 | 0 | 0 | 0 | 0 | 0 | 0 | 0 | 0 | 0 | 0 | 0 | 0
2002 | 12 | 3 | 0 | 0 | 0 | 0 | 0 | 0 | 0 | 0 | 0 | 0 | 0 | 0 | 0
2002 | 12 | 4 | 0 | 0 | 0 | 0 | 0 | 0 | 0 | 0 | 0 | 0 | 0 | 0 | 0
2002 | 12 | 5 | 0.59 | 0.59 | 0.54 | 0 | 0.59 | 0.54 | 0 | 0 | 0 | 0 | 0 | 0 | 0
2002 | 12 | 6 | 0 | 0 | 0 | 0 | 0 | 0 | 0 | 0 | 0 | 0 | 0 | 0 | 0
2002 | 12 | 7 | 0 | 0 | 0 | 0 | 0 | 0 | 0 | 0 | 0 | 0 | 0 | 0 | 0
2002 | 12 | 8 | 0 | 0 | 0 | 0 | 0 | 0 | 0 | 0 | 0 | 0 | 0 | 0 | 0
2002 | 12 | 9 | 0 | 0 | 0 | 0 | 0 | 0 | 0 | 0 | 0 | 0 | 0 | 0 | 0
2002 | 12 | 10 | 0 | 0 | 0 | 0 | 0 | 0 | 0 | 0 | 0 | 0 | 0 | 0 | 0
2002 | 12 | 11 | 1.36 | 1 | 0.95 | 0 | 1 | 0.95 | 0 | 0 | 0 | 0 | 0 | 0 | 0
2002 | 12 | 12 | 0 | 0 | 0 | 0 | 0 | 0 | 0 | 0 | 0 | 0 | 0 | 0 | 0
2002 | 12 | 13 | 0.53 | 0.53 | 0.48 | 0 | 0.53 | 0.48 | 0 | 0 | 0 | 0 | 0 | 0 | 0
2002 | 12 | 14 | 0.05 | 0.05 | 0 | 0 | 0.05 | 0 | 0 | 0 | 0 | 0 | 0 | 0 | 0
2002 | 12 | 15 | 0 | 0 | 0 | 0 | 0 | 0 | 0 | 0 | 0 | 0 | 0 | 0 | 0
2002 | 12 | 16 | 0 | 0 | 0 | 0 | 0 | 0 | 0 | 0 | 0 | 0 | 0 | 0 | 0
2002 | 12 | 17 | 0 | 0 | 0 | 0 | 0 | 0 | 0 | 0 | 0 | 0 | 0 | 0 | 0
2002 | 12 | 18 | 0 | 0 | 0 | 0 | 0 | 0 | 0 | 0 | 0 | 0 | 0 | 0 | 0
2002 | 12 | 19 | 0.03 | 0.03 | 0 | 0 | 0.03 | 0 | 0 | 0 | 0 | 0 | 0 | 0 | 0
2002 | 12 | 20 | 0.97 | 0.97 | 0.92 | 0 | 0.97 | 0.92 | 0 | 0 | 0 | 0 | 0 | 0 | 0
2002 | 12 | 21 | 0 | 0 | 0 | 0 | 0 | 0 | 0 | 0 | 0 | 0 | 0 | 0 | 0
2002 | 12 | 22 | 0 | 0 | 0 | 0 | 0 | 0 | 0 | 0 | 0 | 0 | 0 | 0 | 0
2002 | 12 | 23 | 0 | 0 | 0 | 0 | 0 | 0 | 0 | 0 | 0 | 0 | 0 | 0 | 0
2002 | 12 | 24 | 0.2 | 0.2 | 0.15 | 0 | 0.2 | 0.15 | 0 | 0 | 0 | 0 | 0 | 0 | 0
2002 | 12 | 25 | 0.72 | 0.72 | 0.67 | 0 | 0.72 | 0.67 | 0 | 0 | 0 | 0 | 0 | 0 | 0
2002 | 12 | 26 | 0 | 0 | 0 | 0 | 0 | 0 | 0 | 0 | 0 | 0 | 0 | 0 | 0
2002 | 12 | 27 | 0 | 0 | 0 | 0 | 0 | 0 | 0 | 0 | 0 | 0 | 0 | 0 | 0
2002 | 12 | 28 | 0 | 0 | 0 | 0 | 0 | 0 | 0 | 0 | 0 | 0 | 0 | 0 | 0
2002 | 12 | 29 | 0 | 0 | 0 | 0 | 0 | 0 | 0 | 0 | 0 | 0 | 0 | 0 | 0
2002 | 12 | 30 | 0 | 0 | 0 | 0 | 0 | 0 | 0 | 0 | 0 | 0 | 0 | 0 | 0
2002 | 12 | 31 | 0 | 0 | 0 | 0 | 0 | 0 | 0 | 0 | 0 | 0 | 0 | 0 | 0
2003 | 1 | 1 | 1.52 | 1 | 0.95 | 0 | 1 | 0.95 | 0 | 0 | 0 | 0 | 0 | 0 | 0
2003 | 1 | 2 | 0.05 | 0.05 | 0 | 0 | 0.05 | 0 | 0 | 0 | 0 | 0 | 0 | 0 | 0
2003 | 1 | 3 | 0.39 | 0.39 | 0.34 | 0 | 0.39 | 0.34 | 0 | 0 | 0 | 0 | 0 | 0 | 0
2003 | 1 | 4 | 0 | 0 | 0 | 0 | 0 | 0 | 0 | 0 | 0 | 0 | 0 | 0 | 0
2003 | 1 | 5 | 0.2 | 0.2 | 0.15 | 0 | 0.2 | 0.15 | 0 | 0 | 0 | 0 | 0 | 0 | 0
2003 | 1 | 6 | 0.01 | 0.01 | 0 | 0 | 0.01 | 0 | 0 | 0 | 0 | 0 | 0 | 0 | 0
2003 | 1 | 7 | 0 | 0 | 0 | 0 | 0 | 0 | 0 | 0 | 0 | 0 | 0 | 0 | 0
2003 | 1 | 8 | 0 | 0 | 0 | 0 | 0 | 0 | 0 | 0 | 0 | 0 | 0 | 0 | 0
2003 | 1 | 9 | 0 | 0 | 0 | 0 | 0 | 0 | 0 | 0 | 0 | 0 | 0 | 0 | 0
2003 | 1 | 10 | 0 | 0 | 0 | 0 | 0 | 0 | 0 | 0 | 0 | 0 | 0 | 0 | 0
2003 | 1 | 11 | 0 | 0 | 0 | 0 | 0 | 0 | 0 | 0 | 0 | 0 | 0 | 0 | 0
2003 | 1 | 12 | 0 | 0 | 0 | 0 | 0 | 0 | 0 | 0 | 0 | 0 | 0 | 0 | 0
2003 | 1 | 13 | 0 | 0 | 0 | 0 | 0 | 0 | 0 | 0 | 0 | 0 | 0 | 0 | 0
2003 | 1 | 14 | 0 | 0 | 0 | 0 | 0 | 0 | 0 | 0 | 0 | 0 | 0 | 0 | 0
2003 | 1 | 15 | 0 | 0 | 0 | 0 | 0 | 0 | 0 | 0 | 0 | 0 | 0 | 0 | 0
2003 | 1 | 16 | 0.03 | 0.03 | 0 | 0 | 0.03 | 0 | 0 | 0 | 0 | 0 | 0 | 0 | 0
2003 | 1 | 17 | 0 | 0 | 0 | 0 | 0 | 0 | 0 | 0 | 0 | 0 | 0 | 0 | 0
2003 | 1 | 18 | 0 | 0 | 0 | 0 | 0 | 0 | 0 | 0 | 0 | 0 | 0 | 0 | 0
2003 | 1 | 19 | 0 | 0 | 0 | 0 | 0 | 0 | 0 | 0 | 0 | 0 | 0 | 0 | 0
2003 | 1 | 20 | 0 | 0 | 0 | 0 | 0 | 0 | 0 | 0 | 0 | 0 | 0 | 0 | 0
2003 | 1 | 21 | 0.02 | 0.02 | 0 | 0 | 0.02 | 0 | 0 | 0 | 0 | 0 | 0 | 0 | 0
2003 | 1 | 22 | 0 | 0 | 0 | 0 | 0 | 0 | 0 | 0 | 0 | 0 | 0 | 0 | 0
2003 | 1 | 23 | 0 | 0 | 0 | 0 | 0 | 0 | 0 | 0 | 0 | 0 | 0 | 0 | 0
2003 | 1 | 24 | 0 | 0 | 0 | 0 | 0 | 0 | 0 | 0 | 0 | 0 | 0 | 0 | 0
2003 | 1 | 25 | 0 | 0 | 0 | 0 | 0 | 0 | 0 | 0 | 0 | 0 | 0 | 0 | 0
2003 | 1 | 26 | 0 | 0 | 0 | 0 | 0 | 0 | 0 | 0 | 0 | 0 | 0 | 0 | 0
2003 | 1 | 27 | 0 | 0 | 0 | 0 | 0 | 0 | 0 | 0 | 0 | 0 | 0 | 0 | 0
2003 | 1 | 28 | 0 | 0 | 0 | 0 | 0 | 0 | 0 | 0 | 0 | 0 | 0 | 0 | 0
2003 | 1 | 29 | 0.08 | 0.08 | 0.03 | 0 | 0.08 | 0.03 | 0 | 0 | 0 | 0 | 0 | 0 | 0
2003 | 1 | 30 | 0 | 0 | 0 | 0 | 0 | 0 | 0 | 0 | 0 | 0 | 0 | 0 | 0
2003 | 1 | 31 | 0.11 | 0.11 | 0.06 | 0 | 0.11 | 0.06 | 0 | 0 | 0 | 0 | 0 | 0 | 0
2003 | 2 | 1 | 0.07 | 0.07 | 0.02 | 0 | 0.07 | 0.02 | 0 | 0 | 0 | 0 | 0 | 0 | 0
2003 | 2 | 2 | 0 | 0 | 0 | 0 | 0 | 0 | 0 | 0 | 0 | 0 | 0 | 0 | 0
2003 | 2 | 3 | 0 | 0 | 0 | 0 | 0 | 0 | 0 | 0 | 0 | 0 | 0 | 0 | 0
2003 | 2 | 4 | 0.21 | 0.21 | 0.16 | 0 | 0.21 | 0.16 | 0 | 0 | 0 | 0 | 0 | 0 | 0
2003 | 2 | 5 | 0 | 0 | 0 | 0 | 0 | 0 | 0 | 0 | 0 | 0 | 0 | 0 | 0
2003 | 2 | 6 | 0.24 | 0.24 | 0.19 | 0 | 0.24 | 0.19 | 0 | 0 | 0 | 0 | 0 | 0 | 0
2003 | 2 | 7 | 0.33 | 0.33 | 0.28 | 0 | 0.33 | 0.28 | 0 | 0 | 0 | 0 | 0 | 0 | 0
2003 | 2 | 8 | 0 | 0 | 0 | 0 | 0 | 0 | 0 | 0 | 0 | 0 | 0 | 0 | 0
2003 | 2 | 9 | 0 | 0 | 0 | 0 | 0 | 0 | 0 | 0 | 0 | 0 | 0 | 0 | 0
2003 | 2 | 10 | 0.04 | 0.04 | 0 | 0 | 0.04 | 0 | 0 | 0 | 0 | 0 | 0 | 0 | 0
2003 | 2 | 11 | 0 | 0 | 0 | 0 | 0 | 0 | 0 | 0 | 0 | 0 | 0 | 0 | 0
2003 | 2 | 12 | 0 | 0 | 0 | 0 | 0 | 0 | 0 | 0 | 0 | 0 | 0 | 0 | 0
2003 | 2 | 13 | 0 | 0 | 0 | 0 | 0 | 0 | 0 | 0 | 0 | 0 | 0 | 0 | 0
2003 | 2 | 14 | 0.02 | 0.02 | 0 | 0 | 0.02 | 0 | 0 | 0 | 0 | 0 | 0 | 0 | 0
2003 | 2 | 15 | 0.32 | 0.32 | 0.27 | 0 | 0.32 | 0.27 | 0 | 0 | 0 | 0 | 0 | 0 | 0
2003 | 2 | 16 | 0.84 | 0.84 | 0.79 | 0 | 0.84 | 0.79 | 0 | 0 | 0 | 0 | 0 | 0 | 0
2003 | 2 | 17 | 0.39 | 0.39 | 0.34 | 0 | 0.39 | 0.34 | 0 | 0 | 0 | 0 | 0 | 0 | 0
2003 | 2 | 18 | 0.03 | 0.03 | 0 | 0 | 0.03 | 0 | 0 | 0 | 0 | 0 | 0 | 0 | 0
2003 | 2 | 19 | 0 | 0 | 0 | 0 | 0 | 0 | 0 | 0 | 0 | 0 | 0 | 0 | 0
2003 | 2 | 20 | 0 | 0 | 0 | 0 | 0 | 0 | 0 | 0 | 0 | 0 | 0 | 0 | 0
2003 | 2 | 21 | 0.34 | 0.34 | 0.29 | 0 | 0.34 | 0.29 | 0 | 0 | 0 | 0 | 0 | 0 | 0
2003 | 2 | 22 | 2.27 | 1 | 0.95 | 0 | 1 | 0.95 | 0 | 0 | 0 | 0 | 0 | 0 | 0
2003 | 2 | 23 | 0.13 | 0.13 | 0.08 | 0 | 0.13 | 0.08 | 0 | 0 | 0 | 0 | 0 | 0 | 0
2003 | 2 | 24 | 0 | 0 | 0 | 0 | 0 | 0 | 0 | 0 | 0 | 0 | 0 | 0 | 0
2003 | 2 | 25 | 0 | 0 | 0 | 0 | 0 | 0 | 0 | 0 | 0 | 0 | 0 | 0 | 0
2003 | 2 | 26 | 0.12 | 0.12 | 0.07 | 0 | 0.12 | 0.07 | 0 | 0 | 0 | 0 | 0 | 0 | 0
2003 | 2 | 27 | 0.28 | 0.28 | 0.23 | 0 | 0.28 | 0.23 | 0 | 0 | 0 | 0 | 0 | 0 | 0
2003 | 2 | 28 | 0.05 | 0.05 | 0 | 0 | 0.05 | 0 | 0 | 0 | 0 | 0 | 0 | 0 | 0
2003 | 3 | 1 | 0.01 | 0.01 | 0 | 0 | 0.01 | 0 | 0 | 0 | 0 | 0 | 0 | 0 | 0
2003 | 3 | 2 | 0.41 | 0.41 | 0.36 | 0 | 0.41 | 0.36 | 0 | 0 | 0 | 0 | 0 | 0 | 0
2003 | 3 | 3 | 0 | 0 | 0 | 0 | 0 | 0 | 0 | 0 | 0 | 0 | 0 | 0 | 0
2003 | 3 | 4 | 0 | 0 | 0 | 0 | 0 | 0 | 0 | 0 | 0 | 0 | 0 | 0 | 0
2003 | 3 | 5 | 0.07 | 0.07 | 0.02 | 0 | 0.07 | 0.02 | 0 | 0 | 0 | 0 | 0 | 0 | 0
2003 | 3 | 6 | 0.22 | 0.22 | 0.17 | 0 | 0.22 | 0.17 | 0 | 0 | 0 | 0 | 0 | 0 | 0
2003 | 3 | 7 | 0 | 0 | 0 | 0 | 0 | 0 | 0 | 0 | 0 | 0 | 0 | 0 | 0
2003 | 3 | 8 | 0 | 0 | 0 | 0 | 0 | 0 | 0 | 0 | 0 | 0 | 0 | 0 | 0
2003 | 3 | 9 | 0 | 0 | 0 | 0 | 0 | 0 | 0 | 0 | 0 | 0 | 0 | 0 | 0
2003 | 3 | 10 | 0 | 0 | 0 | 0 | 0 | 0 | 0 | 0 | 0 | 0 | 0 | 0 | 0
2003 | 3 | 11 | 0 | 0 | 0 | 0 | 0 | 0 | 0 | 0 | 0 | 0 | 0 | 0 | 0
2003 | 3 | 12 | 0 | 0 | 0 | 0 | 0 | 0 | 0 | 0 | 0 | 0 | 0 | 0 | 0
2003 | 3 | 13 | 0.16 | 0.16 | 0.11 | 0 | 0.16 | 0.11 | 0 | 0 | 0 | 0 | 0 | 0 | 0
2003 | 3 | 14 | 0 | 0 | 0 | 0 | 0 | 0 | 0 | 0 | 0 | 0 | 0 | 0 | 0
2003 | 3 | 15 | 0 | 0 | 0 | 0 | 0 | 0 | 0 | 0 | 0 | 0 | 0 | 0 | 0
2003 | 3 | 16 | 0.01 | 0.01 | 0 | 0 | 0.01 | 0 | 0 | 0 | 0 | 0 | 0 | 0 | 0
2003 | 3 | 17 | 0.01 | 0.01 | 0 | 0 | 0.01 | 0 | 0 | 0 | 0 | 0 | 0 | 0 | 0
2003 | 3 | 18 | 0 | 0 | 0 | 0 | 0 | 0 | 0 | 0 | 0 | 0 | 0 | 0 | 0
2003 | 3 | 19 | 0 | 0 | 0 | 0 | 0 | 0 | 0 | 0 | 0 | 0 | 0 | 0 | 0
2003 | 3 | 20 | 1.95 | 1 | 0.95 | 0 | 1 | 0.95 | 0 | 0 | 0 | 0 | 0 | 0 | 0
2003 | 3 | 21 | 0.02 | 0.02 | 0 | 0 | 0.02 | 0 | 0 | 0 | 0 | 0 | 0 | 0 | 0
2003 | 3 | 22 | 0 | 0 | 0 | 0 | 0 | 0 | 0 | 0 | 0 | 0 | 0 | 0 | 0
2003 | 3 | 23 | 0 | 0 | 0 | 0 | 0 | 0 | 0 | 0 | 0 | 0 | 0 | 0 | 0
2003 | 3 | 24 | 0 | 0 | 0 | 0 | 0 | 0 | 0 | 0 | 0 | 0 | 0 | 0 | 0
2003 | 3 | 25 | 0 | 0 | 0 | 0 | 0 | 0 | 0 | 0 | 0 | 0 | 0 | 0 | 0
2003 | 3 | 26 | 0.43 | 0.43 | 0.38 | 0 | 0.43 | 0.38 | 0 | 0 | 0 | 0 | 0 | 0 | 0
2003 | 3 | 27 | 0 | 0 | 0 | 0 | 0 | 0 | 0 | 0 | 0 | 0 | 0 | 0 | 0
2003 | 3 | 28 | 0.05 | 0.05 | 0 | 0 | 0.05 | 0 | 0 | 0 | 0 | 0 | 0 | 0 | 0
2003 | 3 | 29 | 0.39 | 0.39 | 0.34 | 0 | 0.39 | 0.34 | 0 | 0 | 0 | 0 | 0 | 0 | 0
2003 | 3 | 30 | 0.47 | 0.47 | 0.42 | 0 | 0.47 | 0.42 | 0 | 0 | 0 | 0 | 0 | 0 | 0
2003 | 3 | 31 | 0 | 0 | 0 | 0 | 0 | 0 | 0 | 0 | 0 | 0 | 0 | 0 | 0
2003 | 4 | 1 | 0 | 0 | 0 | 0 | 0 | 0 | 0 | 0 | 0 | 0 | 0 | 0 | 0
2003 | 4 | 2 | 0 | 0 | 0 | 0 | 0 | 0 | 0 | 0 | 0 | 0 | 0 | 0 | 0
2003 | 4 | 3 | 0 | 0 | 0 | 0 | 0 | 0 | 0 | 0 | 0 | 0 | 0 | 0 | 0
2003 | 4 | 4 | 0 | 0 | 0 | 0 | 0 | 0 | 0 | 0 | 0 | 0 | 0 | 0 | 0
2003 | 4 | 5 | 0 | 0 | 0 | 0 | 0 | 0 | 0 | 0 | 0 | 0 | 0 | 0 | 0
2003 | 4 | 6 | 0 | 0 | 0 | 0 | 0 | 0 | 0 | 0 | 0 | 0 | 0 | 0 | 0
2003 | 4 | 7 | 0.68 | 0.68 | 0.63 | 0 | 0.68 | 0.63 | 0 | 0 | 0 | 0 | 0 | 0 | 0
2003 | 4 | 8 | 0 | 0 | 0 | 0 | 0 | 0 | 0 | 0 | 0 | 0 | 0 | 0 | 0
2003 | 4 | 9 | 0.51 | 0.51 | 0.46 | 0 | 0.51 | 0.46 | 0 | 0 | 0 | 0 | 0 | 0 | 0
2003 | 4 | 10 | 0.07 | 0.07 | 0.02 | 0 | 0.07 | 0.02 | 0 | 0 | 0 | 0 | 0 | 0 | 0
2003 | 4 | 11 | 0.18 | 0.18 | 0.13 | 0 | 0.18 | 0.13 | 0 | 0 | 0 | 0 | 0 | 0 | 0
2003 | 4 | 12 | 0 | 0 | 0 | 0 | 0 | 0 | 0 | 0 | 0 | 0 | 0 | 0 | 0
2003 | 4 | 13 | 0 | 0 | 0 | 0 | 0 | 0 | 0 | 0 | 0 | 0 | 0 | 0 | 0
2003 | 4 | 14 | 0 | 0 | 0 | 0 | 0 | 0 | 0 | 0 | 0 | 0 | 0 | 0 | 0
2003 | 4 | 15 | 0 | 0 | 0 | 0 | 0 | 0 | 0 | 0 | 0 | 0 | 0 | 0 | 0
2003 | 4 | 16 | 0 | 0 | 0 | 0 | 0 | 0 | 0 | 0 | 0 | 0 | 0 | 0 | 0
2003 | 4 | 17 | 0 | 0 | 0 | 0 | 0 | 0 | 0 | 0 | 0 | 0 | 0 | 0 | 0
2003 | 4 | 18 | 0.12 | 0.12 | 0.07 | 0 | 0.12 | 0.07 | 0 | 0 | 0 | 0 | 0 | 0 | 0
2003 | 4 | 19 | 0.01 | 0.01 | 0 | 0 | 0.01 | 0 | 0 | 0 | 0 | 0 | 0 | 0 | 0
2003 | 4 | 20 | 0 | 0 | 0 | 0 | 0 | 0 | 0 | 0 | 0 | 0 | 0 | 0 | 0
2003 | 4 | 21 | 0 | 0 | 0 | 0 | 0 | 0 | 0 | 0 | 0 | 0 | 0 | 0 | 0
2003 | 4 | 22 | 0.15 | 0.15 | 0.1 | 0 | 0.15 | 0.1 | 0 | 0 | 0 | 0 | 0 | 0 | 0
2003 | 4 | 23 | 0 | 0 | 0 | 0 | 0 | 0 | 0 | 0 | 0 | 0 | 0 | 0 | 0
2003 | 4 | 24 | 0 | 0 | 0 | 0 | 0 | 0 | 0 | 0 | 0 | 0 | 0 | 0 | 0
2003 | 4 | 25 | 0.37 | 0.37 | 0.32 | 0 | 0.37 | 0.32 | 0 | 0 | 0 | 0 | 0 | 0 | 0
2003 | 4 | 26 | 0.33 | 0.33 | 0.28 | 0 | 0.33 | 0.28 | 0 | 0 | 0 | 0 | 0 | 0 | 0
2003 | 4 | 27 | 0 | 0 | 0 | 0 | 0 | 0 | 0 | 0 | 0 | 0 | 0 | 0 | 0
2003 | 4 | 28 | 0 | 0 | 0 | 0 | 0 | 0 | 0 | 0 | 0 | 0 | 0 | 0 | 0
2003 | 4 | 29 | 0 | 0 | 0 | 0 | 0 | 0 | 0 | 0 | 0 | 0 | 0 | 0 | 0
2003 | 4 | 30 | 0.13 | 0.13 | 0.08 | 0 | 0.13 | 0.08 | 0 | 0 | 0 | 0 | 0 | 0 | 0
2003 | 5 | 1 | 0 | 0 | 0 | 0 | 0 | 0 | 0 | 0 | 0 | 0 | 0 | 0 | 0
2003 | 5 | 2 | 0 | 0 | 0 | 0 | 0 | 0 | 0 | 0 | 0 | 0 | 0 | 0 | 0
2003 | 5 | 3 | 0 | 0 | 0 | 0 | 0 | 0 | 0 | 0 | 0 | 0 | 0 | 0 | 0
2003 | 5 | 4 | 0 | 0 | 0 | 0 | 0 | 0 | 0 | 0 | 0 | 0 | 0 | 0 | 0
2003 | 5 | 5 | 0.14 | 0.14 | 0.09 | 0 | 0.14 | 0.09 | 0 | 0 | 0 | 0 | 0 | 0 | 0
2003 | 5 | 6 | 0.01 | 0.01 | 0 | 0 | 0.01 | 0 | 0 | 0 | 0 | 0 | 0 | 0 | 0
2003 | 5 | 7 | 0.38 | 0.38 | 0.33 | 0 | 0.38 | 0.33 | 0 | 0 | 0 | 0 | 0 | 0 | 0
2003 | 5 | 8 | 0.11 | 0.11 | 0.06 | 0 | 0.11 | 0.06 | 0 | 0 | 0 | 0 | 0 | 0 | 0
2003 | 5 | 9 | 0.25 | 0.25 | 0.2 | 0 | 0.25 | 0.2 | 0 | 0 | 0 | 0 | 0 | 0 | 0
2003 | 5 | 10 | 0.36 | 0.36 | 0.31 | 0 | 0.36 | 0.31 | 0 | 0 | 0 | 0 | 0 | 0 | 0
2003 | 5 | 11 | 0 | 0 | 0 | 0 | 0 | 0 | 0 | 0 | 0 | 0 | 0 | 0 | 0
2003 | 5 | 12 | 0 | 0 | 0 | 0 | 0 | 0 | 0 | 0 | 0 | 0 | 0 | 0 | 0
2003 | 5 | 13 | 0 | 0 | 0 | 0 | 0 | 0 | 0 | 0 | 0 | 0 | 0 | 0 | 0
2003 | 5 | 14 | 0 | 0 | 0 | 0 | 0 | 0 | 0 | 0 | 0 | 0 | 0 | 0 | 0
2003 | 5 | 15 | 0.13 | 0.13 | 0.08 | 0 | 0.13 | 0.08 | 0 | 0 | 0 | 0 | 0 | 0 | 0
2003 | 5 | 16 | 1.59 | 1 | 0.95 | 0 | 1 | 0.95 | 0 | 0 | 0 | 0 | 0 | 0 | 0
2003 | 5 | 17 | 0.1 | 0.1 | 0.05 | 0 | 0.1 | 0.05 | 0 | 0 | 0 | 0 | 0 | 0 | 0
2003 | 5 | 18 | 0.28 | 0.28 | 0.23 | 0 | 0.28 | 0.23 | 0 | 0 | 0 | 0 | 0 | 0 | 0
2003 | 5 | 19 | 0 | 0 | 0 | 0 | 0 | 0 | 0 | 0 | 0 | 0 | 0 | 0 | 0
2003 | 5 | 20 | 0 | 0 | 0 | 0 | 0 | 0 | 0 | 0 | 0 | 0 | 0 | 0 | 0
2003 | 5 | 21 | 0.67 | 0.67 | 0.62 | 0 | 0.67 | 0.62 | 0 | 0 | 0 | 0 | 0 | 0 | 0
2003 | 5 | 22 | 0.03 | 0.03 | 0 | 0 | 0.03 | 0 | 0 | 0 | 0 | 0 | 0 | 0 | 0
2003 | 5 | 23 | 0.19 | 0.19 | 0.14 | 0 | 0.19 | 0.14 | 0 | 0 | 0 | 0 | 0 | 0 | 0
2003 | 5 | 24 | 0.02 | 0.02 | 0 | 0 | 0.02 | 0 | 0 | 0 | 0 | 0 | 0 | 0 | 0
2003 | 5 | 25 | 0.11 | 0.11 | 0.06 | 0 | 0.11 | 0.06 | 0 | 0 | 0 | 0 | 0 | 0 | 0
2003 | 5 | 26 | 1.49 | 1 | 0.95 | 0 | 1 | 0.95 | 0 | 0 | 0 | 0 | 0 | 0 | 0
2003 | 5 | 27 | 0.05 | 0.05 | 0 | 0 | 0.05 | 0 | 0 | 0 | 0 | 0 | 0 | 0 | 0
2003 | 5 | 28 | 0.3 | 0.3 | 0.25 | 0 | 0.3 | 0.25 | 0 | 0 | 0 | 0 | 0 | 0 | 0
2003 | 5 | 29 | 0.05 | 0.05 | 0 | 0 | 0.05 | 0 | 0 | 0 | 0 | 0 | 0 | 0 | 0
2003 | 5 | 30 | 0 | 0 | 0 | 0 | 0 | 0 | 0 | 0 | 0 | 0 | 0 | 0 | 0
2003 | 5 | 31 | 0.8 | 0.8 | 0.75 | 0 | 0.8 | 0.75 | 0 | 0 | 0 | 0 | 0 | 0 | 0
2003 | 6 | 1 | 0 | 0 | 0 | 0 | 0 | 0 | 0 | 0 | 0 | 0 | 0 | 0 | 0
2003 | 6 | 2 | 0 | 0 | 0 | 0 | 0 | 0 | 0 | 0 | 0 | 0 | 0 | 0 | 0
2003 | 6 | 3 | 0.25 | 0.25 | 0.2 | 0 | 0.25 | 0.2 | 0 | 0 | 0 | 0 | 0 | 0 | 0
2003 | 6 | 4 | 0.29 | 0.29 | 0.24 | 0 | 0.29 | 0.24 | 0 | 0 | 0 | 0 | 0 | 0 | 0
2003 | 6 | 5 | 0.05 | 0.05 | 0 | 0 | 0.05 | 0 | 0 | 0 | 0 | 0 | 0 | 0 | 0
2003 | 6 | 6 | 0 | 0 | 0 | 0 | 0 | 0 | 0 | 0 | 0 | 0 | 0 | 0 | 0
2003 | 6 | 7 | 1.28 | 1 | 0.95 | 0 | 1 | 0.95 | 0 | 0 | 0 | 0 | 0 | 0 | 0
2003 | 6 | 8 | 0 | 0 | 0 | 0 | 0 | 0 | 0 | 0 | 0 | 0 | 0 | 0 | 0
2003 | 6 | 9 | 0.46 | 0.46 | 0.41 | 0 | 0.46 | 0.41 | 0 | 0 | 0 | 0 | 0 | 0 | 0
2003 | 6 | 10 | 0 | 0 | 0 | 0 | 0 | 0 | 0 | 0 | 0 | 0 | 0 | 0 | 0
2003 | 6 | 11 | 0.26 | 0.26 | 0.21 | 0 | 0.26 | 0.21 | 0 | 0 | 0 | 0 | 0 | 0 | 0
2003 | 6 | 12 | 1.13 | 1 | 0.95 | 0 | 1 | 0.95 | 0 | 0 | 0 | 0 | 0 | 0 | 0
2003 | 6 | 13 | 0.37 | 0.37 | 0.32 | 0 | 0.37 | 0.32 | 0 | 0 | 0 | 0 | 0 | 0 | 0
2003 | 6 | 14 | 0.02 | 0.02 | 0 | 0 | 0.02 | 0 | 0 | 0 | 0 | 0 | 0 | 0 | 0
2003 | 6 | 15 | 0 | 0 | 0 | 0 | 0 | 0 | 0 | 0 | 0 | 0 | 0 | 0 | 0
2003 | 6 | 16 | 0 | 0 | 0 | 0 | 0 | 0 | 0 | 0 | 0 | 0 | 0 | 0 | 0
2003 | 6 | 17 | 0.76 | 0.76 | 0.71 | 0 | 0.76 | 0.71 | 0 | 0 | 0 | 0 | 0 | 0 | 0
2003 | 6 | 18 | 0.11 | 0.11 | 0.06 | 0 | 0.11 | 0.06 | 0 | 0 | 0 | 0 | 0 | 0 | 0
2003 | 6 | 19 | 1.61 | 1 | 0.95 | 0 | 1 | 0.95 | 0 | 0 | 0 | 0 | 0 | 0 | 0
2003 | 6 | 20 | 0.65 | 0.65 | 0.6 | 0 | 0.65 | 0.6 | 0 | 0 | 0 | 0 | 0 | 0 | 0
2003 | 6 | 21 | 0.03 | 0.03 | 0 | 0 | 0.03 | 0 | 0 | 0 | 0 | 0 | 0 | 0 | 0
2003 | 6 | 22 | 0 | 0 | 0 | 0 | 0 | 0 | 0 | 0 | 0 | 0 | 0 | 0 | 0
2003 | 6 | 23 | 0 | 0 | 0 | 0 | 0 | 0 | 0 | 0 | 0 | 0 | 0 | 0 | 0
2003 | 6 | 24 | 0 | 0 | 0 | 0 | 0 | 0 | 0 | 0 | 0 | 0 | 0 | 0 | 0
2003 | 6 | 25 | 0 | 0 | 0 | 0 | 0 | 0 | 0 | 0 | 0 | 0 | 0 | 0 | 0
2003 | 6 | 26 | 0 | 0 | 0 | 0 | 0 | 0 | 0 | 0 | 0 | 0 | 0 | 0 | 0
2003 | 6 | 27 | 0.09 | 0.09 | 0.04 | 0 | 0.09 | 0.04 | 0 | 0 | 0 | 0 | 0 | 0 | 0
2003 | 6 | 28 | 0 | 0 | 0 | 0 | 0 | 0 | 0 | 0 | 0 | 0 | 0 | 0 | 0
2003 | 6 | 29 | 0 | 0 | 0 | 0 | 0 | 0 | 0 | 0 | 0 | 0 | 0 | 0 | 0
2003 | 6 | 30 | 0.51 | 0.51 | 0.46 | 0 | 0.51 | 0.46 | 0 | 0 | 0 | 0 | 0 | 0 | 0
2003 | 7 | 1 | 1.14 | 1 | 0.95 | 0 | 1 | 0.95 | 0 | 0 | 0 | 0 | 0 | 0 | 0
2003 | 7 | 2 | 0.87 | 0.87 | 0.82 | 0 | 0.87 | 0.82 | 0 | 0 | 0 | 0 | 0 | 0 | 0
2003 | 7 | 3 | 0.14 | 0.14 | 0.09 | 0 | 0.14 | 0.09 | 0 | 0 | 0 | 0 | 0 | 0 | 0
2003 | 7 | 4 | 0 | 0 | 0 | 0 | 0 | 0 | 0 | 0 | 0 | 0 | 0 | 0 | 0
2003 | 7 | 5 | 0 | 0 | 0 | 0 | 0 | 0 | 0 | 0 | 0 | 0 | 0 | 0 | 0
2003 | 7 | 6 | 0 | 0 | 0 | 0 | 0 | 0 | 0 | 0 | 0 | 0 | 0 | 0 | 0
2003 | 7 | 7 | 0.57 | 0.57 | 0.52 | 0 | 0.57 | 0.52 | 0 | 0 | 0 | 0 | 0 | 0 | 0
2003 | 7 | 8 | 0 | 0 | 0 | 0 | 0 | 0 | 0 | 0 | 0 | 0 | 0 | 0 | 0
2003 | 7 | 9 | 0.49 | 0.49 | 0.44 | 0 | 0.49 | 0.44 | 0 | 0 | 0 | 0 | 0 | 0 | 0
2003 | 7 | 10 | 1.06 | 1 | 0.95 | 0 | 1 | 0.95 | 0 | 0 | 0 | 0 | 0 | 0 | 0
2003 | 7 | 11 | 0 | 0 | 0 | 0 | 0 | 0 | 0 | 0 | 0 | 0 | 0 | 0 | 0
2003 | 7 | 12 | 0.03 | 0.03 | 0 | 0 | 0.03 | 0 | 0 | 0 | 0 | 0 | 0 | 0 | 0
2003 | 7 | 13 | 0 | 0 | 0 | 0 | 0 | 0 | 0 | 0 | 0 | 0 | 0 | 0 | 0
2003 | 7 | 14 | 0.03 | 0.03 | 0 | 0 | 0.03 | 0 | 0 | 0 | 0 | 0 | 0 | 0 | 0
2003 | 7 | 15 | 0 | 0 | 0 | 0 | 0 | 0 | 0 | 0 | 0 | 0 | 0 | 0 | 0
2003 | 7 | 16 | 0 | 0 | 0 | 0 | 0 | 0 | 0 | 0 | 0 | 0 | 0 | 0 | 0
2003 | 7 | 17 | 0 | 0 | 0 | 0 | 0 | 0 | 0 | 0 | 0 | 0 | 0 | 0 | 0
2003 | 7 | 18 | 0 | 0 | 0 | 0 | 0 | 0 | 0 | 0 | 0 | 0 | 0 | 0 | 0
2003 | 7 | 19 | 0 | 0 | 0 | 0 | 0 | 0 | 0 | 0 | 0 | 0 | 0 | 0 | 0
2003 | 7 | 20 | 0 | 0 | 0 | 0 | 0 | 0 | 0 | 0 | 0 | 0 | 0 | 0 | 0
2003 | 7 | 21 | 0 | 0 | 0 | 0 | 0 | 0 | 0 | 0 | 0 | 0 | 0 | 0 | 0
2003 | 7 | 22 | 0.53 | 0.53 | 0.48 | 0 | 0.53 | 0.48 | 0 | 0 | 0 | 0 | 0 | 0 | 0
2003 | 7 | 23 | 0 | 0 | 0 | 0 | 0 | 0 | 0 | 0 | 0 | 0 | 0 | 0 | 0
2003 | 7 | 24 | 0 | 0 | 0 | 0 | 0 | 0 | 0 | 0 | 0 | 0 | 0 | 0 | 0
2003 | 7 | 25 | 0 | 0 | 0 | 0 | 0 | 0 | 0 | 0 | 0 | 0 | 0 | 0 | 0
2003 | 7 | 26 | 0 | 0 | 0 | 0 | 0 | 0 | 0 | 0 | 0 | 0 | 0 | 0 | 0
2003 | 7 | 27 | 0 | 0 | 0 | 0 | 0 | 0 | 0 | 0 | 0 | 0 | 0 | 0 | 0
2003 | 7 | 28 | 0.87 | 0.87 | 0.82 | 0 | 0.87 | 0.82 | 0 | 0 | 0 | 0 | 0 | 0 | 0
2003 | 7 | 29 | 0.02 | 0.02 | 0 | 0 | 0.02 | 0 | 0 | 0 | 0 | 0 | 0 | 0 | 0
2003 | 7 | 30 | 0.01 | 0.01 | 0 | 0 | 0.01 | 0 | 0 | 0 | 0 | 0 | 0 | 0 | 0
2003 | 7 | 31 | 0 | 0 | 0 | 0 | 0 | 0 | 0 | 0 | 0 | 0 | 0 | 0 | 0
2003 | 8 | 1 | 0.89 | 0.89 | 0.84 | 0 | 0.89 | 0.84 | 0 | 0 | 0 | 0 | 0 | 0 | 0
2003 | 8 | 2 | 0.01 | 0.01 | 0 | 0 | 0.01 | 0 | 0 | 0 | 0 | 0 | 0 | 0 | 0
2003 | 8 | 3 | 0.23 | 0.23 | 0.18 | 0 | 0.23 | 0.18 | 0 | 0 | 0 | 0 | 0 | 0 | 0
2003 | 8 | 4 | 0.01 | 0.01 | 0 | 0 | 0.01 | 0 | 0 | 0 | 0 | 0 | 0 | 0 | 0
2003 | 8 | 5 | 0.39 | 0.39 | 0.34 | 0 | 0.39 | 0.34 | 0 | 0 | 0 | 0 | 0 | 0 | 0
2003 | 8 | 6 | 0 | 0 | 0 | 0 | 0 | 0 | 0 | 0 | 0 | 0 | 0 | 0 | 0
2003 | 8 | 7 | 0 | 0 | 0 | 0 | 0 | 0 | 0 | 0 | 0 | 0 | 0 | 0 | 0
2003 | 8 | 8 | 0 | 0 | 0 | 0 | 0 | 0 | 0 | 0 | 0 | 0 | 0 | 0 | 0
2003 | 8 | 9 | 0.44 | 0.44 | 0.39 | 0 | 0.44 | 0.39 | 0 | 0 | 0 | 0 | 0 | 0 | 0
2003 | 8 | 10 | 0.01 | 0.01 | 0 | 0 | 0.01 | 0 | 0 | 0 | 0 | 0 | 0 | 0 | 0
2003 | 8 | 11 | 0.04 | 0.04 | 0 | 0 | 0.04 | 0 | 0 | 0 | 0 | 0 | 0 | 0 | 0
2003 | 8 | 12 | 0 | 0 | 0 | 0 | 0 | 0 | 0 | 0 | 0 | 0 | 0 | 0 | 0
2003 | 8 | 13 | 0 | 0 | 0 | 0 | 0 | 0 | 0 | 0 | 0 | 0 | 0 | 0 | 0
2003 | 8 | 14 | 0 | 0 | 0 | 0 | 0 | 0 | 0 | 0 | 0 | 0 | 0 | 0 | 0
2003 | 8 | 15 | 0 | 0 | 0 | 0 | 0 | 0 | 0 | 0 | 0 | 0 | 0 | 0 | 0
2003 | 8 | 16 | 0.62 | 0.62 | 0.57 | 0 | 0.62 | 0.57 | 0 | 0 | 0 | 0 | 0 | 0 | 0
2003 | 8 | 17 | 0.2 | 0.2 | 0.15 | 0 | 0.2 | 0.15 | 0 | 0 | 0 | 0 | 0 | 0 | 0
2003 | 8 | 18 | 0 | 0 | 0 | 0 | 0 | 0 | 0 | 0 | 0 | 0 | 0 | 0 | 0
2003 | 8 | 19 | 0 | 0 | 0 | 0 | 0 | 0 | 0 | 0 | 0 | 0 | 0 | 0 | 0
2003 | 8 | 20 | 0 | 0 | 0 | 0 | 0 | 0 | 0 | 0 | 0 | 0 | 0 | 0 | 0
2003 | 8 | 21 | 0 | 0 | 0 | 0 | 0 | 0 | 0 | 0 | 0 | 0 | 0 | 0 | 0
2003 | 8 | 22 | 0 | 0 | 0 | 0 | 0 | 0 | 0 | 0 | 0 | 0 | 0 | 0 | 0
2003 | 8 | 23 | 0 | 0 | 0 | 0 | 0 | 0 | 0 | 0 | 0 | 0 | 0 | 0 | 0
2003 | 8 | 24 | 0 | 0 | 0 | 0 | 0 | 0 | 0 | 0 | 0 | 0 | 0 | 0 | 0
2003 | 8 | 25 | 0 | 0 | 0 | 0 | 0 | 0 | 0 | 0 | 0 | 0 | 0 | 0 | 0
2003 | 8 | 26 | 0.96 | 0.96 | 0.91 | 0 | 0.96 | 0.91 | 0 | 0 | 0 | 0 | 0 | 0 | 0
2003 | 8 | 27 | 0.56 | 0.56 | 0.51 | 0 | 0.56 | 0.51 | 0 | 0 | 0 | 0 | 0 | 0 | 0
2003 | 8 | 28 | 0 | 0 | 0 | 0 | 0 | 0 | 0 | 0 | 0 | 0 | 0 | 0 | 0
2003 | 8 | 29 | 0.06 | 0.06 | 0.01 | 0 | 0.06 | 0.01 | 0 | 0 | 0 | 0 | 0 | 0 | 0
2003 | 8 | 30 | 0.23 | 0.23 | 0.18 | 0 | 0.23 | 0.18 | 0 | 0 | 0 | 0 | 0 | 0 | 0
2003 | 8 | 31 | 0 | 0 | 0 | 0 | 0 | 0 | 0 | 0 | 0 | 0 | 0 | 0 | 0
2003 | 9 | 1 | 0.19 | 0.19 | 0.14 | 0 | 0.19 | 0.14 | 0 | 0 | 0 | 0 | 0 | 0 | 0
2003 | 9 | 2 | 0.17 | 0.17 | 0.12 | 0 | 0.17 | 0.12 | 0 | 0 | 0 | 0 | 0 | 0 | 0
2003 | 9 | 3 | 0.32 | 0.32 | 0.27 | 0 | 0.32 | 0.27 | 0 | 0 | 0 | 0 | 0 | 0 | 0
2003 | 9 | 4 | 0.12 | 0.12 | 0.07 | 0 | 0.12 | 0.07 | 0 | 0 | 0 | 0 | 0 | 0 | 0
2003 | 9 | 5 | 0 | 0 | 0 | 0 | 0 | 0 | 0 | 0 | 0 | 0 | 0 | 0 | 0
2003 | 9 | 6 | 0 | 0 | 0 | 0 | 0 | 0 | 0 | 0 | 0 | 0 | 0 | 0 | 0
2003 | 9 | 7 | 0 | 0 | 0 | 0 | 0 | 0 | 0 | 0 | 0 | 0 | 0 | 0 | 0
2003 | 9 | 8 | 0 | 0 | 0 | 0 | 0 | 0 | 0 | 0 | 0 | 0 | 0 | 0 | 0
2003 | 9 | 9 | 0 | 0 | 0 | 0 | 0 | 0 | 0 | 0 | 0 | 0 | 0 | 0 | 0
2003 | 9 | 10 | 0 | 0 | 0 | 0 | 0 | 0 | 0 | 0 | 0 | 0 | 0 | 0 | 0
2003 | 9 | 11 | 0 | 0 | 0 | 0 | 0 | 0 | 0 | 0 | 0 | 0 | 0 | 0 | 0
2003 | 9 | 12 | 0.85 | 0.85 | 0.8 | 0 | 0.85 | 0.8 | 0 | 0 | 0 | 0 | 0 | 0 | 0
2003 | 9 | 13 | 0.26 | 0.26 | 0.21 | 0 | 0.26 | 0.21 | 0 | 0 | 0 | 0 | 0 | 0 | 0
2003 | 9 | 14 | 0 | 0 | 0 | 0 | 0 | 0 | 0 | 0 | 0 | 0 | 0 | 0 | 0
2003 | 9 | 15 | 0 | 0 | 0 | 0 | 0 | 0 | 0 | 0 | 0 | 0 | 0 | 0 | 0
2003 | 9 | 16 | 0 | 0 | 0 | 0 | 0 | 0 | 0 | 0 | 0 | 0 | 0 | 0 | 0
2003 | 9 | 17 | 0 | 0 | 0 | 0 | 0 | 0 | 0 | 0 | 0 | 0 | 0 | 0 | 0
2003 | 9 | 18 | 2.28 | 1 | 0.95 | 0 | 1 | 0.95 | 0 | 0 | 0 | 0 | 0 | 0 | 0
2003 | 9 | 19 | 0.03 | 0.03 | 0 | 0 | 0.03 | 0 | 0 | 0 | 0 | 0 | 0 | 0 | 0
2003 | 9 | 20 | 0 | 0 | 0 | 0 | 0 | 0 | 0 | 0 | 0 | 0 | 0 | 0 | 0
2003 | 9 | 21 | 0 | 0 | 0 | 0 | 0 | 0 | 0 | 0 | 0 | 0 | 0 | 0 | 0
2003 | 9 | 22 | 0.78 | 0.78 | 0.73 | 0 | 0.78 | 0.73 | 0 | 0 | 0 | 0 | 0 | 0 | 0
2003 | 9 | 23 | 1.67 | 1 | 0.95 | 0 | 1 | 0.95 | 0 | 0 | 0 | 0 | 0 | 0 | 0
2003 | 9 | 24 | 0 | 0 | 0 | 0 | 0 | 0 | 0 | 0 | 0 | 0 | 0 | 0 | 0
2003 | 9 | 25 | 0 | 0 | 0 | 0 | 0 | 0 | 0 | 0 | 0 | 0 | 0 | 0 | 0
2003 | 9 | 26 | 0 | 0 | 0 | 0 | 0 | 0 | 0 | 0 | 0 | 0 | 0 | 0 | 0
2003 | 9 | 27 | 0.1 | 0.1 | 0.05 | 0 | 0.1 | 0.05 | 0 | 0 | 0 | 0 | 0 | 0 | 0
2003 | 9 | 28 | 0.02 | 0.02 | 0 | 0 | 0.02 | 0 | 0 | 0 | 0 | 0 | 0 | 0 | 0
2003 | 9 | 29 | 0 | 0 | 0 | 0 | 0 | 0 | 0 | 0 | 0 | 0 | 0 | 0 | 0
2003 | 9 | 30 | 0 | 0 | 0 | 0 | 0 | 0 | 0 | 0 | 0 | 0 | 0 | 0 | 0
2003 | 10 | 1 | 0 | 0 | 0 | 0 | 0 | 0 | 0 | 0 | 0 | 0 | 0 | 0 | 0
2003 | 10 | 2 | 0 | 0 | 0 | 0 | 0 | 0 | 0 | 0 | 0 | 0 | 0 | 0 | 0
2003 | 10 | 3 | 0 | 0 | 0 | 0 | 0 | 0 | 0 | 0 | 0 | 0 | 0 | 0 | 0
2003 | 10 | 4 | 0 | 0 | 0 | 0 | 0 | 0 | 0 | 0 | 0 | 0 | 0 | 0 | 0
2003 | 10 | 5 | 0 | 0 | 0 | 0 | 0 | 0 | 0 | 0 | 0 | 0 | 0 | 0 | 0
2003 | 10 | 6 | 0 | 0 | 0 | 0 | 0 | 0 | 0 | 0 | 0 | 0 | 0 | 0 | 0
2003 | 10 | 7 | 0 | 0 | 0 | 0 | 0 | 0 | 0 | 0 | 0 | 0 | 0 | 0 | 0
2003 | 10 | 8 | 0 | 0 | 0 | 0 | 0 | 0 | 0 | 0 | 0 | 0 | 0 | 0 | 0
2003 | 10 | 9 | 0 | 0 | 0 | 0 | 0 | 0 | 0 | 0 | 0 | 0 | 0 | 0 | 0
2003 | 10 | 10 | 0 | 0 | 0 | 0 | 0 | 0 | 0 | 0 | 0 | 0 | 0 | 0 | 0
2003 | 10 | 11 | 0 | 0 | 0 | 0 | 0 | 0 | 0 | 0 | 0 | 0 | 0 | 0 | 0
2003 | 10 | 12 | 0 | 0 | 0 | 0 | 0 | 0 | 0 | 0 | 0 | 0 | 0 | 0 | 0
2003 | 10 | 13 | 0 | 0 | 0 | 0 | 0 | 0 | 0 | 0 | 0 | 0 | 0 | 0 | 0
2003 | 10 | 14 | 1.21 | 1 | 0.95 | 0 | 1 | 0.95 | 0 | 0 | 0 | 0 | 0 | 0 | 0
2003 | 10 | 15 | 0 | 0 | 0 | 0 | 0 | 0 | 0 | 0 | 0 | 0 | 0 | 0 | 0
2003 | 10 | 16 | 0 | 0 | 0 | 0 | 0 | 0 | 0 | 0 | 0 | 0 | 0 | 0 | 0
2003 | 10 | 17 | 0 | 0 | 0 | 0 | 0 | 0 | 0 | 0 | 0 | 0 | 0 | 0 | 0
2003 | 10 | 18 | 0 | 0 | 0 | 0 | 0 | 0 | 0 | 0 | 0 | 0 | 0 | 0 | 0
2003 | 10 | 19 | 0 | 0 | 0 | 0 | 0 | 0 | 0 | 0 | 0 | 0 | 0 | 0 | 0
2003 | 10 | 20 | 0 | 0 | 0 | 0 | 0 | 0 | 0 | 0 | 0 | 0 | 0 | 0 | 0
2003 | 10 | 21 | 0 | 0 | 0 | 0 | 0 | 0 | 0 | 0 | 0 | 0 | 0 | 0 | 0
2003 | 10 | 22 | 0.05 | 0.05 | 0 | 0 | 0.05 | 0 | 0 | 0 | 0 | 0 | 0 | 0 | 0
2003 | 10 | 23 | 0 | 0 | 0 | 0 | 0 | 0 | 0 | 0 | 0 | 0 | 0 | 0 | 0
2003 | 10 | 24 | 0 | 0 | 0 | 0 | 0 | 0 | 0 | 0 | 0 | 0 | 0 | 0 | 0
2003 | 10 | 25 | 0 | 0 | 0 | 0 | 0 | 0 | 0 | 0 | 0 | 0 | 0 | 0 | 0
2003 | 10 | 26 | 0.45 | 0.45 | 0.4 | 0 | 0.45 | 0.4 | 0 | 0 | 0 | 0 | 0 | 0 | 0
2003 | 10 | 27 | 1.27 | 1 | 0.95 | 0 | 1 | 0.95 | 0 | 0 | 0 | 0 | 0 | 0 | 0
2003 | 10 | 28 | 0.24 | 0.24 | 0.19 | 0 | 0.24 | 0.19 | 0 | 0 | 0 | 0 | 0 | 0 | 0
2003 | 10 | 29 | 0.71 | 0.71 | 0.66 | 0 | 0.71 | 0.66 | 0 | 0 | 0 | 0 | 0 | 0 | 0
2003 | 10 | 30 | 0 | 0 | 0 | 0 | 0 | 0 | 0 | 0 | 0 | 0 | 0 | 0 | 0
2003 | 10 | 31 | 0 | 0 | 0 | 0 | 0 | 0 | 0 | 0 | 0 | 0 | 0 | 0 | 0
2003 | 11 | 1 | 0 | 0 | 0 | 0 | 0 | 0 | 0 | 0 | 0 | 0 | 0 | 0 | 0
2003 | 11 | 2 | 0 | 0 | 0 | 0 | 0 | 0 | 0 | 0 | 0 | 0 | 0 | 0 | 0
2003 | 11 | 3 | 0 | 0 | 0 | 0 | 0 | 0 | 0 | 0 | 0 | 0 | 0 | 0 | 0
2003 | 11 | 4 | 0 | 0 | 0 | 0 | 0 | 0 | 0 | 0 | 0 | 0 | 0 | 0 | 0
2003 | 11 | 5 | 0.53 | 0.53 | 0.48 | 0 | 0.53 | 0.48 | 0 | 0 | 0 | 0 | 0 | 0 | 0
2003 | 11 | 6 | 0.47 | 0.47 | 0.42 | 0 | 0.47 | 0.42 | 0 | 0 | 0 | 0 | 0 | 0 | 0
2003 | 11 | 7 | 0 | 0 | 0 | 0 | 0 | 0 | 0 | 0 | 0 | 0 | 0 | 0 | 0
2003 | 11 | 8 | 0 | 0 | 0 | 0 | 0 | 0 | 0 | 0 | 0 | 0 | 0 | 0 | 0
2003 | 11 | 9 | 0 | 0 | 0 | 0 | 0 | 0 | 0 | 0 | 0 | 0 | 0 | 0 | 0
2003 | 11 | 10 | 0 | 0 | 0 | 0 | 0 | 0 | 0 | 0 | 0 | 0 | 0 | 0 | 0
2003 | 11 | 11 | 0 | 0 | 0 | 0 | 0 | 0 | 0 | 0 | 0 | 0 | 0 | 0 | 0
2003 | 11 | 12 | 0.57 | 0.57 | 0.52 | 0 | 0.57 | 0.52 | 0 | 0 | 0 | 0 | 0 | 0 | 0
2003 | 11 | 13 | 0 | 0 | 0 | 0 | 0 | 0 | 0 | 0 | 0 | 0 | 0 | 0 | 0
2003 | 11 | 14 | 0 | 0 | 0 | 0 | 0 | 0 | 0 | 0 | 0 | 0 | 0 | 0 | 0
2003 | 11 | 15 | 0 | 0 | 0 | 0 | 0 | 0 | 0 | 0 | 0 | 0 | 0 | 0 | 0
2003 | 11 | 16 | 0.04 | 0.04 | 0 | 0 | 0.04 | 0 | 0 | 0 | 0 | 0 | 0 | 0 | 0
2003 | 11 | 17 | 0 | 0 | 0 | 0 | 0 | 0 | 0 | 0 | 0 | 0 | 0 | 0 | 0
2003 | 11 | 18 | 0 | 0 | 0 | 0 | 0 | 0 | 0 | 0 | 0 | 0 | 0 | 0 | 0
2003 | 11 | 19 | 1.47 | 1 | 0.95 | 0 | 1 | 0.95 | 0 | 0 | 0 | 0 | 0 | 0 | 0
2003 | 11 | 20 | 0 | 0 | 0 | 0 | 0 | 0 | 0 | 0 | 0 | 0 | 0 | 0 | 0
2003 | 11 | 21 | 0 | 0 | 0 | 0 | 0 | 0 | 0 | 0 | 0 | 0 | 0 | 0 | 0
2003 | 11 | 22 | 0 | 0 | 0 | 0 | 0 | 0 | 0 | 0 | 0 | 0 | 0 | 0 | 0
2003 | 11 | 23 | 0 | 0 | 0 | 0 | 0 | 0 | 0 | 0 | 0 | 0 | 0 | 0 | 0
2003 | 11 | 24 | 0.32 | 0.32 | 0.27 | 0 | 0.32 | 0.27 | 0 | 0 | 0 | 0 | 0 | 0 | 0
2003 | 11 | 25 | 0 | 0 | 0 | 0 | 0 | 0 | 0 | 0 | 0 | 0 | 0 | 0 | 0
2003 | 11 | 26 | 0 | 0 | 0 | 0 | 0 | 0 | 0 | 0 | 0 | 0 | 0 | 0 | 0
2003 | 11 | 27 | 0 | 0 | 0 | 0 | 0 | 0 | 0 | 0 | 0 | 0 | 0 | 0 | 0
2003 | 11 | 28 | 0.83 | 0.83 | 0.78 | 0 | 0.83 | 0.78 | 0 | 0 | 0 | 0 | 0 | 0 | 0
2003 | 11 | 29 | 0 | 0 | 0 | 0 | 0 | 0 | 0 | 0 | 0 | 0 | 0 | 0 | 0
2003 | 11 | 30 | 0 | 0 | 0 | 0 | 0 | 0 | 0 | 0 | 0 | 0 | 0 | 0 | 0
2003 | 12 | 1 | 0 | 0 | 0 | 0 | 0 | 0 | 0 | 0 | 0 | 0 | 0 | 0 | 0
2003 | 12 | 2 | 0 | 0 | 0 | 0 | 0 | 0 | 0 | 0 | 0 | 0 | 0 | 0 | 0
2003 | 12 | 3 | 0 | 0 | 0 | 0 | 0 | 0 | 0 | 0 | 0 | 0 | 0 | 0 | 0
2003 | 12 | 4 | 0.08 | 0.08 | 0.03 | 0 | 0.08 | 0.03 | 0 | 0 | 0 | 0 | 0 | 0 | 0
2003 | 12 | 5 | 0.81 | 0.81 | 0.76 | 0 | 0.81 | 0.76 | 0 | 0 | 0 | 0 | 0 | 0 | 0
2003 | 12 | 6 | 0.26 | 0.26 | 0.21 | 0 | 0.26 | 0.21 | 0 | 0 | 0 | 0 | 0 | 0 | 0
2003 | 12 | 7 | 0 | 0 | 0 | 0 | 0 | 0 | 0 | 0 | 0 | 0 | 0 | 0 | 0
2003 | 12 | 8 | 0 | 0 | 0 | 0 | 0 | 0 | 0 | 0 | 0 | 0 | 0 | 0 | 0
2003 | 12 | 9 | 0 | 0 | 0 | 0 | 0 | 0 | 0 | 0 | 0 | 0 | 0 | 0 | 0
2003 | 12 | 10 | 0.28 | 0.28 | 0.23 | 0 | 0.28 | 0.23 | 0 | 0 | 0 | 0 | 0 | 0 | 0
2003 | 12 | 11 | 0.75 | 0.75 | 0.7 | 0 | 0.75 | 0.7 | 0 | 0 | 0 | 0 | 0 | 0 | 0
2003 | 12 | 12 | 0 | 0 | 0 | 0 | 0 | 0 | 0 | 0 | 0 | 0 | 0 | 0 | 0
2003 | 12 | 13 | 0 | 0 | 0 | 0 | 0 | 0 | 0 | 0 | 0 | 0 | 0 | 0 | 0
2003 | 12 | 14 | 0.78 | 0.78 | 0.73 | 0 | 0.78 | 0.73 | 0 | 0 | 0 | 0 | 0 | 0 | 0
2003 | 12 | 15 | 0 | 0 | 0 | 0 | 0 | 0 | 0 | 0 | 0 | 0 | 0 | 0 | 0
2003 | 12 | 16 | 0 | 0 | 0 | 0 | 0 | 0 | 0 | 0 | 0 | 0 | 0 | 0 | 0
2003 | 12 | 17 | 0.75 | 0.75 | 0.7 | 0 | 0.75 | 0.7 | 0 | 0 | 0 | 0 | 0 | 0 | 0
2003 | 12 | 18 | 0 | 0 | 0 | 0 | 0 | 0 | 0 | 0 | 0 | 0 | 0 | 0 | 0
2003 | 12 | 19 | 0 | 0 | 0 | 0 | 0 | 0 | 0 | 0 | 0 | 0 | 0 | 0 | 0
2003 | 12 | 20 | 0 | 0 | 0 | 0 | 0 | 0 | 0 | 0 | 0 | 0 | 0 | 0 | 0
2003 | 12 | 21 | 0 | 0 | 0 | 0 | 0 | 0 | 0 | 0 | 0 | 0 | 0 | 0 | 0
2003 | 12 | 22 | 0 | 0 | 0 | 0 | 0 | 0 | 0 | 0 | 0 | 0 | 0 | 0 | 0
2003 | 12 | 23 | 0.08 | 0.08 | 0.03 | 0 | 0.08 | 0.03 | 0 | 0 | 0 | 0 | 0 | 0 | 0
2003 | 12 | 24 | 0.5 | 0.5 | 0.45 | 0 | 0.5 | 0.45 | 0 | 0 | 0 | 0 | 0 | 0 | 0
2003 | 12 | 25 | 0 | 0 | 0 | 0 | 0 | 0 | 0 | 0 | 0 | 0 | 0 | 0 | 0
2003 | 12 | 26 | 0 | 0 | 0 | 0 | 0 | 0 | 0 | 0 | 0 | 0 | 0 | 0 | 0
2003 | 12 | 27 | 0 | 0 | 0 | 0 | 0 | 0 | 0 | 0 | 0 | 0 | 0 | 0 | 0
2003 | 12 | 28 | 0 | 0 | 0 | 0 | 0 | 0 | 0 | 0 | 0 | 0 | 0 | 0 | 0
2003 | 12 | 29 | 0 | 0 | 0 | 0 | 0 | 0 | 0 | 0 | 0 | 0 | 0 | 0 | 0
2003 | 12 | 30 | 0.03 | 0.03 | 0 | 0 | 0.03 | 0 | 0 | 0 | 0 | 0 | 0 | 0 | 0
2003 | 12 | 31 | 0 | 0 | 0 | 0 | 0 | 0 | 0 | 0 | 0 | 0 | 0 | 0 | 0
2004 | 1 | 1 | 0 | 0 | 0 | 0 | 0 | 0 | 0 | 0 | 0 | 0 | 0 | 0 | 0
2004 | 1 | 2 | 0.15 | 0.15 | 0.1 | 0 | 0.15 | 0.1 | 0 | 0 | 0 | 0 | 0 | 0 | 0
2004 | 1 | 3 | 0 | 0 | 0 | 0 | 0 | 0 | 0 | 0 | 0 | 0 | 0 | 0 | 0
2004 | 1 | 4 | 0 | 0 | 0 | 0 | 0 | 0 | 0 | 0 | 0 | 0 | 0 | 0 | 0
2004 | 1 | 5 | 0.31 | 0.31 | 0.26 | 0 | 0.31 | 0.26 | 0 | 0 | 0 | 0 | 0 | 0 | 0
2004 | 1 | 6 | 0 | 0 | 0 | 0 | 0 | 0 | 0 | 0 | 0 | 0 | 0 | 0 | 0
2004 | 1 | 7 | 0 | 0 | 0 | 0 | 0 | 0 | 0 | 0 | 0 | 0 | 0 | 0 | 0
2004 | 1 | 8 | 0 | 0 | 0 | 0 | 0 | 0 | 0 | 0 | 0 | 0 | 0 | 0 | 0
2004 | 1 | 9 | 0.01 | 0.01 | 0 | 0 | 0.01 | 0 | 0 | 0 | 0 | 0 | 0 | 0 | 0
2004 | 1 | 10 | 0 | 0 | 0 | 0 | 0 | 0 | 0 | 0 | 0 | 0 | 0 | 0 | 0
2004 | 1 | 11 | 0 | 0 | 0 | 0 | 0 | 0 | 0 | 0 | 0 | 0 | 0 | 0 | 0
2004 | 1 | 12 | 0 | 0 | 0 | 0 | 0 | 0 | 0 | 0 | 0 | 0 | 0 | 0 | 0
2004 | 1 | 13 | 0 | 0 | 0 | 0 | 0 | 0 | 0 | 0 | 0 | 0 | 0 | 0 | 0
2004 | 1 | 14 | 0 | 0 | 0 | 0 | 0 | 0 | 0 | 0 | 0 | 0 | 0 | 0 | 0
2004 | 1 | 15 | 0 | 0 | 0 | 0 | 0 | 0 | 0 | 0 | 0 | 0 | 0 | 0 | 0
2004 | 1 | 16 | 0 | 0 | 0 | 0 | 0 | 0 | 0 | 0 | 0 | 0 | 0 | 0 | 0
2004 | 1 | 17 | 0.08 | 0.08 | 0.03 | 0 | 0.08 | 0.03 | 0 | 0 | 0 | 0 | 0 | 0 | 0
2004 | 1 | 18 | 0.35 | 0.35 | 0.3 | 0 | 0.35 | 0.3 | 0 | 0 | 0 | 0 | 0 | 0 | 0
2004 | 1 | 19 | 0 | 0 | 0 | 0 | 0 | 0 | 0 | 0 | 0 | 0 | 0 | 0 | 0
2004 | 1 | 20 | 0 | 0 | 0 | 0 | 0 | 0 | 0 | 0 | 0 | 0 | 0 | 0 | 0
2004 | 1 | 21 | 0 | 0 | 0 | 0 | 0 | 0 | 0 | 0 | 0 | 0 | 0 | 0 | 0
2004 | 1 | 22 | 0 | 0 | 0 | 0 | 0 | 0 | 0 | 0 | 0 | 0 | 0 | 0 | 0
2004 | 1 | 23 | 0 | 0 | 0 | 0 | 0 | 0 | 0 | 0 | 0 | 0 | 0 | 0 | 0
2004 | 1 | 24 | 0 | 0 | 0 | 0 | 0 | 0 | 0 | 0 | 0 | 0 | 0 | 0 | 0
2004 | 1 | 25 | 0.24 | 0.24 | 0.19 | 0 | 0.24 | 0.19 | 0 | 0 | 0 | 0 | 0 | 0 | 0
2004 | 1 | 26 | 0.1 | 0.1 | 0.05 | 0 | 0.1 | 0.05 | 0 | 0 | 0 | 0 | 0 | 0 | 0
2004 | 1 | 27 | 0.11 | 0.11 | 0.06 | 0 | 0.11 | 0.06 | 0 | 0 | 0 | 0 | 0 | 0 | 0
2004 | 1 | 28 | 0 | 0 | 0 | 0 | 0 | 0 | 0 | 0 | 0 | 0 | 0 | 0 | 0
2004 | 1 | 29 | 0 | 0 | 0 | 0 | 0 | 0 | 0 | 0 | 0 | 0 | 0 | 0 | 0
2004 | 1 | 30 | 0 | 0 | 0 | 0 | 0 | 0 | 0 | 0 | 0 | 0 | 0 | 0 | 0
2004 | 1 | 31 | 0 | 0 | 0 | 0 | 0 | 0 | 0 | 0 | 0 | 0 | 0 | 0 | 0
2004 | 2 | 1 | 0 | 0 | 0 | 0 | 0 | 0 | 0 | 0 | 0 | 0 | 0 | 0 | 0
2004 | 2 | 2 | 0 | 0 | 0 | 0 | 0 | 0 | 0 | 0 | 0 | 0 | 0 | 0 | 0
2004 | 2 | 3 | 0.53 | 0.53 | 0.48 | 0 | 0.53 | 0.48 | 0 | 0 | 0 | 0 | 0 | 0 | 0
2004 | 2 | 4 | 0 | 0 | 0 | 0 | 0 | 0 | 0 | 0 | 0 | 0 | 0 | 0 | 0
2004 | 2 | 5 | 0.07 | 0.07 | 0.02 | 0 | 0.07 | 0.02 | 0 | 0 | 0 | 0 | 0 | 0 | 0
2004 | 2 | 6 | 1.6 | 1 | 0.95 | 0 | 1 | 0.95 | 0 | 0 | 0 | 0 | 0 | 0 | 0
2004 | 2 | 7 | 0 | 0 | 0 | 0 | 0 | 0 | 0 | 0 | 0 | 0 | 0 | 0 | 0
2004 | 2 | 8 | 0 | 0 | 0 | 0 | 0 | 0 | 0 | 0 | 0 | 0 | 0 | 0 | 0
2004 | 2 | 9 | 0 | 0 | 0 | 0 | 0 | 0 | 0 | 0 | 0 | 0 | 0 | 0 | 0
2004 | 2 | 10 | 0 | 0 | 0 | 0 | 0 | 0 | 0 | 0 | 0 | 0 | 0 | 0 | 0
2004 | 2 | 11 | 0 | 0 | 0 | 0 | 0 | 0 | 0 | 0 | 0 | 0 | 0 | 0 | 0
2004 | 2 | 12 | 0 | 0 | 0 | 0 | 0 | 0 | 0 | 0 | 0 | 0 | 0 | 0 | 0
2004 | 2 | 13 | 0 | 0 | 0 | 0 | 0 | 0 | 0 | 0 | 0 | 0 | 0 | 0 | 0
2004 | 2 | 14 | 0 | 0 | 0 | 0 | 0 | 0 | 0 | 0 | 0 | 0 | 0 | 0 | 0
2004 | 2 | 15 | 0 | 0 | 0 | 0 | 0 | 0 | 0 | 0 | 0 | 0 | 0 | 0 | 0
2004 | 2 | 16 | 0 | 0 | 0 | 0 | 0 | 0 | 0 | 0 | 0 | 0 | 0 | 0 | 0
2004 | 2 | 17 | 0 | 0 | 0 | 0 | 0 | 0 | 0 | 0 | 0 | 0 | 0 | 0 | 0
2004 | 2 | 18 | 0 | 0 | 0 | 0 | 0 | 0 | 0 | 0 | 0 | 0 | 0 | 0 | 0
2004 | 2 | 19 | 0 | 0 | 0 | 0 | 0 | 0 | 0 | 0 | 0 | 0 | 0 | 0 | 0
2004 | 2 | 20 | 0 | 0 | 0 | 0 | 0 | 0 | 0 | 0 | 0 | 0 | 0 | 0 | 0
2004 | 2 | 21 | 0 | 0 | 0 | 0 | 0 | 0 | 0 | 0 | 0 | 0 | 0 | 0 | 0
2004 | 2 | 22 | 0 | 0 | 0 | 0 | 0 | 0 | 0 | 0 | 0 | 0 | 0 | 0 | 0
2004 | 2 | 23 | 0 | 0 | 0 | 0 | 0 | 0 | 0 | 0 | 0 | 0 | 0 | 0 | 0
2004 | 2 | 24 | 0.08 | 0.08 | 0.03 | 0 | 0.08 | 0.03 | 0 | 0 | 0 | 0 | 0 | 0 | 0
2004 | 2 | 25 | 0 | 0 | 0 | 0 | 0 | 0 | 0 | 0 | 0 | 0 | 0 | 0 | 0
2004 | 2 | 26 | 0 | 0 | 0 | 0 | 0 | 0 | 0 | 0 | 0 | 0 | 0 | 0 | 0
2004 | 2 | 27 | 0 | 0 | 0 | 0 | 0 | 0 | 0 | 0 | 0 | 0 | 0 | 0 | 0
2004 | 2 | 28 | 0 | 0 | 0 | 0 | 0 | 0 | 0 | 0 | 0 | 0 | 0 | 0 | 0
2004 | 2 | 29 | 0 | 0 | 0 | 0 | 0 | 0 | 0 | 0 | 0 | 0 | 0 | 0 | 0
2004 | 3 | 1 | 0 | 0 | 0 | 0 | 0 | 0 | 0 | 0 | 0 | 0 | 0 | 0 | 0
2004 | 3 | 2 | 0.16 | 0.16 | 0.11 | 0 | 0.16 | 0.11 | 0 | 0 | 0 | 0 | 0 | 0 | 0
2004 | 3 | 3 | 0 | 0 | 0 | 0 | 0 | 0 | 0 | 0 | 0 | 0 | 0 | 0 | 0
2004 | 3 | 4 | 0.09 | 0.09 | 0.04 | 0 | 0.09 | 0.04 | 0 | 0 | 0 | 0 | 0 | 0 | 0
2004 | 3 | 5 | 0 | 0 | 0 | 0 | 0 | 0 | 0 | 0 | 0 | 0 | 0 | 0 | 0
2004 | 3 | 6 | 0.85 | 0.85 | 0.8 | 0 | 0.85 | 0.8 | 0 | 0 | 0 | 0 | 0 | 0 | 0
2004 | 3 | 7 | 0.15 | 0.15 | 0.1 | 0 | 0.15 | 0.1 | 0 | 0 | 0 | 0 | 0 | 0 | 0
2004 | 3 | 8 | 0 | 0 | 0 | 0 | 0 | 0 | 0 | 0 | 0 | 0 | 0 | 0 | 0
2004 | 3 | 9 | 0 | 0 | 0 | 0 | 0 | 0 | 0 | 0 | 0 | 0 | 0 | 0 | 0
2004 | 3 | 10 | 0.01 | 0.01 | 0 | 0 | 0.01 | 0 | 0 | 0 | 0 | 0 | 0 | 0 | 0
2004 | 3 | 11 | 0 | 0 | 0 | 0 | 0 | 0 | 0 | 0 | 0 | 0 | 0 | 0 | 0
2004 | 3 | 12 | 0 | 0 | 0 | 0 | 0 | 0 | 0 | 0 | 0 | 0 | 0 | 0 | 0
2004 | 3 | 13 | 0 | 0 | 0 | 0 | 0 | 0 | 0 | 0 | 0 | 0 | 0 | 0 | 0
2004 | 3 | 14 | 0 | 0 | 0 | 0 | 0 | 0 | 0 | 0 | 0 | 0 | 0 | 0 | 0
2004 | 3 | 15 | 0 | 0 | 0 | 0 | 0 | 0 | 0 | 0 | 0 | 0 | 0 | 0 | 0
2004 | 3 | 16 | 0.38 | 0.38 | 0.33 | 0 | 0.38 | 0.33 | 0 | 0 | 0 | 0 | 0 | 0 | 0
2004 | 3 | 17 | 0.08 | 0.08 | 0.03 | 0 | 0.08 | 0.03 | 0 | 0 | 0 | 0 | 0 | 0 | 0
2004 | 3 | 18 | 0.04 | 0.04 | 0 | 0 | 0.04 | 0 | 0 | 0 | 0 | 0 | 0 | 0 | 0
2004 | 3 | 19 | 0.11 | 0.11 | 0.06 | 0 | 0.11 | 0.06 | 0 | 0 | 0 | 0 | 0 | 0 | 0
2004 | 3 | 20 | 0.01 | 0.01 | 0 | 0 | 0.01 | 0 | 0 | 0 | 0 | 0 | 0 | 0 | 0
2004 | 3 | 21 | 0 | 0 | 0 | 0 | 0 | 0 | 0 | 0 | 0 | 0 | 0 | 0 | 0
2004 | 3 | 22 | 0 | 0 | 0 | 0 | 0 | 0 | 0 | 0 | 0 | 0 | 0 | 0 | 0
2004 | 3 | 23 | 0 | 0 | 0 | 0 | 0 | 0 | 0 | 0 | 0 | 0 | 0 | 0 | 0
2004 | 3 | 24 | 0 | 0 | 0 | 0 | 0 | 0 | 0 | 0 | 0 | 0 | 0 | 0 | 0
2004 | 3 | 25 | 0.06 | 0.06 | 0.01 | 0 | 0.06 | 0.01 | 0 | 0 | 0 | 0 | 0 | 0 | 0
2004 | 3 | 26 | 0 | 0 | 0 | 0 | 0 | 0 | 0 | 0 | 0 | 0 | 0 | 0 | 0
2004 | 3 | 27 | 0.09 | 0.09 | 0.04 | 0 | 0.09 | 0.04 | 0 | 0 | 0 | 0 | 0 | 0 | 0
2004 | 3 | 28 | 0 | 0 | 0 | 0 | 0 | 0 | 0 | 0 | 0 | 0 | 0 | 0 | 0
2004 | 3 | 29 | 0 | 0 | 0 | 0 | 0 | 0 | 0 | 0 | 0 | 0 | 0 | 0 | 0
2004 | 3 | 30 | 0 | 0 | 0 | 0 | 0 | 0 | 0 | 0 | 0 | 0 | 0 | 0 | 0
2004 | 3 | 31 | 0.06 | 0.06 | 0.01 | 0 | 0.06 | 0.01 | 0 | 0 | 0 | 0 | 0 | 0 | 0
2004 | 4 | 1 | 0.93 | 0.93 | 0.88 | 0 | 0.93 | 0.88 | 0 | 0 | 0 | 0 | 0 | 0 | 0
2004 | 4 | 2 | 0.29 | 0.29 | 0.24 | 0 | 0.29 | 0.24 | 0 | 0 | 0 | 0 | 0 | 0 | 0
2004 | 4 | 3 | 0.05 | 0.05 | 0 | 0 | 0.05 | 0 | 0 | 0 | 0 | 0 | 0 | 0 | 0
2004 | 4 | 4 | 0.05 | 0.05 | 0 | 0 | 0.05 | 0 | 0 | 0 | 0 | 0 | 0 | 0 | 0
2004 | 4 | 5 | 0 | 0 | 0 | 0 | 0 | 0 | 0 | 0 | 0 | 0 | 0 | 0 | 0
2004 | 4 | 6 | 0 | 0 | 0 | 0 | 0 | 0 | 0 | 0 | 0 | 0 | 0 | 0 | 0
2004 | 4 | 7 | 0 | 0 | 0 | 0 | 0 | 0 | 0 | 0 | 0 | 0 | 0 | 0 | 0
2004 | 4 | 8 | 0.01 | 0.01 | 0 | 0 | 0.01 | 0 | 0 | 0 | 0 | 0 | 0 | 0 | 0
2004 | 4 | 9 | 0 | 0 | 0 | 0 | 0 | 0 | 0 | 0 | 0 | 0 | 0 | 0 | 0
2004 | 4 | 10 | 0 | 0 | 0 | 0 | 0 | 0 | 0 | 0 | 0 | 0 | 0 | 0 | 0
2004 | 4 | 11 | 0.05 | 0.05 | 0 | 0 | 0.05 | 0 | 0 | 0 | 0 | 0 | 0 | 0 | 0
2004 | 4 | 12 | 1.18 | 1 | 0.95 | 0 | 1 | 0.95 | 0 | 0 | 0 | 0 | 0 | 0 | 0
2004 | 4 | 13 | 0.22 | 0.22 | 0.17 | 0 | 0.22 | 0.17 | 0 | 0 | 0 | 0 | 0 | 0 | 0
2004 | 4 | 14 | 0.22 | 0.22 | 0.17 | 0 | 0.22 | 0.17 | 0 | 0 | 0 | 0 | 0 | 0 | 0
2004 | 4 | 15 | 0 | 0 | 0 | 0 | 0 | 0 | 0 | 0 | 0 | 0 | 0 | 0 | 0
2004 | 4 | 16 | 0 | 0 | 0 | 0 | 0 | 0 | 0 | 0 | 0 | 0 | 0 | 0 | 0
2004 | 4 | 17 | 0 | 0 | 0 | 0 | 0 | 0 | 0 | 0 | 0 | 0 | 0 | 0 | 0
2004 | 4 | 18 | 0 | 0 | 0 | 0 | 0 | 0 | 0 | 0 | 0 | 0 | 0 | 0 | 0
2004 | 4 | 19 | 0 | 0 | 0 | 0 | 0 | 0 | 0 | 0 | 0 | 0 | 0 | 0 | 0
2004 | 4 | 20 | 0 | 0 | 0 | 0 | 0 | 0 | 0 | 0 | 0 | 0 | 0 | 0 | 0
2004 | 4 | 21 | 0 | 0 | 0 | 0 | 0 | 0 | 0 | 0 | 0 | 0 | 0 | 0 | 0
2004 | 4 | 22 | 0 | 0 | 0 | 0 | 0 | 0 | 0 | 0 | 0 | 0 | 0 | 0 | 0
2004 | 4 | 23 | 0.31 | 0.31 | 0.26 | 0 | 0.31 | 0.26 | 0 | 0 | 0 | 0 | 0 | 0 | 0
2004 | 4 | 24 | 0 | 0 | 0 | 0 | 0 | 0 | 0 | 0 | 0 | 0 | 0 | 0 | 0
2004 | 4 | 25 | 0 | 0 | 0 | 0 | 0 | 0 | 0 | 0 | 0 | 0 | 0 | 0 | 0
2004 | 4 | 26 | 0.52 | 0.52 | 0.47 | 0 | 0.52 | 0.47 | 0 | 0 | 0 | 0 | 0 | 0 | 0
2004 | 4 | 27 | 0.01 | 0.01 | 0 | 0 | 0.01 | 0 | 0 | 0 | 0 | 0 | 0 | 0 | 0
2004 | 4 | 28 | 0 | 0 | 0 | 0 | 0 | 0 | 0 | 0 | 0 | 0 | 0 | 0 | 0
2004 | 4 | 29 | 0 | 0 | 0 | 0 | 0 | 0 | 0 | 0 | 0 | 0 | 0 | 0 | 0
2004 | 4 | 30 | 0 | 0 | 0 | 0 | 0 | 0 | 0 | 0 | 0 | 0 | 0 | 0 | 0
2004 | 5 | 1 | 0.07 | 0.07 | 0.02 | 0 | 0.07 | 0.02 | 0 | 0 | 0 | 0 | 0 | 0 | 0
2004 | 5 | 2 | 0.67 | 0.67 | 0.62 | 0 | 0.67 | 0.62 | 0 | 0 | 0 | 0 | 0 | 0 | 0
2004 | 5 | 3 | 0.36 | 0.36 | 0.31 | 0 | 0.36 | 0.31 | 0 | 0 | 0 | 0 | 0 | 0 | 0
2004 | 5 | 4 | 0 | 0 | 0 | 0 | 0 | 0 | 0 | 0 | 0 | 0 | 0 | 0 | 0
2004 | 5 | 5 | 0.41 | 0.41 | 0.36 | 0 | 0.41 | 0.36 | 0 | 0 | 0 | 0 | 0 | 0 | 0
2004 | 5 | 6 | 0 | 0 | 0 | 0 | 0 | 0 | 0 | 0 | 0 | 0 | 0 | 0 | 0
2004 | 5 | 7 | 0.2 | 0.2 | 0.15 | 0 | 0.2 | 0.15 | 0 | 0 | 0 | 0 | 0 | 0 | 0
2004 | 5 | 8 | 0 | 0 | 0 | 0 | 0 | 0 | 0 | 0 | 0 | 0 | 0 | 0 | 0
2004 | 5 | 9 | 0 | 0 | 0 | 0 | 0 | 0 | 0 | 0 | 0 | 0 | 0 | 0 | 0
2004 | 5 | 10 | 0.01 | 0.01 | 0 | 0 | 0.01 | 0 | 0 | 0 | 0 | 0 | 0 | 0 | 0
2004 | 5 | 11 | 0 | 0 | 0 | 0 | 0 | 0 | 0 | 0 | 0 | 0 | 0 | 0 | 0
2004 | 5 | 12 | 0 | 0 | 0 | 0 | 0 | 0 | 0 | 0 | 0 | 0 | 0 | 0 | 0
2004 | 5 | 13 | 0 | 0 | 0 | 0 | 0 | 0 | 0 | 0 | 0 | 0 | 0 | 0 | 0
2004 | 5 | 14 | 0 | 0 | 0 | 0 | 0 | 0 | 0 | 0 | 0 | 0 | 0 | 0 | 0
2004 | 5 | 15 | 0.15 | 0.15 | 0.1 | 0 | 0.15 | 0.1 | 0 | 0 | 0 | 0 | 0 | 0 | 0
2004 | 5 | 16 | 0.01 | 0.01 | 0 | 0 | 0.01 | 0 | 0 | 0 | 0 | 0 | 0 | 0 | 0
2004 | 5 | 17 | 0.02 | 0.02 | 0 | 0 | 0.02 | 0 | 0 | 0 | 0 | 0 | 0 | 0 | 0
2004 | 5 | 18 | 0.05 | 0.05 | 0 | 0 | 0.05 | 0 | 0 | 0 | 0 | 0 | 0 | 0 | 0
2004 | 5 | 19 | 0.1 | 0.1 | 0.05 | 0 | 0.1 | 0.05 | 0 | 0 | 0 | 0 | 0 | 0 | 0
2004 | 5 | 20 | 0 | 0 | 0 | 0 | 0 | 0 | 0 | 0 | 0 | 0 | 0 | 0 | 0
2004 | 5 | 21 | 0.04 | 0.04 | 0 | 0 | 0.04 | 0 | 0 | 0 | 0 | 0 | 0 | 0 | 0
2004 | 5 | 22 | 0 | 0 | 0 | 0 | 0 | 0 | 0 | 0 | 0 | 0 | 0 | 0 | 0
2004 | 5 | 23 | 0 | 0 | 0 | 0 | 0 | 0 | 0 | 0 | 0 | 0 | 0 | 0 | 0
2004 | 5 | 24 | 0 | 0 | 0 | 0 | 0 | 0 | 0 | 0 | 0 | 0 | 0 | 0 | 0
2004 | 5 | 25 | 0.39 | 0.39 | 0.34 | 0 | 0.39 | 0.34 | 0 | 0 | 0 | 0 | 0 | 0 | 0
2004 | 5 | 26 | 0.07 | 0.07 | 0.02 | 0 | 0.07 | 0.02 | 0 | 0 | 0 | 0 | 0 | 0 | 0
2004 | 5 | 27 | 0.04 | 0.04 | 0 | 0 | 0.04 | 0 | 0 | 0 | 0 | 0 | 0 | 0 | 0
2004 | 5 | 28 | 0.2 | 0.2 | 0.15 | 0 | 0.2 | 0.15 | 0 | 0 | 0 | 0 | 0 | 0 | 0
2004 | 5 | 29 | 0 | 0 | 0 | 0 | 0 | 0 | 0 | 0 | 0 | 0 | 0 | 0 | 0
2004 | 5 | 30 | 0.02 | 0.02 | 0 | 0 | 0.02 | 0 | 0 | 0 | 0 | 0 | 0 | 0 | 0
2004 | 5 | 31 | 0.17 | 0.17 | 0.12 | 0 | 0.17 | 0.12 | 0 | 0 | 0 | 0 | 0 | 0 | 0
2004 | 6 | 1 | 0.24 | 0.24 | 0.19 | 0 | 0.24 | 0.19 | 0 | 0 | 0 | 0 | 0 | 0 | 0
2004 | 6 | 2 | 0 | 0 | 0 | 0 | 0 | 0 | 0 | 0 | 0 | 0 | 0 | 0 | 0
2004 | 6 | 3 | 0.02 | 0.02 | 0 | 0 | 0.02 | 0 | 0 | 0 | 0 | 0 | 0 | 0 | 0
2004 | 6 | 4 | 0.12 | 0.12 | 0.07 | 0 | 0.12 | 0.07 | 0 | 0 | 0 | 0 | 0 | 0 | 0
2004 | 6 | 5 | 0.86 | 0.86 | 0.81 | 0 | 0.86 | 0.81 | 0 | 0 | 0 | 0 | 0 | 0 | 0
2004 | 6 | 6 | 0 | 0 | 0 | 0 | 0 | 0 | 0 | 0 | 0 | 0 | 0 | 0 | 0
2004 | 6 | 7 | 0 | 0 | 0 | 0 | 0 | 0 | 0 | 0 | 0 | 0 | 0 | 0 | 0
2004 | 6 | 8 | 0 | 0 | 0 | 0 | 0 | 0 | 0 | 0 | 0 | 0 | 0 | 0 | 0
2004 | 6 | 9 | 0 | 0 | 0 | 0 | 0 | 0 | 0 | 0 | 0 | 0 | 0 | 0 | 0
2004 | 6 | 10 | 0 | 0 | 0 | 0 | 0 | 0 | 0 | 0 | 0 | 0 | 0 | 0 | 0
2004 | 6 | 11 | 0.95 | 0.95 | 0.9 | 0 | 0.95 | 0.9 | 0 | 0 | 0 | 0 | 0 | 0 | 0
2004 | 6 | 12 | 0 | 0 | 0 | 0 | 0 | 0 | 0 | 0 | 0 | 0 | 0 | 0 | 0
2004 | 6 | 13 | 0 | 0 | 0 | 0 | 0 | 0 | 0 | 0 | 0 | 0 | 0 | 0 | 0
2004 | 6 | 14 | 0 | 0 | 0 | 0 | 0 | 0 | 0 | 0 | 0 | 0 | 0 | 0 | 0
2004 | 6 | 15 | 0.03 | 0.03 | 0 | 0 | 0.03 | 0 | 0 | 0 | 0 | 0 | 0 | 0 | 0
2004 | 6 | 16 | 0 | 0 | 0 | 0 | 0 | 0 | 0 | 0 | 0 | 0 | 0 | 0 | 0
2004 | 6 | 17 | 0.76 | 0.76 | 0.71 | 0 | 0.76 | 0.71 | 0 | 0 | 0 | 0 | 0 | 0 | 0
2004 | 6 | 18 | 0 | 0 | 0 | 0 | 0 | 0 | 0 | 0 | 0 | 0 | 0 | 0 | 0
2004 | 6 | 19 | 0 | 0 | 0 | 0 | 0 | 0 | 0 | 0 | 0 | 0 | 0 | 0 | 0
2004 | 6 | 20 | 0 | 0 | 0 | 0 | 0 | 0 | 0 | 0 | 0 | 0 | 0 | 0 | 0
2004 | 6 | 21 | 0 | 0 | 0 | 0 | 0 | 0 | 0 | 0 | 0 | 0 | 0 | 0 | 0
2004 | 6 | 22 | 1.26 | 1 | 0.95 | 0 | 1 | 0.95 | 0 | 0 | 0 | 0 | 0 | 0 | 0
2004 | 6 | 23 | 0.07 | 0.07 | 0.02 | 0 | 0.07 | 0.02 | 0 | 0 | 0 | 0 | 0 | 0 | 0
2004 | 6 | 24 | 0 | 0 | 0 | 0 | 0 | 0 | 0 | 0 | 0 | 0 | 0 | 0 | 0
2004 | 6 | 25 | 0.26 | 0.26 | 0.21 | 0 | 0.26 | 0.21 | 0 | 0 | 0 | 0 | 0 | 0 | 0
2004 | 6 | 26 | 0.03 | 0.03 | 0 | 0 | 0.03 | 0 | 0 | 0 | 0 | 0 | 0 | 0 | 0
2004 | 6 | 27 | 0 | 0 | 0 | 0 | 0 | 0 | 0 | 0 | 0 | 0 | 0 | 0 | 0
2004 | 6 | 28 | 0 | 0 | 0 | 0 | 0 | 0 | 0 | 0 | 0 | 0 | 0 | 0 | 0
2004 | 6 | 29 | 0 | 0 | 0 | 0 | 0 | 0 | 0 | 0 | 0 | 0 | 0 | 0 | 0
2004 | 6 | 30 | 0 | 0 | 0 | 0 | 0 | 0 | 0 | 0 | 0 | 0 | 0 | 0 | 0
2004 | 7 | 1 | 0 | 0 | 0 | 0 | 0 | 0 | 0 | 0 | 0 | 0 | 0 | 0 | 0
2004 | 7 | 2 | 0 | 0 | 0 | 0 | 0 | 0 | 0 | 0 | 0 | 0 | 0 | 0 | 0
2004 | 7 | 3 | 0 | 0 | 0 | 0 | 0 | 0 | 0 | 0 | 0 | 0 | 0 | 0 | 0
2004 | 7 | 4 | 2.18 | 1 | 0.95 | 0 | 1 | 0.95 | 0 | 0 | 0 | 0 | 0 | 0 | 0
2004 | 7 | 5 | 0.15 | 0.15 | 0.1 | 0 | 0.15 | 0.1 | 0 | 0 | 0 | 0 | 0 | 0 | 0
2004 | 7 | 6 | 0 | 0 | 0 | 0 | 0 | 0 | 0 | 0 | 0 | 0 | 0 | 0 | 0
2004 | 7 | 7 | 0.49 | 0.49 | 0.44 | 0 | 0.49 | 0.44 | 0 | 0 | 0 | 0 | 0 | 0 | 0
2004 | 7 | 8 | 0.04 | 0.04 | 0 | 0 | 0.04 | 0 | 0 | 0 | 0 | 0 | 0 | 0 | 0
2004 | 7 | 9 | 0 | 0 | 0 | 0 | 0 | 0 | 0 | 0 | 0 | 0 | 0 | 0 | 0
2004 | 7 | 10 | 0 | 0 | 0 | 0 | 0 | 0 | 0 | 0 | 0 | 0 | 0 | 0 | 0
2004 | 7 | 11 | 0 | 0 | 0 | 0 | 0 | 0 | 0 | 0 | 0 | 0 | 0 | 0 | 0
2004 | 7 | 12 | 0.03 | 0.03 | 0 | 0 | 0.03 | 0 | 0 | 0 | 0 | 0 | 0 | 0 | 0
2004 | 7 | 13 | 0 | 0 | 0 | 0 | 0 | 0 | 0 | 0 | 0 | 0 | 0 | 0 | 0
2004 | 7 | 14 | 0.06 | 0.06 | 0.01 | 0 | 0.06 | 0.01 | 0 | 0 | 0 | 0 | 0 | 0 | 0
2004 | 7 | 15 | 0 | 0 | 0 | 0 | 0 | 0 | 0 | 0 | 0 | 0 | 0 | 0 | 0
2004 | 7 | 16 | 0 | 0 | 0 | 0 | 0 | 0 | 0 | 0 | 0 | 0 | 0 | 0 | 0
2004 | 7 | 17 | 0.24 | 0.24 | 0.19 | 0 | 0.24 | 0.19 | 0 | 0 | 0 | 0 | 0 | 0 | 0
2004 | 7 | 18 | 0.22 | 0.22 | 0.17 | 0 | 0.22 | 0.17 | 0 | 0 | 0 | 0 | 0 | 0 | 0
2004 | 7 | 19 | 0.09 | 0.09 | 0.04 | 0 | 0.09 | 0.04 | 0 | 0 | 0 | 0 | 0 | 0 | 0
2004 | 7 | 20 | 0 | 0 | 0 | 0 | 0 | 0 | 0 | 0 | 0 | 0 | 0 | 0 | 0
2004 | 7 | 21 | 0 | 0 | 0 | 0 | 0 | 0 | 0 | 0 | 0 | 0 | 0 | 0 | 0
2004 | 7 | 22 | 0.74 | 0.74 | 0.69 | 0 | 0.74 | 0.69 | 0 | 0 | 0 | 0 | 0 | 0 | 0
2004 | 7 | 23 | 0.02 | 0.02 | 0 | 0 | 0.02 | 0 | 0 | 0 | 0 | 0 | 0 | 0 | 0
2004 | 7 | 24 | 0.01 | 0.01 | 0 | 0 | 0.01 | 0 | 0 | 0 | 0 | 0 | 0 | 0 | 0
2004 | 7 | 25 | 0 | 0 | 0 | 0 | 0 | 0 | 0 | 0 | 0 | 0 | 0 | 0 | 0
2004 | 7 | 26 | 0.58 | 0.58 | 0.53 | 0 | 0.58 | 0.53 | 0 | 0 | 0 | 0 | 0 | 0 | 0
2004 | 7 | 27 | 2.1 | 1 | 0.95 | 0 | 1 | 0.95 | 0 | 0 | 0 | 0 | 0 | 0 | 0
2004 | 7 | 28 | 0.03 | 0.03 | 0 | 0 | 0.03 | 0 | 0 | 0 | 0 | 0 | 0 | 0 | 0
2004 | 7 | 29 | 0 | 0 | 0 | 0 | 0 | 0 | 0 | 0 | 0 | 0 | 0 | 0 | 0
2004 | 7 | 30 | 0 | 0 | 0 | 0 | 0 | 0 | 0 | 0 | 0 | 0 | 0 | 0 | 0
2004 | 7 | 31 | 0 | 0 | 0 | 0 | 0 | 0 | 0 | 0 | 0 | 0 | 0 | 0 | 0
2004 | 8 | 1 | 0.22 | 0.22 | 0.17 | 0 | 0.22 | 0.17 | 0 | 0 | 0 | 0 | 0 | 0 | 0
2004 | 8 | 2 | 0.25 | 0.25 | 0.2 | 0 | 0.25 | 0.2 | 0 | 0 | 0 | 0 | 0 | 0 | 0
2004 | 8 | 3 | 0.02 | 0.02 | 0 | 0 | 0.02 | 0 | 0 | 0 | 0 | 0 | 0 | 0 | 0
2004 | 8 | 4 | 0.27 | 0.27 | 0.22 | 0 | 0.27 | 0.22 | 0 | 0 | 0 | 0 | 0 | 0 | 0
2004 | 8 | 5 | 0.01 | 0.01 | 0 | 0 | 0.01 | 0 | 0 | 0 | 0 | 0 | 0 | 0 | 0
2004 | 8 | 6 | 0 | 0 | 0 | 0 | 0 | 0 | 0 | 0 | 0 | 0 | 0 | 0 | 0
2004 | 8 | 7 | 0 | 0 | 0 | 0 | 0 | 0 | 0 | 0 | 0 | 0 | 0 | 0 | 0
2004 | 8 | 8 | 0 | 0 | 0 | 0 | 0 | 0 | 0 | 0 | 0 | 0 | 0 | 0 | 0
2004 | 8 | 9 | 0 | 0 | 0 | 0 | 0 | 0 | 0 | 0 | 0 | 0 | 0 | 0 | 0
2004 | 8 | 10 | 0 | 0 | 0 | 0 | 0 | 0 | 0 | 0 | 0 | 0 | 0 | 0 | 0
2004 | 8 | 11 | 0.82 | 0.82 | 0.77 | 0 | 0.82 | 0.77 | 0 | 0 | 0 | 0 | 0 | 0 | 0
2004 | 8 | 12 | 2.43 | 1 | 0.95 | 0 | 1 | 0.95 | 0 | 0 | 0 | 0 | 0 | 0 | 0
2004 | 8 | 13 | 0.02 | 0.02 | 0 | 0 | 0.02 | 0 | 0 | 0 | 0 | 0 | 0 | 0 | 0
2004 | 8 | 14 | 0.6 | 0.6 | 0.55 | 0 | 0.6 | 0.55 | 0 | 0 | 0 | 0 | 0 | 0 | 0
2004 | 8 | 15 | 0 | 0 | 0 | 0 | 0 | 0 | 0 | 0 | 0 | 0 | 0 | 0 | 0
2004 | 8 | 16 | 0 | 0 | 0 | 0 | 0 | 0 | 0 | 0 | 0 | 0 | 0 | 0 | 0
2004 | 8 | 17 | 0 | 0 | 0 | 0 | 0 | 0 | 0 | 0 | 0 | 0 | 0 | 0 | 0
2004 | 8 | 18 | 0.14 | 0.14 | 0.09 | 0 | 0.14 | 0.09 | 0 | 0 | 0 | 0 | 0 | 0 | 0
2004 | 8 | 19 | 0 | 0 | 0 | 0 | 0 | 0 | 0 | 0 | 0 | 0 | 0 | 0 | 0
2004 | 8 | 20 | 0 | 0 | 0 | 0 | 0 | 0 | 0 | 0 | 0 | 0 | 0 | 0 | 0
2004 | 8 | 21 | 0.23 | 0.23 | 0.18 | 0 | 0.23 | 0.18 | 0 | 0 | 0 | 0 | 0 | 0 | 0
2004 | 8 | 22 | 0 | 0 | 0 | 0 | 0 | 0 | 0 | 0 | 0 | 0 | 0 | 0 | 0
2004 | 8 | 23 | 0 | 0 | 0 | 0 | 0 | 0 | 0 | 0 | 0 | 0 | 0 | 0 | 0
2004 | 8 | 24 | 0 | 0 | 0 | 0 | 0 | 0 | 0 | 0 | 0 | 0 | 0 | 0 | 0
2004 | 8 | 25 | 0 | 0 | 0 | 0 | 0 | 0 | 0 | 0 | 0 | 0 | 0 | 0 | 0
2004 | 8 | 26 | 0 | 0 | 0 | 0 | 0 | 0 | 0 | 0 | 0 | 0 | 0 | 0 | 0
2004 | 8 | 27 | 0 | 0 | 0 | 0 | 0 | 0 | 0 | 0 | 0 | 0 | 0 | 0 | 0
2004 | 8 | 28 | 0 | 0 | 0 | 0 | 0 | 0 | 0 | 0 | 0 | 0 | 0 | 0 | 0
2004 | 8 | 29 | 0 | 0 | 0 | 0 | 0 | 0 | 0 | 0 | 0 | 0 | 0 | 0 | 0
2004 | 8 | 30 | 0.08 | 0.08 | 0.03 | 0 | 0.08 | 0.03 | 0 | 0 | 0 | 0 | 0 | 0 | 0
2004 | 8 | 31 | 0 | 0 | 0 | 0 | 0 | 0 | 0 | 0 | 0 | 0 | 0 | 0 | 0
2004 | 9 | 1 | 0 | 0 | 0 | 0 | 0 | 0 | 0 | 0 | 0 | 0 | 0 | 0 | 0
2004 | 9 | 2 | 0 | 0 | 0 | 0 | 0 | 0 | 0 | 0 | 0 | 0 | 0 | 0 | 0
2004 | 9 | 3 | 0 | 0 | 0 | 0 | 0 | 0 | 0 | 0 | 0 | 0 | 0 | 0 | 0
2004 | 9 | 4 | 0 | 0 | 0 | 0 | 0 | 0 | 0 | 0 | 0 | 0 | 0 | 0 | 0
2004 | 9 | 5 | 0.01 | 0.01 | 0 | 0 | 0.01 | 0 | 0 | 0 | 0 | 0 | 0 | 0 | 0
2004 | 9 | 6 | 0 | 0 | 0 | 0 | 0 | 0 | 0 | 0 | 0 | 0 | 0 | 0 | 0
2004 | 9 | 7 | 0.12 | 0.12 | 0.07 | 0 | 0.12 | 0.07 | 0 | 0 | 0 | 0 | 0 | 0 | 0
2004 | 9 | 8 | 0.31 | 0.31 | 0.26 | 0 | 0.31 | 0.26 | 0 | 0 | 0 | 0 | 0 | 0 | 0
2004 | 9 | 9 | 0.02 | 0.02 | 0 | 0 | 0.02 | 0 | 0 | 0 | 0 | 0 | 0 | 0 | 0
2004 | 9 | 10 | 0 | 0 | 0 | 0 | 0 | 0 | 0 | 0 | 0 | 0 | 0 | 0 | 0
2004 | 9 | 11 | 0 | 0 | 0 | 0 | 0 | 0 | 0 | 0 | 0 | 0 | 0 | 0 | 0
2004 | 9 | 12 | 0 | 0 | 0 | 0 | 0 | 0 | 0 | 0 | 0 | 0 | 0 | 0 | 0
2004 | 9 | 13 | 0 | 0 | 0 | 0 | 0 | 0 | 0 | 0 | 0 | 0 | 0 | 0 | 0
2004 | 9 | 14 | 0.03 | 0.03 | 0 | 0 | 0.03 | 0 | 0 | 0 | 0 | 0 | 0 | 0 | 0
2004 | 9 | 15 | 0.21 | 0.21 | 0.16 | 0 | 0.21 | 0.16 | 0 | 0 | 0 | 0 | 0 | 0 | 0
2004 | 9 | 16 | 0 | 0 | 0 | 0 | 0 | 0 | 0 | 0 | 0 | 0 | 0 | 0 | 0
2004 | 9 | 17 | 0.4 | 0.4 | 0.35 | 0 | 0.4 | 0.35 | 0 | 0 | 0 | 0 | 0 | 0 | 0
2004 | 9 | 18 | 0.43 | 0.43 | 0.38 | 0 | 0.43 | 0.38 | 0 | 0 | 0 | 0 | 0 | 0 | 0
2004 | 9 | 19 | 0 | 0 | 0 | 0 | 0 | 0 | 0 | 0 | 0 | 0 | 0 | 0 | 0
2004 | 9 | 20 | 0 | 0 | 0 | 0 | 0 | 0 | 0 | 0 | 0 | 0 | 0 | 0 | 0
2004 | 9 | 21 | 0 | 0 | 0 | 0 | 0 | 0 | 0 | 0 | 0 | 0 | 0 | 0 | 0
2004 | 9 | 22 | 0 | 0 | 0 | 0 | 0 | 0 | 0 | 0 | 0 | 0 | 0 | 0 | 0
2004 | 9 | 23 | 0 | 0 | 0 | 0 | 0 | 0 | 0 | 0 | 0 | 0 | 0 | 0 | 0
2004 | 9 | 24 | 0 | 0 | 0 | 0 | 0 | 0 | 0 | 0 | 0 | 0 | 0 | 0 | 0
2004 | 9 | 25 | 0 | 0 | 0 | 0 | 0 | 0 | 0 | 0 | 0 | 0 | 0 | 0 | 0
2004 | 9 | 26 | 0 | 0 | 0 | 0 | 0 | 0 | 0 | 0 | 0 | 0 | 0 | 0 | 0
2004 | 9 | 27 | 0 | 0 | 0 | 0 | 0 | 0 | 0 | 0 | 0 | 0 | 0 | 0 | 0
2004 | 9 | 28 | 2.46 | 1 | 0.95 | 0 | 1 | 0.95 | 0 | 0 | 0 | 0 | 0 | 0 | 0
2004 | 9 | 29 | 0 | 0 | 0 | 0 | 0 | 0 | 0 | 0 | 0 | 0 | 0 | 0 | 0
2004 | 9 | 30 | 0 | 0 | 0 | 0 | 0 | 0 | 0 | 0 | 0 | 0 | 0 | 0 | 0
2004 | 10 | 1 | 0 | 0 | 0 | 0 | 0 | 0 | 0 | 0 | 0 | 0 | 0 | 0 | 0
2004 | 10 | 2 | 0.84 | 0.84 | 0.79 | 0 | 0.84 | 0.79 | 0 | 0 | 0 | 0 | 0 | 0 | 0
2004 | 10 | 3 | 0 | 0 | 0 | 0 | 0 | 0 | 0 | 0 | 0 | 0 | 0 | 0 | 0
2004 | 10 | 4 | 0 | 0 | 0 | 0 | 0 | 0 | 0 | 0 | 0 | 0 | 0 | 0 | 0
2004 | 10 | 5 | 0 | 0 | 0 | 0 | 0 | 0 | 0 | 0 | 0 | 0 | 0 | 0 | 0
2004 | 10 | 6 | 0 | 0 | 0 | 0 | 0 | 0 | 0 | 0 | 0 | 0 | 0 | 0 | 0
2004 | 10 | 7 | 0 | 0 | 0 | 0 | 0 | 0 | 0 | 0 | 0 | 0 | 0 | 0 | 0
2004 | 10 | 8 | 0 | 0 | 0 | 0 | 0 | 0 | 0 | 0 | 0 | 0 | 0 | 0 | 0
2004 | 10 | 9 | 0 | 0 | 0 | 0 | 0 | 0 | 0 | 0 | 0 | 0 | 0 | 0 | 0
2004 | 10 | 10 | 0 | 0 | 0 | 0 | 0 | 0 | 0 | 0 | 0 | 0 | 0 | 0 | 0
2004 | 10 | 11 | 0 | 0 | 0 | 0 | 0 | 0 | 0 | 0 | 0 | 0 | 0 | 0 | 0
2004 | 10 | 12 | 0 | 0 | 0 | 0 | 0 | 0 | 0 | 0 | 0 | 0 | 0 | 0 | 0
2004 | 10 | 13 | 0 | 0 | 0 | 0 | 0 | 0 | 0 | 0 | 0 | 0 | 0 | 0 | 0
2004 | 10 | 14 | 0.01 | 0.01 | 0 | 0 | 0.01 | 0 | 0 | 0 | 0 | 0 | 0 | 0 | 0
2004 | 10 | 15 | 0.08 | 0.08 | 0.03 | 0 | 0.08 | 0.03 | 0 | 0 | 0 | 0 | 0 | 0 | 0
2004 | 10 | 16 | 0.02 | 0.02 | 0 | 0 | 0.02 | 0 | 0 | 0 | 0 | 0 | 0 | 0 | 0
2004 | 10 | 17 | 0 | 0 | 0 | 0 | 0 | 0 | 0 | 0 | 0 | 0 | 0 | 0 | 0
2004 | 10 | 18 | 0 | 0 | 0 | 0 | 0 | 0 | 0 | 0 | 0 | 0 | 0 | 0 | 0
2004 | 10 | 19 | 0.27 | 0.27 | 0.22 | 0 | 0.27 | 0.22 | 0 | 0 | 0 | 0 | 0 | 0 | 0
2004 | 10 | 20 | 0.21 | 0.21 | 0.16 | 0 | 0.21 | 0.16 | 0 | 0 | 0 | 0 | 0 | 0 | 0
2004 | 10 | 21 | 0.15 | 0.15 | 0.1 | 0 | 0.15 | 0.1 | 0 | 0 | 0 | 0 | 0 | 0 | 0
2004 | 10 | 22 | 0 | 0 | 0 | 0 | 0 | 0 | 0 | 0 | 0 | 0 | 0 | 0 | 0
2004 | 10 | 23 | 0 | 0 | 0 | 0 | 0 | 0 | 0 | 0 | 0 | 0 | 0 | 0 | 0
2004 | 10 | 24 | 0.08 | 0.08 | 0.03 | 0 | 0.08 | 0.03 | 0 | 0 | 0 | 0 | 0 | 0 | 0
2004 | 10 | 25 | 0 | 0 | 0 | 0 | 0 | 0 | 0 | 0 | 0 | 0 | 0 | 0 | 0
2004 | 10 | 26 | 0 | 0 | 0 | 0 | 0 | 0 | 0 | 0 | 0 | 0 | 0 | 0 | 0
2004 | 10 | 27 | 0 | 0 | 0 | 0 | 0 | 0 | 0 | 0 | 0 | 0 | 0 | 0 | 0
2004 | 10 | 28 | 0 | 0 | 0 | 0 | 0 | 0 | 0 | 0 | 0 | 0 | 0 | 0 | 0
2004 | 10 | 29 | 0.07 | 0.07 | 0.02 | 0 | 0.07 | 0.02 | 0 | 0 | 0 | 0 | 0 | 0 | 0
2004 | 10 | 30 | 0.01 | 0.01 | 0 | 0 | 0.01 | 0 | 0 | 0 | 0 | 0 | 0 | 0 | 0
2004 | 10 | 31 | 0 | 0 | 0 | 0 | 0 | 0 | 0 | 0 | 0 | 0 | 0 | 0 | 0
2004 | 11 | 1 | 0 | 0 | 0 | 0 | 0 | 0 | 0 | 0 | 0 | 0 | 0 | 0 | 0
2004 | 11 | 2 | 0 | 0 | 0 | 0 | 0 | 0 | 0 | 0 | 0 | 0 | 0 | 0 | 0
2004 | 11 | 3 | 0 | 0 | 0 | 0 | 0 | 0 | 0 | 0 | 0 | 0 | 0 | 0 | 0
2004 | 11 | 4 | 1.71 | 1 | 0.95 | 0 | 1 | 0.95 | 0 | 0 | 0 | 0 | 0 | 0 | 0
2004 | 11 | 5 | 0 | 0 | 0 | 0 | 0 | 0 | 0 | 0 | 0 | 0 | 0 | 0 | 0
2004 | 11 | 6 | 0 | 0 | 0 | 0 | 0 | 0 | 0 | 0 | 0 | 0 | 0 | 0 | 0
2004 | 11 | 7 | 0 | 0 | 0 | 0 | 0 | 0 | 0 | 0 | 0 | 0 | 0 | 0 | 0
2004 | 11 | 8 | 0 | 0 | 0 | 0 | 0 | 0 | 0 | 0 | 0 | 0 | 0 | 0 | 0
2004 | 11 | 9 | 0 | 0 | 0 | 0 | 0 | 0 | 0 | 0 | 0 | 0 | 0 | 0 | 0
2004 | 11 | 10 | 0 | 0 | 0 | 0 | 0 | 0 | 0 | 0 | 0 | 0 | 0 | 0 | 0
2004 | 11 | 11 | 0 | 0 | 0 | 0 | 0 | 0 | 0 | 0 | 0 | 0 | 0 | 0 | 0
2004 | 11 | 12 | 2.06 | 1 | 0.95 | 0 | 1 | 0.95 | 0 | 0 | 0 | 0 | 0 | 0 | 0
2004 | 11 | 13 | 0.05 | 0.05 | 0 | 0 | 0.05 | 0 | 0 | 0 | 0 | 0 | 0 | 0 | 0
2004 | 11 | 14 | 0 | 0 | 0 | 0 | 0 | 0 | 0 | 0 | 0 | 0 | 0 | 0 | 0
2004 | 11 | 15 | 0 | 0 | 0 | 0 | 0 | 0 | 0 | 0 | 0 | 0 | 0 | 0 | 0
2004 | 11 | 16 | 0 | 0 | 0 | 0 | 0 | 0 | 0 | 0 | 0 | 0 | 0 | 0 | 0
2004 | 11 | 17 | 0 | 0 | 0 | 0 | 0 | 0 | 0 | 0 | 0 | 0 | 0 | 0 | 0
2004 | 11 | 18 | 0.03 | 0.03 | 0 | 0 | 0.03 | 0 | 0 | 0 | 0 | 0 | 0 | 0 | 0
2004 | 11 | 19 | 0 | 0 | 0 | 0 | 0 | 0 | 0 | 0 | 0 | 0 | 0 | 0 | 0
2004 | 11 | 20 | 0.17 | 0.17 | 0.12 | 0 | 0.17 | 0.12 | 0 | 0 | 0 | 0 | 0 | 0 | 0
2004 | 11 | 21 | 0 | 0 | 0 | 0 | 0 | 0 | 0 | 0 | 0 | 0 | 0 | 0 | 0
2004 | 11 | 22 | 0.02 | 0.02 | 0 | 0 | 0.02 | 0 | 0 | 0 | 0 | 0 | 0 | 0 | 0
2004 | 11 | 23 | 0 | 0 | 0 | 0 | 0 | 0 | 0 | 0 | 0 | 0 | 0 | 0 | 0
2004 | 11 | 24 | 0.2 | 0.2 | 0.15 | 0 | 0.2 | 0.15 | 0 | 0 | 0 | 0 | 0 | 0 | 0
2004 | 11 | 25 | 0.04 | 0.04 | 0 | 0 | 0.04 | 0 | 0 | 0 | 0 | 0 | 0 | 0 | 0
2004 | 11 | 26 | 0 | 0 | 0 | 0 | 0 | 0 | 0 | 0 | 0 | 0 | 0 | 0 | 0
2004 | 11 | 27 | 0.03 | 0.03 | 0 | 0 | 0.03 | 0 | 0 | 0 | 0 | 0 | 0 | 0 | 0
2004 | 11 | 28 | 0.17 | 0.17 | 0.12 | 0 | 0.17 | 0.12 | 0 | 0 | 0 | 0 | 0 | 0 | 0
2004 | 11 | 29 | 0 | 0 | 0 | 0 | 0 | 0 | 0 | 0 | 0 | 0 | 0 | 0 | 0
2004 | 11 | 30 | 0.02 | 0.02 | 0 | 0 | 0.02 | 0 | 0 | 0 | 0 | 0 | 0 | 0 | 0
2004 | 12 | 1 | 0.37 | 0.37 | 0.32 | 0 | 0.37 | 0.32 | 0 | 0 | 0 | 0 | 0 | 0 | 0
2004 | 12 | 2 | 0 | 0 | 0 | 0 | 0 | 0 | 0 | 0 | 0 | 0 | 0 | 0 | 0
2004 | 12 | 3 | 0 | 0 | 0 | 0 | 0 | 0 | 0 | 0 | 0 | 0 | 0 | 0 | 0
2004 | 12 | 4 | 0 | 0 | 0 | 0 | 0 | 0 | 0 | 0 | 0 | 0 | 0 | 0 | 0
2004 | 12 | 5 | 0 | 0 | 0 | 0 | 0 | 0 | 0 | 0 | 0 | 0 | 0 | 0 | 0
2004 | 12 | 6 | 0 | 0 | 0 | 0 | 0 | 0 | 0 | 0 | 0 | 0 | 0 | 0 | 0
2004 | 12 | 7 | 0.56 | 0.56 | 0.51 | 0 | 0.56 | 0.51 | 0 | 0 | 0 | 0 | 0 | 0 | 0
2004 | 12 | 8 | 0 | 0 | 0 | 0 | 0 | 0 | 0 | 0 | 0 | 0 | 0 | 0 | 0
2004 | 12 | 9 | 0.66 | 0.66 | 0.61 | 0 | 0.66 | 0.61 | 0 | 0 | 0 | 0 | 0 | 0 | 0
2004 | 12 | 10 | 0.23 | 0.23 | 0.18 | 0 | 0.23 | 0.18 | 0 | 0 | 0 | 0 | 0 | 0 | 0
2004 | 12 | 11 | 0.26 | 0.26 | 0.21 | 0 | 0.26 | 0.21 | 0 | 0 | 0 | 0 | 0 | 0 | 0
2004 | 12 | 12 | 0 | 0 | 0 | 0 | 0 | 0 | 0 | 0 | 0 | 0 | 0 | 0 | 0
2004 | 12 | 13 | 0 | 0 | 0 | 0 | 0 | 0 | 0 | 0 | 0 | 0 | 0 | 0 | 0
2004 | 12 | 14 | 0 | 0 | 0 | 0 | 0 | 0 | 0 | 0 | 0 | 0 | 0 | 0 | 0
2004 | 12 | 15 | 0 | 0 | 0 | 0 | 0 | 0 | 0 | 0 | 0 | 0 | 0 | 0 | 0
2004 | 12 | 16 | 0 | 0 | 0 | 0 | 0 | 0 | 0 | 0 | 0 | 0 | 0 | 0 | 0
2004 | 12 | 17 | 0 | 0 | 0 | 0 | 0 | 0 | 0 | 0 | 0 | 0 | 0 | 0 | 0
2004 | 12 | 18 | 0 | 0 | 0 | 0 | 0 | 0 | 0 | 0 | 0 | 0 | 0 | 0 | 0
2004 | 12 | 19 | 0.08 | 0.08 | 0.03 | 0 | 0.08 | 0.03 | 0 | 0 | 0 | 0 | 0 | 0 | 0
2004 | 12 | 20 | 0 | 0 | 0 | 0 | 0 | 0 | 0 | 0 | 0 | 0 | 0 | 0 | 0
2004 | 12 | 21 | 0 | 0 | 0 | 0 | 0 | 0 | 0 | 0 | 0 | 0 | 0 | 0 | 0
2004 | 12 | 22 | 0 | 0 | 0 | 0 | 0 | 0 | 0 | 0 | 0 | 0 | 0 | 0 | 0
2004 | 12 | 23 | 0.89 | 0.89 | 0.84 | 0 | 0.89 | 0.84 | 0 | 0 | 0 | 0 | 0 | 0 | 0
2004 | 12 | 24 | 0 | 0 | 0 | 0 | 0 | 0 | 0 | 0 | 0 | 0 | 0 | 0 | 0
2004 | 12 | 25 | 0 | 0 | 0 | 0 | 0 | 0 | 0 | 0 | 0 | 0 | 0 | 0 | 0
2004 | 12 | 26 | 0 | 0 | 0 | 0 | 0 | 0 | 0 | 0 | 0 | 0 | 0 | 0 | 0
2004 | 12 | 27 | 0 | 0 | 0 | 0 | 0 | 0 | 0 | 0 | 0 | 0 | 0 | 0 | 0
2004 | 12 | 28 | 0 | 0 | 0 | 0 | 0 | 0 | 0 | 0 | 0 | 0 | 0 | 0 | 0
2004 | 12 | 29 | 0 | 0 | 0 | 0 | 0 | 0 | 0 | 0 | 0 | 0 | 0 | 0 | 0
2004 | 12 | 30 | 0 | 0 | 0 | 0 | 0 | 0 | 0 | 0 | 0 | 0 | 0 | 0 | 0
2004 | 12 | 31 | 0 | 0 | 0 | 0 | 0 | 0 | 0 | 0 | 0 | 0 | 0 | 0 | 0
2005 | 1 | 1 | 0 | 0 | 0 | 0 | 0 | 0 | 0 | 0 | 0 | 0 | 0 | 0 | 0
2005 | 1 | 2 | 0 | 0 | 0 | 0 | 0 | 0 | 0 | 0 | 0 | 0 | 0 | 0 | 0
2005 | 1 | 3 | 0.02 | 0.02 | 0 | 0 | 0.02 | 0 | 0 | 0 | 0 | 0 | 0 | 0 | 0
2005 | 1 | 4 | 0 | 0 | 0 | 0 | 0 | 0 | 0 | 0 | 0 | 0 | 0 | 0 | 0
2005 | 1 | 5 | 0.16 | 0.16 | 0.11 | 0 | 0.16 | 0.11 | 0 | 0 | 0 | 0 | 0 | 0 | 0
2005 | 1 | 6 | 0 | 0 | 0 | 0 | 0 | 0 | 0 | 0 | 0 | 0 | 0 | 0 | 0
2005 | 1 | 7 | 0 | 0 | 0 | 0 | 0 | 0 | 0 | 0 | 0 | 0 | 0 | 0 | 0
2005 | 1 | 8 | 0.15 | 0.15 | 0.1 | 0 | 0.15 | 0.1 | 0 | 0 | 0 | 0 | 0 | 0 | 0
2005 | 1 | 9 | 0 | 0 | 0 | 0 | 0 | 0 | 0 | 0 | 0 | 0 | 0 | 0 | 0
2005 | 1 | 10 | 0 | 0 | 0 | 0 | 0 | 0 | 0 | 0 | 0 | 0 | 0 | 0 | 0
2005 | 1 | 11 | 0.14 | 0.14 | 0.09 | 0 | 0.14 | 0.09 | 0 | 0 | 0 | 0 | 0 | 0 | 0
2005 | 1 | 12 | 0 | 0 | 0 | 0 | 0 | 0 | 0 | 0 | 0 | 0 | 0 | 0 | 0
2005 | 1 | 13 | 0.24 | 0.24 | 0.19 | 0 | 0.24 | 0.19 | 0 | 0 | 0 | 0 | 0 | 0 | 0
2005 | 1 | 14 | 1.82 | 1 | 0.95 | 0 | 1 | 0.95 | 0 | 0 | 0 | 0 | 0 | 0 | 0
2005 | 1 | 15 | 0 | 0 | 0 | 0 | 0 | 0 | 0 | 0 | 0 | 0 | 0 | 0 | 0
2005 | 1 | 16 | 0 | 0 | 0 | 0 | 0 | 0 | 0 | 0 | 0 | 0 | 0 | 0 | 0
2005 | 1 | 17 | 0 | 0 | 0 | 0 | 0 | 0 | 0 | 0 | 0 | 0 | 0 | 0 | 0
2005 | 1 | 18 | 0 | 0 | 0 | 0 | 0 | 0 | 0 | 0 | 0 | 0 | 0 | 0 | 0
2005 | 1 | 19 | 0.05 | 0.05 | 0 | 0 | 0.05 | 0 | 0 | 0 | 0 | 0 | 0 | 0 | 0
2005 | 1 | 20 | 0 | 0 | 0 | 0 | 0 | 0 | 0 | 0 | 0 | 0 | 0 | 0 | 0
2005 | 1 | 21 | 0 | 0 | 0 | 0 | 0 | 0 | 0 | 0 | 0 | 0 | 0 | 0 | 0
2005 | 1 | 22 | 0.34 | 0.34 | 0.29 | 0 | 0.34 | 0.29 | 0 | 0 | 0 | 0 | 0 | 0 | 0
2005 | 1 | 23 | 0 | 0 | 0 | 0 | 0 | 0 | 0 | 0 | 0 | 0 | 0 | 0 | 0
2005 | 1 | 24 | 0.01 | 0.01 | 0 | 0 | 0.01 | 0 | 0 | 0 | 0 | 0 | 0 | 0 | 0
2005 | 1 | 25 | 0 | 0 | 0 | 0 | 0 | 0 | 0 | 0 | 0 | 0 | 0 | 0 | 0
2005 | 1 | 26 | 0 | 0 | 0 | 0 | 0 | 0 | 0 | 0 | 0 | 0 | 0 | 0 | 0
2005 | 1 | 27 | 0 | 0 | 0 | 0 | 0 | 0 | 0 | 0 | 0 | 0 | 0 | 0 | 0
2005 | 1 | 28 | 0 | 0 | 0 | 0 | 0 | 0 | 0 | 0 | 0 | 0 | 0 | 0 | 0
2005 | 1 | 29 | 0.07 | 0.07 | 0.02 | 0 | 0.07 | 0.02 | 0 | 0 | 0 | 0 | 0 | 0 | 0
2005 | 1 | 30 | 0.31 | 0.31 | 0.26 | 0 | 0.31 | 0.26 | 0 | 0 | 0 | 0 | 0 | 0 | 0
2005 | 1 | 31 | 0 | 0 | 0 | 0 | 0 | 0 | 0 | 0 | 0 | 0 | 0 | 0 | 0
2005 | 2 | 1 | 0 | 0 | 0 | 0 | 0 | 0 | 0 | 0 | 0 | 0 | 0 | 0 | 0
2005 | 2 | 2 | 0 | 0 | 0 | 0 | 0 | 0 | 0 | 0 | 0 | 0 | 0 | 0 | 0
2005 | 2 | 3 | 0.04 | 0.04 | 0 | 0 | 0.04 | 0 | 0 | 0 | 0 | 0 | 0 | 0 | 0
2005 | 2 | 4 | 0 | 0 | 0 | 0 | 0 | 0 | 0 | 0 | 0 | 0 | 0 | 0 | 0
2005 | 2 | 5 | 0 | 0 | 0 | 0 | 0 | 0 | 0 | 0 | 0 | 0 | 0 | 0 | 0
2005 | 2 | 6 | 0 | 0 | 0 | 0 | 0 | 0 | 0 | 0 | 0 | 0 | 0 | 0 | 0
2005 | 2 | 7 | 0 | 0 | 0 | 0 | 0 | 0 | 0 | 0 | 0 | 0 | 0 | 0 | 0
2005 | 2 | 8 | 0 | 0 | 0 | 0 | 0 | 0 | 0 | 0 | 0 | 0 | 0 | 0 | 0
2005 | 2 | 9 | 0 | 0 | 0 | 0 | 0 | 0 | 0 | 0 | 0 | 0 | 0 | 0 | 0
2005 | 2 | 10 | 0.11 | 0.11 | 0.06 | 0 | 0.11 | 0.06 | 0 | 0 | 0 | 0 | 0 | 0 | 0
2005 | 2 | 11 | 0 | 0 | 0 | 0 | 0 | 0 | 0 | 0 | 0 | 0 | 0 | 0 | 0
2005 | 2 | 12 | 0 | 0 | 0 | 0 | 0 | 0 | 0 | 0 | 0 | 0 | 0 | 0 | 0
2005 | 2 | 13 | 0 | 0 | 0 | 0 | 0 | 0 | 0 | 0 | 0 | 0 | 0 | 0 | 0
2005 | 2 | 14 | 0.49 | 0.49 | 0.44 | 0 | 0.49 | 0.44 | 0 | 0 | 0 | 0 | 0 | 0 | 0
2005 | 2 | 15 | 0 | 0 | 0 | 0 | 0 | 0 | 0 | 0 | 0 | 0 | 0 | 0 | 0
2005 | 2 | 16 | 0.01 | 0.01 | 0 | 0 | 0.01 | 0 | 0 | 0 | 0 | 0 | 0 | 0 | 0
2005 | 2 | 17 | 0 | 0 | 0 | 0 | 0 | 0 | 0 | 0 | 0 | 0 | 0 | 0 | 0
2005 | 2 | 18 | 0 | 0 | 0 | 0 | 0 | 0 | 0 | 0 | 0 | 0 | 0 | 0 | 0
2005 | 2 | 19 | 0 | 0 | 0 | 0 | 0 | 0 | 0 | 0 | 0 | 0 | 0 | 0 | 0
2005 | 2 | 20 | 0 | 0 | 0 | 0 | 0 | 0 | 0 | 0 | 0 | 0 | 0 | 0 | 0
2005 | 2 | 21 | 0.39 | 0.39 | 0.34 | 0 | 0.39 | 0.34 | 0 | 0 | 0 | 0 | 0 | 0 | 0
2005 | 2 | 22 | 0 | 0 | 0 | 0 | 0 | 0 | 0 | 0 | 0 | 0 | 0 | 0 | 0
2005 | 2 | 23 | 0 | 0 | 0 | 0 | 0 | 0 | 0 | 0 | 0 | 0 | 0 | 0 | 0
2005 | 2 | 24 | 0.22 | 0.22 | 0.17 | 0 | 0.22 | 0.17 | 0 | 0 | 0 | 0 | 0 | 0 | 0
2005 | 2 | 25 | 0 | 0 | 0 | 0 | 0 | 0 | 0 | 0 | 0 | 0 | 0 | 0 | 0
2005 | 2 | 26 | 0 | 0 | 0 | 0 | 0 | 0 | 0 | 0 | 0 | 0 | 0 | 0 | 0
2005 | 2 | 27 | 0 | 0 | 0 | 0 | 0 | 0 | 0 | 0 | 0 | 0 | 0 | 0 | 0
2005 | 2 | 28 | 0.37 | 0.37 | 0.32 | 0 | 0.37 | 0.32 | 0 | 0 | 0 | 0 | 0 | 0 | 0
2005 | 3 | 1 | 0 | 0 | 0 | 0 | 0 | 0 | 0 | 0 | 0 | 0 | 0 | 0 | 0
2005 | 3 | 2 | 0 | 0 | 0 | 0 | 0 | 0 | 0 | 0 | 0 | 0 | 0 | 0 | 0
2005 | 3 | 3 | 0 | 0 | 0 | 0 | 0 | 0 | 0 | 0 | 0 | 0 | 0 | 0 | 0
2005 | 3 | 4 | 0 | 0 | 0 | 0 | 0 | 0 | 0 | 0 | 0 | 0 | 0 | 0 | 0
2005 | 3 | 5 | 0 | 0 | 0 | 0 | 0 | 0 | 0 | 0 | 0 | 0 | 0 | 0 | 0
2005 | 3 | 6 | 0 | 0 | 0 | 0 | 0 | 0 | 0 | 0 | 0 | 0 | 0 | 0 | 0
2005 | 3 | 7 | 0 | 0 | 0 | 0 | 0 | 0 | 0 | 0 | 0 | 0 | 0 | 0 | 0
2005 | 3 | 8 | 0.66 | 0.66 | 0.61 | 0 | 0.66 | 0.61 | 0 | 0 | 0 | 0 | 0 | 0 | 0
2005 | 3 | 9 | 0 | 0 | 0 | 0 | 0 | 0 | 0 | 0 | 0 | 0 | 0 | 0 | 0
2005 | 3 | 10 | 0 | 0 | 0 | 0 | 0 | 0 | 0 | 0 | 0 | 0 | 0 | 0 | 0
2005 | 3 | 11 | 0.02 | 0.02 | 0 | 0 | 0.02 | 0 | 0 | 0 | 0 | 0 | 0 | 0 | 0
2005 | 3 | 12 | 0 | 0 | 0 | 0 | 0 | 0 | 0 | 0 | 0 | 0 | 0 | 0 | 0
2005 | 3 | 13 | 0 | 0 | 0 | 0 | 0 | 0 | 0 | 0 | 0 | 0 | 0 | 0 | 0
2005 | 3 | 14 | 0 | 0 | 0 | 0 | 0 | 0 | 0 | 0 | 0 | 0 | 0 | 0 | 0
2005 | 3 | 15 | 0 | 0 | 0 | 0 | 0 | 0 | 0 | 0 | 0 | 0 | 0 | 0 | 0
2005 | 3 | 16 | 0 | 0 | 0 | 0 | 0 | 0 | 0 | 0 | 0 | 0 | 0 | 0 | 0
2005 | 3 | 17 | 0 | 0 | 0 | 0 | 0 | 0 | 0 | 0 | 0 | 0 | 0 | 0 | 0
2005 | 3 | 18 | 0 | 0 | 0 | 0 | 0 | 0 | 0 | 0 | 0 | 0 | 0 | 0 | 0
2005 | 3 | 19 | 0 | 0 | 0 | 0 | 0 | 0 | 0 | 0 | 0 | 0 | 0 | 0 | 0
2005 | 3 | 20 | 0.25 | 0.25 | 0.2 | 0 | 0.25 | 0.2 | 0 | 0 | 0 | 0 | 0 | 0 | 0
2005 | 3 | 21 | 0 | 0 | 0 | 0 | 0 | 0 | 0 | 0 | 0 | 0 | 0 | 0 | 0
2005 | 3 | 22 | 0.01 | 0.01 | 0 | 0 | 0.01 | 0 | 0 | 0 | 0 | 0 | 0 | 0 | 0
2005 | 3 | 23 | 1.85 | 1 | 0.95 | 0 | 1 | 0.95 | 0 | 0 | 0 | 0 | 0 | 0 | 0
2005 | 3 | 24 | 0 | 0 | 0 | 0 | 0 | 0 | 0 | 0 | 0 | 0 | 0 | 0 | 0
2005 | 3 | 25 | 0.06 | 0.06 | 0.01 | 0 | 0.06 | 0.01 | 0 | 0 | 0 | 0 | 0 | 0 | 0
2005 | 3 | 26 | 0 | 0 | 0 | 0 | 0 | 0 | 0 | 0 | 0 | 0 | 0 | 0 | 0
2005 | 3 | 27 | 0.11 | 0.11 | 0.06 | 0 | 0.11 | 0.06 | 0 | 0 | 0 | 0 | 0 | 0 | 0
2005 | 3 | 28 | 1.5 | 1 | 0.95 | 0 | 1 | 0.95 | 0 | 0 | 0 | 0 | 0 | 0 | 0
2005 | 3 | 29 | 0 | 0 | 0 | 0 | 0 | 0 | 0 | 0 | 0 | 0 | 0 | 0 | 0
2005 | 3 | 30 | 0 | 0 | 0 | 0 | 0 | 0 | 0 | 0 | 0 | 0 | 0 | 0 | 0
2005 | 3 | 31 | 0 | 0 | 0 | 0 | 0 | 0 | 0 | 0 | 0 | 0 | 0 | 0 | 0
2005 | 4 | 1 | 0.3 | 0.3 | 0.25 | 0 | 0.3 | 0.25 | 0 | 0 | 0 | 0 | 0 | 0 | 0
2005 | 4 | 2 | 1.79 | 1 | 0.95 | 0 | 1 | 0.95 | 0 | 0 | 0 | 0 | 0 | 0 | 0
2005 | 4 | 3 | 0.13 | 0.13 | 0.08 | 0 | 0.13 | 0.08 | 0 | 0 | 0 | 0 | 0 | 0 | 0
2005 | 4 | 4 | 0 | 0 | 0 | 0 | 0 | 0 | 0 | 0 | 0 | 0 | 0 | 0 | 0
2005 | 4 | 5 | 0 | 0 | 0 | 0 | 0 | 0 | 0 | 0 | 0 | 0 | 0 | 0 | 0
2005 | 4 | 6 | 0 | 0 | 0 | 0 | 0 | 0 | 0 | 0 | 0 | 0 | 0 | 0 | 0
2005 | 4 | 7 | 0.12 | 0.12 | 0.07 | 0 | 0.12 | 0.07 | 0 | 0 | 0 | 0 | 0 | 0 | 0
2005 | 4 | 8 | 0.21 | 0.21 | 0.16 | 0 | 0.21 | 0.16 | 0 | 0 | 0 | 0 | 0 | 0 | 0
2005 | 4 | 9 | 0 | 0 | 0 | 0 | 0 | 0 | 0 | 0 | 0 | 0 | 0 | 0 | 0
2005 | 4 | 10 | 0 | 0 | 0 | 0 | 0 | 0 | 0 | 0 | 0 | 0 | 0 | 0 | 0
2005 | 4 | 11 | 0 | 0 | 0 | 0 | 0 | 0 | 0 | 0 | 0 | 0 | 0 | 0 | 0
2005 | 4 | 12 | 0.01 | 0.01 | 0 | 0 | 0.01 | 0 | 0 | 0 | 0 | 0 | 0 | 0 | 0
2005 | 4 | 13 | 0 | 0 | 0 | 0 | 0 | 0 | 0 | 0 | 0 | 0 | 0 | 0 | 0
2005 | 4 | 14 | 0 | 0 | 0 | 0 | 0 | 0 | 0 | 0 | 0 | 0 | 0 | 0 | 0
2005 | 4 | 15 | 0 | 0 | 0 | 0 | 0 | 0 | 0 | 0 | 0 | 0 | 0 | 0 | 0
2005 | 4 | 16 | 0 | 0 | 0 | 0 | 0 | 0 | 0 | 0 | 0 | 0 | 0 | 0 | 0
2005 | 4 | 17 | 0 | 0 | 0 | 0 | 0 | 0 | 0 | 0 | 0 | 0 | 0 | 0 | 0
2005 | 4 | 18 | 0 | 0 | 0 | 0 | 0 | 0 | 0 | 0 | 0 | 0 | 0 | 0 | 0
2005 | 4 | 19 | 0 | 0 | 0 | 0 | 0 | 0 | 0 | 0 | 0 | 0 | 0 | 0 | 0
2005 | 4 | 20 | 0 | 0 | 0 | 0 | 0 | 0 | 0 | 0 | 0 | 0 | 0 | 0 | 0
2005 | 4 | 21 | 0.12 | 0.12 | 0.07 | 0 | 0.12 | 0.07 | 0 | 0 | 0 | 0 | 0 | 0 | 0
2005 | 4 | 22 | 0.16 | 0.16 | 0.11 | 0 | 0.16 | 0.11 | 0 | 0 | 0 | 0 | 0 | 0 | 0
2005 | 4 | 23 | 0.32 | 0.32 | 0.27 | 0 | 0.32 | 0.27 | 0 | 0 | 0 | 0 | 0 | 0 | 0
2005 | 4 | 24 | 0 | 0 | 0 | 0 | 0 | 0 | 0 | 0 | 0 | 0 | 0 | 0 | 0
2005 | 4 | 25 | 0 | 0 | 0 | 0 | 0 | 0 | 0 | 0 | 0 | 0 | 0 | 0 | 0
2005 | 4 | 26 | 0 | 0 | 0 | 0 | 0 | 0 | 0 | 0 | 0 | 0 | 0 | 0 | 0
2005 | 4 | 27 | 0 | 0 | 0 | 0 | 0 | 0 | 0 | 0 | 0 | 0 | 0 | 0 | 0
2005 | 4 | 28 | 0 | 0 | 0 | 0 | 0 | 0 | 0 | 0 | 0 | 0 | 0 | 0 | 0
2005 | 4 | 29 | 0.01 | 0.01 | 0 | 0 | 0.01 | 0 | 0 | 0 | 0 | 0 | 0 | 0 | 0
2005 | 4 | 30 | 1.16 | 1 | 0.95 | 0 | 1 | 0.95 | 0 | 0 | 0 | 0 | 0 | 0 | 0
2005 | 5 | 1 | 0.11 | 0.11 | 0.06 | 0 | 0.11 | 0.06 | 0 | 0 | 0 | 0 | 0 | 0 | 0
2005 | 5 | 2 | 0.01 | 0.01 | 0 | 0 | 0.01 | 0 | 0 | 0 | 0 | 0 | 0 | 0 | 0
2005 | 5 | 3 | 0 | 0 | 0 | 0 | 0 | 0 | 0 | 0 | 0 | 0 | 0 | 0 | 0
2005 | 5 | 4 | 0 | 0 | 0 | 0 | 0 | 0 | 0 | 0 | 0 | 0 | 0 | 0 | 0
2005 | 5 | 5 | 0 | 0 | 0 | 0 | 0 | 0 | 0 | 0 | 0 | 0 | 0 | 0 | 0
2005 | 5 | 6 | 0 | 0 | 0 | 0 | 0 | 0 | 0 | 0 | 0 | 0 | 0 | 0 | 0
2005 | 5 | 7 | 0 | 0 | 0 | 0 | 0 | 0 | 0 | 0 | 0 | 0 | 0 | 0 | 0
2005 | 5 | 8 | 0 | 0 | 0 | 0 | 0 | 0 | 0 | 0 | 0 | 0 | 0 | 0 | 0
2005 | 5 | 9 | 0 | 0 | 0 | 0 | 0 | 0 | 0 | 0 | 0 | 0 | 0 | 0 | 0
2005 | 5 | 10 | 0 | 0 | 0 | 0 | 0 | 0 | 0 | 0 | 0 | 0 | 0 | 0 | 0
2005 | 5 | 11 | 0 | 0 | 0 | 0 | 0 | 0 | 0 | 0 | 0 | 0 | 0 | 0 | 0
2005 | 5 | 12 | 0 | 0 | 0 | 0 | 0 | 0 | 0 | 0 | 0 | 0 | 0 | 0 | 0
2005 | 5 | 13 | 0 | 0 | 0 | 0 | 0 | 0 | 0 | 0 | 0 | 0 | 0 | 0 | 0
2005 | 5 | 14 | 1.13 | 1 | 0.95 | 0 | 1 | 0.95 | 0 | 0 | 0 | 0 | 0 | 0 | 0
2005 | 5 | 15 | 0 | 0 | 0 | 0 | 0 | 0 | 0 | 0 | 0 | 0 | 0 | 0 | 0
2005 | 5 | 16 | 0 | 0 | 0 | 0 | 0 | 0 | 0 | 0 | 0 | 0 | 0 | 0 | 0
2005 | 5 | 17 | 0 | 0 | 0 | 0 | 0 | 0 | 0 | 0 | 0 | 0 | 0 | 0 | 0
2005 | 5 | 18 | 0 | 0 | 0 | 0 | 0 | 0 | 0 | 0 | 0 | 0 | 0 | 0 | 0
2005 | 5 | 19 | 0.24 | 0.24 | 0.19 | 0 | 0.24 | 0.19 | 0 | 0 | 0 | 0 | 0 | 0 | 0
2005 | 5 | 20 | 2.63 | 1 | 0.95 | 0 | 1 | 0.95 | 0 | 0 | 0 | 0 | 0 | 0 | 0
2005 | 5 | 21 | 0 | 0 | 0 | 0 | 0 | 0 | 0 | 0 | 0 | 0 | 0 | 0 | 0
2005 | 5 | 22 | 0.02 | 0.02 | 0 | 0 | 0.02 | 0 | 0 | 0 | 0 | 0 | 0 | 0 | 0
2005 | 5 | 23 | 0.01 | 0.01 | 0 | 0 | 0.01 | 0 | 0 | 0 | 0 | 0 | 0 | 0 | 0
2005 | 5 | 24 | 0.44 | 0.44 | 0.39 | 0 | 0.44 | 0.39 | 0 | 0 | 0 | 0 | 0 | 0 | 0
2005 | 5 | 25 | 0 | 0 | 0 | 0 | 0 | 0 | 0 | 0 | 0 | 0 | 0 | 0 | 0
2005 | 5 | 26 | 0 | 0 | 0 | 0 | 0 | 0 | 0 | 0 | 0 | 0 | 0 | 0 | 0
2005 | 5 | 27 | 0 | 0 | 0 | 0 | 0 | 0 | 0 | 0 | 0 | 0 | 0 | 0 | 0
2005 | 5 | 28 | 0 | 0 | 0 | 0 | 0 | 0 | 0 | 0 | 0 | 0 | 0 | 0 | 0
2005 | 5 | 29 | 0 | 0 | 0 | 0 | 0 | 0 | 0 | 0 | 0 | 0 | 0 | 0 | 0
2005 | 5 | 30 | 0.02 | 0.02 | 0 | 0 | 0.02 | 0 | 0 | 0 | 0 | 0 | 0 | 0 | 0
2005 | 5 | 31 | 0 | 0 | 0 | 0 | 0 | 0 | 0 | 0 | 0 | 0 | 0 | 0 | 0
2005 | 6 | 1 | 0 | 0 | 0 | 0 | 0 | 0 | 0 | 0 | 0 | 0 | 0 | 0 | 0
2005 | 6 | 2 | 0.04 | 0.04 | 0 | 0 | 0.04 | 0 | 0 | 0 | 0 | 0 | 0 | 0 | 0
2005 | 6 | 3 | 0.64 | 0.64 | 0.59 | 0 | 0.64 | 0.59 | 0 | 0 | 0 | 0 | 0 | 0 | 0
2005 | 6 | 4 | 0 | 0 | 0 | 0 | 0 | 0 | 0 | 0 | 0 | 0 | 0 | 0 | 0
2005 | 6 | 5 | 0 | 0 | 0 | 0 | 0 | 0 | 0 | 0 | 0 | 0 | 0 | 0 | 0
2005 | 6 | 6 | 1 | 1 | 0.95 | 0 | 1 | 0.95 | 0 | 0 | 0 | 0 | 0 | 0 | 0
2005 | 6 | 7 | 0.01 | 0.01 | 0 | 0 | 0.01 | 0 | 0 | 0 | 0 | 0 | 0 | 0 | 0
2005 | 6 | 8 | 0 | 0 | 0 | 0 | 0 | 0 | 0 | 0 | 0 | 0 | 0 | 0 | 0
2005 | 6 | 9 | 0 | 0 | 0 | 0 | 0 | 0 | 0 | 0 | 0 | 0 | 0 | 0 | 0
2005 | 6 | 10 | 0 | 0 | 0 | 0 | 0 | 0 | 0 | 0 | 0 | 0 | 0 | 0 | 0
2005 | 6 | 11 | 0 | 0 | 0 | 0 | 0 | 0 | 0 | 0 | 0 | 0 | 0 | 0 | 0
2005 | 6 | 12 | 0 | 0 | 0 | 0 | 0 | 0 | 0 | 0 | 0 | 0 | 0 | 0 | 0
2005 | 6 | 13 | 0.05 | 0.05 | 0 | 0 | 0.05 | 0 | 0 | 0 | 0 | 0 | 0 | 0 | 0
2005 | 6 | 14 | 0 | 0 | 0 | 0 | 0 | 0 | 0 | 0 | 0 | 0 | 0 | 0 | 0
2005 | 6 | 15 | 0 | 0 | 0 | 0 | 0 | 0 | 0 | 0 | 0 | 0 | 0 | 0 | 0
2005 | 6 | 16 | 0 | 0 | 0 | 0 | 0 | 0 | 0 | 0 | 0 | 0 | 0 | 0 | 0
2005 | 6 | 17 | 0 | 0 | 0 | 0 | 0 | 0 | 0 | 0 | 0 | 0 | 0 | 0 | 0
2005 | 6 | 18 | 0 | 0 | 0 | 0 | 0 | 0 | 0 | 0 | 0 | 0 | 0 | 0 | 0
2005 | 6 | 19 | 0 | 0 | 0 | 0 | 0 | 0 | 0 | 0 | 0 | 0 | 0 | 0 | 0
2005 | 6 | 20 | 0 | 0 | 0 | 0 | 0 | 0 | 0 | 0 | 0 | 0 | 0 | 0 | 0
2005 | 6 | 21 | 0 | 0 | 0 | 0 | 0 | 0 | 0 | 0 | 0 | 0 | 0 | 0 | 0
2005 | 6 | 22 | 0.03 | 0.03 | 0 | 0 | 0.03 | 0 | 0 | 0 | 0 | 0 | 0 | 0 | 0
2005 | 6 | 23 | 0 | 0 | 0 | 0 | 0 | 0 | 0 | 0 | 0 | 0 | 0 | 0 | 0
2005 | 6 | 24 | 0 | 0 | 0 | 0 | 0 | 0 | 0 | 0 | 0 | 0 | 0 | 0 | 0
2005 | 6 | 25 | 0 | 0 | 0 | 0 | 0 | 0 | 0 | 0 | 0 | 0 | 0 | 0 | 0
2005 | 6 | 26 | 0 | 0 | 0 | 0 | 0 | 0 | 0 | 0 | 0 | 0 | 0 | 0 | 0
2005 | 6 | 27 | 0.06 | 0.06 | 0.01 | 0 | 0.06 | 0.01 | 0 | 0 | 0 | 0 | 0 | 0 | 0
2005 | 6 | 28 | 0.01 | 0.01 | 0 | 0 | 0.01 | 0 | 0 | 0 | 0 | 0 | 0 | 0 | 0
2005 | 6 | 29 | 1.03 | 1 | 0.95 | 0 | 1 | 0.95 | 0 | 0 | 0 | 0 | 0 | 0 | 0
2005 | 6 | 30 | 0 | 0 | 0 | 0 | 0 | 0 | 0 | 0 | 0 | 0 | 0 | 0 | 0
2005 | 7 | 1 | 0.18 | 0.18 | 0.13 | 0 | 0.18 | 0.13 | 0 | 0 | 0 | 0 | 0 | 0 | 0
2005 | 7 | 2 | 0 | 0 | 0 | 0 | 0 | 0 | 0 | 0 | 0 | 0 | 0 | 0 | 0
2005 | 7 | 3 | 0 | 0 | 0 | 0 | 0 | 0 | 0 | 0 | 0 | 0 | 0 | 0 | 0
2005 | 7 | 4 | 0 | 0 | 0 | 0 | 0 | 0 | 0 | 0 | 0 | 0 | 0 | 0 | 0
2005 | 7 | 5 | 0.68 | 0.68 | 0.63 | 0 | 0.68 | 0.63 | 0 | 0 | 0 | 0 | 0 | 0 | 0
2005 | 7 | 6 | 0 | 0 | 0 | 0 | 0 | 0 | 0 | 0 | 0 | 0 | 0 | 0 | 0
2005 | 7 | 7 | 0.33 | 0.33 | 0.28 | 0 | 0.33 | 0.28 | 0 | 0 | 0 | 0 | 0 | 0 | 0
2005 | 7 | 8 | 2.14 | 1 | 0.95 | 0 | 1 | 0.95 | 0 | 0 | 0 | 0 | 0 | 0 | 0
2005 | 7 | 9 | 0 | 0 | 0 | 0 | 0 | 0 | 0 | 0 | 0 | 0 | 0 | 0 | 0
2005 | 7 | 10 | 0 | 0 | 0 | 0 | 0 | 0 | 0 | 0 | 0 | 0 | 0 | 0 | 0
2005 | 7 | 11 | 0 | 0 | 0 | 0 | 0 | 0 | 0 | 0 | 0 | 0 | 0 | 0 | 0
2005 | 7 | 12 | 0 | 0 | 0 | 0 | 0 | 0 | 0 | 0 | 0 | 0 | 0 | 0 | 0
2005 | 7 | 13 | 0.3 | 0.3 | 0.25 | 0 | 0.3 | 0.25 | 0 | 0 | 0 | 0 | 0 | 0 | 0
2005 | 7 | 14 | 0.09 | 0.09 | 0.04 | 0 | 0.09 | 0.04 | 0 | 0 | 0 | 0 | 0 | 0 | 0
2005 | 7 | 15 | 1.18 | 1 | 0.95 | 0 | 1 | 0.95 | 0 | 0 | 0 | 0 | 0 | 0 | 0
2005 | 7 | 16 | 0.09 | 0.09 | 0.04 | 0 | 0.09 | 0.04 | 0 | 0 | 0 | 0 | 0 | 0 | 0
2005 | 7 | 17 | 0 | 0 | 0 | 0 | 0 | 0 | 0 | 0 | 0 | 0 | 0 | 0 | 0
2005 | 7 | 18 | 0 | 0 | 0 | 0 | 0 | 0 | 0 | 0 | 0 | 0 | 0 | 0 | 0
2005 | 7 | 19 | 0 | 0 | 0 | 0 | 0 | 0 | 0 | 0 | 0 | 0 | 0 | 0 | 0
2005 | 7 | 20 | 0 | 0 | 0 | 0 | 0 | 0 | 0 | 0 | 0 | 0 | 0 | 0 | 0
2005 | 7 | 21 | 0 | 0 | 0 | 0 | 0 | 0 | 0 | 0 | 0 | 0 | 0 | 0 | 0
2005 | 7 | 22 | 0 | 0 | 0 | 0 | 0 | 0 | 0 | 0 | 0 | 0 | 0 | 0 | 0
2005 | 7 | 23 | 0.87 | 0.87 | 0.82 | 0 | 0.87 | 0.82 | 0 | 0 | 0 | 0 | 0 | 0 | 0
2005 | 7 | 24 | 0 | 0 | 0 | 0 | 0 | 0 | 0 | 0 | 0 | 0 | 0 | 0 | 0
2005 | 7 | 25 | 0.08 | 0.08 | 0.03 | 0 | 0.08 | 0.03 | 0 | 0 | 0 | 0 | 0 | 0 | 0
2005 | 7 | 26 | 0 | 0 | 0 | 0 | 0 | 0 | 0 | 0 | 0 | 0 | 0 | 0 | 0
2005 | 7 | 27 | 0.11 | 0.11 | 0.06 | 0 | 0.11 | 0.06 | 0 | 0 | 0 | 0 | 0 | 0 | 0
2005 | 7 | 28 | 0 | 0 | 0 | 0 | 0 | 0 | 0 | 0 | 0 | 0 | 0 | 0 | 0
2005 | 7 | 29 | 0.01 | 0.01 | 0 | 0 | 0.01 | 0 | 0 | 0 | 0 | 0 | 0 | 0 | 0
2005 | 7 | 30 | 0 | 0 | 0 | 0 | 0 | 0 | 0 | 0 | 0 | 0 | 0 | 0 | 0
2005 | 7 | 31 | 0 | 0 | 0 | 0 | 0 | 0 | 0 | 0 | 0 | 0 | 0 | 0 | 0
2005 | 8 | 1 | 0 | 0 | 0 | 0 | 0 | 0 | 0 | 0 | 0 | 0 | 0 | 0 | 0
2005 | 8 | 2 | 0 | 0 | 0 | 0 | 0 | 0 | 0 | 0 | 0 | 0 | 0 | 0 | 0
2005 | 8 | 3 | 0 | 0 | 0 | 0 | 0 | 0 | 0 | 0 | 0 | 0 | 0 | 0 | 0
2005 | 8 | 4 | 0 | 0 | 0 | 0 | 0 | 0 | 0 | 0 | 0 | 0 | 0 | 0 | 0
2005 | 8 | 5 | 0.01 | 0.01 | 0 | 0 | 0.01 | 0 | 0 | 0 | 0 | 0 | 0 | 0 | 0
2005 | 8 | 6 | 0 | 0 | 0 | 0 | 0 | 0 | 0 | 0 | 0 | 0 | 0 | 0 | 0
2005 | 8 | 7 | 0 | 0 | 0 | 0 | 0 | 0 | 0 | 0 | 0 | 0 | 0 | 0 | 0
2005 | 8 | 8 | 1.17 | 1 | 0.95 | 0 | 1 | 0.95 | 0 | 0 | 0 | 0 | 0 | 0 | 0
2005 | 8 | 9 | 0.16 | 0.16 | 0.11 | 0 | 0.16 | 0.11 | 0 | 0 | 0 | 0 | 0 | 0 | 0
2005 | 8 | 10 | 0 | 0 | 0 | 0 | 0 | 0 | 0 | 0 | 0 | 0 | 0 | 0 | 0
2005 | 8 | 11 | 0 | 0 | 0 | 0 | 0 | 0 | 0 | 0 | 0 | 0 | 0 | 0 | 0
2005 | 8 | 12 | 0 | 0 | 0 | 0 | 0 | 0 | 0 | 0 | 0 | 0 | 0 | 0 | 0
2005 | 8 | 13 | 0 | 0 | 0 | 0 | 0 | 0 | 0 | 0 | 0 | 0 | 0 | 0 | 0
2005 | 8 | 14 | 0 | 0 | 0 | 0 | 0 | 0 | 0 | 0 | 0 | 0 | 0 | 0 | 0
2005 | 8 | 15 | 0 | 0 | 0 | 0 | 0 | 0 | 0 | 0 | 0 | 0 | 0 | 0 | 0
2005 | 8 | 16 | 0.13 | 0.13 | 0.08 | 0 | 0.13 | 0.08 | 0 | 0 | 0 | 0 | 0 | 0 | 0
2005 | 8 | 17 | 0 | 0 | 0 | 0 | 0 | 0 | 0 | 0 | 0 | 0 | 0 | 0 | 0
2005 | 8 | 18 | 0 | 0 | 0 | 0 | 0 | 0 | 0 | 0 | 0 | 0 | 0 | 0 | 0
2005 | 8 | 19 | 0.37 | 0.37 | 0.32 | 0 | 0.37 | 0.32 | 0 | 0 | 0 | 0 | 0 | 0 | 0
2005 | 8 | 20 | 0 | 0 | 0 | 0 | 0 | 0 | 0 | 0 | 0 | 0 | 0 | 0 | 0
2005 | 8 | 21 | 0 | 0 | 0 | 0 | 0 | 0 | 0 | 0 | 0 | 0 | 0 | 0 | 0
2005 | 8 | 22 | 0 | 0 | 0 | 0 | 0 | 0 | 0 | 0 | 0 | 0 | 0 | 0 | 0
2005 | 8 | 23 | 0 | 0 | 0 | 0 | 0 | 0 | 0 | 0 | 0 | 0 | 0 | 0 | 0
2005 | 8 | 24 | 0 | 0 | 0 | 0 | 0 | 0 | 0 | 0 | 0 | 0 | 0 | 0 | 0
2005 | 8 | 25 | 0 | 0 | 0 | 0 | 0 | 0 | 0 | 0 | 0 | 0 | 0 | 0 | 0
2005 | 8 | 26 | 0 | 0 | 0 | 0 | 0 | 0 | 0 | 0 | 0 | 0 | 0 | 0 | 0
2005 | 8 | 27 | 0.22 | 0.22 | 0.17 | 0 | 0.22 | 0.17 | 0 | 0 | 0 | 0 | 0 | 0 | 0
2005 | 8 | 28 | 0.27 | 0.27 | 0.22 | 0 | 0.27 | 0.22 | 0 | 0 | 0 | 0 | 0 | 0 | 0
2005 | 8 | 29 | 0 | 0 | 0 | 0 | 0 | 0 | 0 | 0 | 0 | 0 | 0 | 0 | 0
2005 | 8 | 30 | 0 | 0 | 0 | 0 | 0 | 0 | 0 | 0 | 0 | 0 | 0 | 0 | 0
2005 | 8 | 31 | 0 | 0 | 0 | 0 | 0 | 0 | 0 | 0 | 0 | 0 | 0 | 0 | 0
2005 | 9 | 1 | 0 | 0 | 0 | 0 | 0 | 0 | 0 | 0 | 0 | 0 | 0 | 0 | 0
2005 | 9 | 2 | 0 | 0 | 0 | 0 | 0 | 0 | 0 | 0 | 0 | 0 | 0 | 0 | 0
2005 | 9 | 3 | 0 | 0 | 0 | 0 | 0 | 0 | 0 | 0 | 0 | 0 | 0 | 0 | 0
2005 | 9 | 4 | 0 | 0 | 0 | 0 | 0 | 0 | 0 | 0 | 0 | 0 | 0 | 0 | 0
2005 | 9 | 5 | 0 | 0 | 0 | 0 | 0 | 0 | 0 | 0 | 0 | 0 | 0 | 0 | 0
2005 | 9 | 6 | 0 | 0 | 0 | 0 | 0 | 0 | 0 | 0 | 0 | 0 | 0 | 0 | 0
2005 | 9 | 7 | 0 | 0 | 0 | 0 | 0 | 0 | 0 | 0 | 0 | 0 | 0 | 0 | 0
2005 | 9 | 8 | 0 | 0 | 0 | 0 | 0 | 0 | 0 | 0 | 0 | 0 | 0 | 0 | 0
2005 | 9 | 9 | 0 | 0 | 0 | 0 | 0 | 0 | 0 | 0 | 0 | 0 | 0 | 0 | 0
2005 | 9 | 10 | 0 | 0 | 0 | 0 | 0 | 0 | 0 | 0 | 0 | 0 | 0 | 0 | 0
2005 | 9 | 11 | 0 | 0 | 0 | 0 | 0 | 0 | 0 | 0 | 0 | 0 | 0 | 0 | 0
2005 | 9 | 12 | 0 | 0 | 0 | 0 | 0 | 0 | 0 | 0 | 0 | 0 | 0 | 0 | 0
2005 | 9 | 13 | 0 | 0 | 0 | 0 | 0 | 0 | 0 | 0 | 0 | 0 | 0 | 0 | 0
2005 | 9 | 14 | 0 | 0 | 0 | 0 | 0 | 0 | 0 | 0 | 0 | 0 | 0 | 0 | 0
2005 | 9 | 15 | 0.01 | 0.01 | 0 | 0 | 0.01 | 0 | 0 | 0 | 0 | 0 | 0 | 0 | 0
2005 | 9 | 16 | 0 | 0 | 0 | 0 | 0 | 0 | 0 | 0 | 0 | 0 | 0 | 0 | 0
2005 | 9 | 17 | 0 | 0 | 0 | 0 | 0 | 0 | 0 | 0 | 0 | 0 | 0 | 0 | 0
2005 | 9 | 18 | 0 | 0 | 0 | 0 | 0 | 0 | 0 | 0 | 0 | 0 | 0 | 0 | 0
2005 | 9 | 19 | 0 | 0 | 0 | 0 | 0 | 0 | 0 | 0 | 0 | 0 | 0 | 0 | 0
2005 | 9 | 20 | 0 | 0 | 0 | 0 | 0 | 0 | 0 | 0 | 0 | 0 | 0 | 0 | 0
2005 | 9 | 21 | 0 | 0 | 0 | 0 | 0 | 0 | 0 | 0 | 0 | 0 | 0 | 0 | 0
2005 | 9 | 22 | 0 | 0 | 0 | 0 | 0 | 0 | 0 | 0 | 0 | 0 | 0 | 0 | 0
2005 | 9 | 23 | 0 | 0 | 0 | 0 | 0 | 0 | 0 | 0 | 0 | 0 | 0 | 0 | 0
2005 | 9 | 24 | 0 | 0 | 0 | 0 | 0 | 0 | 0 | 0 | 0 | 0 | 0 | 0 | 0
2005 | 9 | 25 | 0 | 0 | 0 | 0 | 0 | 0 | 0 | 0 | 0 | 0 | 0 | 0 | 0
2005 | 9 | 26 | 0.09 | 0.09 | 0.04 | 0 | 0.09 | 0.04 | 0 | 0 | 0 | 0 | 0 | 0 | 0
2005 | 9 | 27 | 0 | 0 | 0 | 0 | 0 | 0 | 0 | 0 | 0 | 0 | 0 | 0 | 0
2005 | 9 | 28 | 0 | 0 | 0 | 0 | 0 | 0 | 0 | 0 | 0 | 0 | 0 | 0 | 0
2005 | 9 | 29 | 0.01 | 0.01 | 0 | 0 | 0.01 | 0 | 0 | 0 | 0 | 0 | 0 | 0 | 0
2005 | 9 | 30 | 0 | 0 | 0 | 0 | 0 | 0 | 0 | 0 | 0 | 0 | 0 | 0 | 0
2005 | 10 | 1 | 0 | 0 | 0 | 0 | 0 | 0 | 0 | 0 | 0 | 0 | 0 | 0 | 0
2005 | 10 | 2 | 0 | 0 | 0 | 0 | 0 | 0 | 0 | 0 | 0 | 0 | 0 | 0 | 0
2005 | 10 | 3 | 0 | 0 | 0 | 0 | 0 | 0 | 0 | 0 | 0 | 0 | 0 | 0 | 0
2005 | 10 | 4 | 0 | 0 | 0 | 0 | 0 | 0 | 0 | 0 | 0 | 0 | 0 | 0 | 0
2005 | 10 | 5 | 0 | 0 | 0 | 0 | 0 | 0 | 0 | 0 | 0 | 0 | 0 | 0 | 0
2005 | 10 | 6 | 0.04 | 0.04 | 0 | 0 | 0.04 | 0 | 0 | 0 | 0 | 0 | 0 | 0 | 0
2005 | 10 | 7 | 3.63 | 1 | 0.95 | 0 | 1 | 0.95 | 0 | 0 | 0 | 0 | 0 | 0 | 0
2005 | 10 | 8 | 3.67 | 1 | 0.95 | 0 | 1 | 0.95 | 0 | 0 | 0 | 0 | 0 | 0 | 0
2005 | 10 | 9 | 0 | 0 | 0 | 0 | 0 | 0 | 0 | 0 | 0 | 0 | 0 | 0 | 0
2005 | 10 | 10 | 0 | 0 | 0 | 0 | 0 | 0 | 0 | 0 | 0 | 0 | 0 | 0 | 0
2005 | 10 | 11 | 0.09 | 0.09 | 0.04 | 0 | 0.09 | 0.04 | 0 | 0 | 0 | 0 | 0 | 0 | 0
2005 | 10 | 12 | 0.02 | 0.02 | 0 | 0 | 0.02 | 0 | 0 | 0 | 0 | 0 | 0 | 0 | 0
2005 | 10 | 13 | 0.14 | 0.14 | 0.09 | 0 | 0.14 | 0.09 | 0 | 0 | 0 | 0 | 0 | 0 | 0
2005 | 10 | 14 | 0.01 | 0.01 | 0 | 0 | 0.01 | 0 | 0 | 0 | 0 | 0 | 0 | 0 | 0
2005 | 10 | 15 | 0 | 0 | 0 | 0 | 0 | 0 | 0 | 0 | 0 | 0 | 0 | 0 | 0
2005 | 10 | 16 | 0 | 0 | 0 | 0 | 0 | 0 | 0 | 0 | 0 | 0 | 0 | 0 | 0
2005 | 10 | 17 | 0 | 0 | 0 | 0 | 0 | 0 | 0 | 0 | 0 | 0 | 0 | 0 | 0
2005 | 10 | 18 | 0 | 0 | 0 | 0 | 0 | 0 | 0 | 0 | 0 | 0 | 0 | 0 | 0
2005 | 10 | 19 | 0 | 0 | 0 | 0 | 0 | 0 | 0 | 0 | 0 | 0 | 0 | 0 | 0
2005 | 10 | 20 | 0 | 0 | 0 | 0 | 0 | 0 | 0 | 0 | 0 | 0 | 0 | 0 | 0
2005 | 10 | 21 | 0.04 | 0.04 | 0 | 0 | 0.04 | 0 | 0 | 0 | 0 | 0 | 0 | 0 | 0
2005 | 10 | 22 | 0.61 | 0.61 | 0.56 | 0 | 0.61 | 0.56 | 0 | 0 | 0 | 0 | 0 | 0 | 0
2005 | 10 | 23 | 0 | 0 | 0 | 0 | 0 | 0 | 0 | 0 | 0 | 0 | 0 | 0 | 0
2005 | 10 | 24 | 0.57 | 0.57 | 0.52 | 0 | 0.57 | 0.52 | 0 | 0 | 0 | 0 | 0 | 0 | 0
2005 | 10 | 25 | 0.59 | 0.59 | 0.54 | 0 | 0.59 | 0.54 | 0 | 0 | 0 | 0 | 0 | 0 | 0
2005 | 10 | 26 | 0 | 0 | 0 | 0 | 0 | 0 | 0 | 0 | 0 | 0 | 0 | 0 | 0
2005 | 10 | 27 | 0 | 0 | 0 | 0 | 0 | 0 | 0 | 0 | 0 | 0 | 0 | 0 | 0
2005 | 10 | 28 | 0 | 0 | 0 | 0 | 0 | 0 | 0 | 0 | 0 | 0 | 0 | 0 | 0
2005 | 10 | 29 | 0 | 0 | 0 | 0 | 0 | 0 | 0 | 0 | 0 | 0 | 0 | 0 | 0
2005 | 10 | 30 | 0 | 0 | 0 | 0 | 0 | 0 | 0 | 0 | 0 | 0 | 0 | 0 | 0
2005 | 10 | 31 | 0 | 0 | 0 | 0 | 0 | 0 | 0 | 0 | 0 | 0 | 0 | 0 | 0
2005 | 11 | 1 | 0 | 0 | 0 | 0 | 0 | 0 | 0 | 0 | 0 | 0 | 0 | 0 | 0
2005 | 11 | 2 | 0 | 0 | 0 | 0 | 0 | 0 | 0 | 0 | 0 | 0 | 0 | 0 | 0
2005 | 11 | 3 | 0 | 0 | 0 | 0 | 0 | 0 | 0 | 0 | 0 | 0 | 0 | 0 | 0
2005 | 11 | 4 | 0 | 0 | 0 | 0 | 0 | 0 | 0 | 0 | 0 | 0 | 0 | 0 | 0
2005 | 11 | 5 | 0 | 0 | 0 | 0 | 0 | 0 | 0 | 0 | 0 | 0 | 0 | 0 | 0
2005 | 11 | 6 | 0 | 0 | 0 | 0 | 0 | 0 | 0 | 0 | 0 | 0 | 0 | 0 | 0
2005 | 11 | 7 | 0 | 0 | 0 | 0 | 0 | 0 | 0 | 0 | 0 | 0 | 0 | 0 | 0
2005 | 11 | 8 | 0.05 | 0.05 | 0 | 0 | 0.05 | 0 | 0 | 0 | 0 | 0 | 0 | 0 | 0
2005 | 11 | 9 | 0 | 0 | 0 | 0 | 0 | 0 | 0 | 0 | 0 | 0 | 0 | 0 | 0
2005 | 11 | 10 | 0 | 0 | 0 | 0 | 0 | 0 | 0 | 0 | 0 | 0 | 0 | 0 | 0
2005 | 11 | 11 | 0 | 0 | 0 | 0 | 0 | 0 | 0 | 0 | 0 | 0 | 0 | 0 | 0
2005 | 11 | 12 | 0 | 0 | 0 | 0 | 0 | 0 | 0 | 0 | 0 | 0 | 0 | 0 | 0
2005 | 11 | 13 | 0 | 0 | 0 | 0 | 0 | 0 | 0 | 0 | 0 | 0 | 0 | 0 | 0
2005 | 11 | 14 | 0 | 0 | 0 | 0 | 0 | 0 | 0 | 0 | 0 | 0 | 0 | 0 | 0
2005 | 11 | 15 | 0.01 | 0.01 | 0 | 0 | 0.01 | 0 | 0 | 0 | 0 | 0 | 0 | 0 | 0
2005 | 11 | 16 | 0.48 | 0.48 | 0.43 | 0 | 0.48 | 0.43 | 0 | 0 | 0 | 0 | 0 | 0 | 0
2005 | 11 | 17 | 0 | 0 | 0 | 0 | 0 | 0 | 0 | 0 | 0 | 0 | 0 | 0 | 0
2005 | 11 | 18 | 0 | 0 | 0 | 0 | 0 | 0 | 0 | 0 | 0 | 0 | 0 | 0 | 0
2005 | 11 | 19 | 0 | 0 | 0 | 0 | 0 | 0 | 0 | 0 | 0 | 0 | 0 | 0 | 0
2005 | 11 | 20 | 0 | 0 | 0 | 0 | 0 | 0 | 0 | 0 | 0 | 0 | 0 | 0 | 0
2005 | 11 | 21 | 0.63 | 0.63 | 0.58 | 0 | 0.63 | 0.58 | 0 | 0 | 0 | 0 | 0 | 0 | 0
2005 | 11 | 22 | 0.18 | 0.18 | 0.13 | 0 | 0.18 | 0.13 | 0 | 0 | 0 | 0 | 0 | 0 | 0
2005 | 11 | 23 | 0.04 | 0.04 | 0 | 0 | 0.04 | 0 | 0 | 0 | 0 | 0 | 0 | 0 | 0
2005 | 11 | 24 | 0.01 | 0.01 | 0 | 0 | 0.01 | 0 | 0 | 0 | 0 | 0 | 0 | 0 | 0
2005 | 11 | 25 | 0 | 0 | 0 | 0 | 0 | 0 | 0 | 0 | 0 | 0 | 0 | 0 | 0
2005 | 11 | 26 | 0 | 0 | 0 | 0 | 0 | 0 | 0 | 0 | 0 | 0 | 0 | 0 | 0
2005 | 11 | 27 | 0 | 0 | 0 | 0 | 0 | 0 | 0 | 0 | 0 | 0 | 0 | 0 | 0
2005 | 11 | 28 | 0.04 | 0.04 | 0 | 0 | 0.04 | 0 | 0 | 0 | 0 | 0 | 0 | 0 | 0
2005 | 11 | 29 | 0.48 | 0.48 | 0.43 | 0 | 0.48 | 0.43 | 0 | 0 | 0 | 0 | 0 | 0 | 0
2005 | 11 | 30 | 0 | 0 | 0 | 0 | 0 | 0 | 0 | 0 | 0 | 0 | 0 | 0 | 0
2005 | 12 | 1 | 0 | 0 | 0 | 0 | 0 | 0 | 0 | 0 | 0 | 0 | 0 | 0 | 0
2005 | 12 | 2 | 0 | 0 | 0 | 0 | 0 | 0 | 0 | 0 | 0 | 0 | 0 | 0 | 0
2005 | 12 | 3 | 0.03 | 0.03 | 0 | 0 | 0.03 | 0 | 0 | 0 | 0 | 0 | 0 | 0 | 0
2005 | 12 | 4 | 0.21 | 0.21 | 0.16 | 0 | 0.21 | 0.16 | 0 | 0 | 0 | 0 | 0 | 0 | 0
2005 | 12 | 5 | 0.15 | 0.15 | 0.1 | 0 | 0.15 | 0.1 | 0 | 0 | 0 | 0 | 0 | 0 | 0
2005 | 12 | 6 | 0.02 | 0.02 | 0 | 0 | 0.02 | 0 | 0 | 0 | 0 | 0 | 0 | 0 | 0
2005 | 12 | 7 | 0 | 0 | 0 | 0 | 0 | 0 | 0 | 0 | 0 | 0 | 0 | 0 | 0
2005 | 12 | 8 | 0 | 0 | 0 | 0 | 0 | 0 | 0 | 0 | 0 | 0 | 0 | 0 | 0
2005 | 12 | 9 | 0.55 | 0.55 | 0.5 | 0 | 0.55 | 0.5 | 0 | 0 | 0 | 0 | 0 | 0 | 0
2005 | 12 | 10 | 0 | 0 | 0 | 0 | 0 | 0 | 0 | 0 | 0 | 0 | 0 | 0 | 0
2005 | 12 | 11 | 0 | 0 | 0 | 0 | 0 | 0 | 0 | 0 | 0 | 0 | 0 | 0 | 0
2005 | 12 | 12 | 0 | 0 | 0 | 0 | 0 | 0 | 0 | 0 | 0 | 0 | 0 | 0 | 0
2005 | 12 | 13 | 0 | 0 | 0 | 0 | 0 | 0 | 0 | 0 | 0 | 0 | 0 | 0 | 0
2005 | 12 | 14 | 0 | 0 | 0 | 0 | 0 | 0 | 0 | 0 | 0 | 0 | 0 | 0 | 0
2005 | 12 | 15 | 0.93 | 0.93 | 0.88 | 0 | 0.93 | 0.88 | 0 | 0 | 0 | 0 | 0 | 0 | 0
2005 | 12 | 16 | 0.3 | 0.3 | 0.25 | 0 | 0.3 | 0.25 | 0 | 0 | 0 | 0 | 0 | 0 | 0
2005 | 12 | 17 | 0 | 0 | 0 | 0 | 0 | 0 | 0 | 0 | 0 | 0 | 0 | 0 | 0
2005 | 12 | 18 | 0 | 0 | 0 | 0 | 0 | 0 | 0 | 0 | 0 | 0 | 0 | 0 | 0
2005 | 12 | 19 | 0 | 0 | 0 | 0 | 0 | 0 | 0 | 0 | 0 | 0 | 0 | 0 | 0
2005 | 12 | 20 | 0 | 0 | 0 | 0 | 0 | 0 | 0 | 0 | 0 | 0 | 0 | 0 | 0
2005 | 12 | 21 | 0 | 0 | 0 | 0 | 0 | 0 | 0 | 0 | 0 | 0 | 0 | 0 | 0
2005 | 12 | 22 | 0 | 0 | 0 | 0 | 0 | 0 | 0 | 0 | 0 | 0 | 0 | 0 | 0
2005 | 12 | 23 | 0 | 0 | 0 | 0 | 0 | 0 | 0 | 0 | 0 | 0 | 0 | 0 | 0
2005 | 12 | 24 | 0 | 0 | 0 | 0 | 0 | 0 | 0 | 0 | 0 | 0 | 0 | 0 | 0
2005 | 12 | 25 | 0.77 | 0.77 | 0.72 | 0 | 0.77 | 0.72 | 0 | 0 | 0 | 0 | 0 | 0 | 0
2005 | 12 | 26 | 0.03 | 0.03 | 0 | 0 | 0.03 | 0 | 0 | 0 | 0 | 0 | 0 | 0 | 0
2005 | 12 | 27 | 0 | 0 | 0 | 0 | 0 | 0 | 0 | 0 | 0 | 0 | 0 | 0 | 0
2005 | 12 | 28 | 0 | 0 | 0 | 0 | 0 | 0 | 0 | 0 | 0 | 0 | 0 | 0 | 0
2005 | 12 | 29 | 0.34 | 0.34 | 0.29 | 0 | 0.34 | 0.29 | 0 | 0 | 0 | 0 | 0 | 0 | 0
2005 | 12 | 30 | 0 | 0 | 0 | 0 | 0 | 0 | 0 | 0 | 0 | 0 | 0 | 0 | 0
2005 | 12 | 31 | 0.01 | 0.01 | 0 | 0 | 0.01 | 0 | 0 | 0 | 0 | 0 | 0 | 0 | 0
2006 | 1 | 1 | 0 | 0 | 0 | 0 | 0 | 0 | 0 | 0 | 0 | 0 | 0 | 0 | 0
2006 | 1 | 2 | 0.35 | 0.35 | 0.3 | 0 | 0.35 | 0.3 | 0 | 0 | 0 | 0 | 0 | 0 | 0
2006 | 1 | 3 | 0.11 | 0.11 | 0.06 | 0 | 0.11 | 0.06 | 0 | 0 | 0 | 0 | 0 | 0 | 0
2006 | 1 | 4 | 0 | 0 | 0 | 0 | 0 | 0 | 0 | 0 | 0 | 0 | 0 | 0 | 0
2006 | 1 | 5 | 0 | 0 | 0 | 0 | 0 | 0 | 0 | 0 | 0 | 0 | 0 | 0 | 0
2006 | 1 | 6 | 0 | 0 | 0 | 0 | 0 | 0 | 0 | 0 | 0 | 0 | 0 | 0 | 0
2006 | 1 | 7 | 0 | 0 | 0 | 0 | 0 | 0 | 0 | 0 | 0 | 0 | 0 | 0 | 0
2006 | 1 | 8 | 0 | 0 | 0 | 0 | 0 | 0 | 0 | 0 | 0 | 0 | 0 | 0 | 0
2006 | 1 | 9 | 0 | 0 | 0 | 0 | 0 | 0 | 0 | 0 | 0 | 0 | 0 | 0 | 0
2006 | 1 | 10 | 0 | 0 | 0 | 0 | 0 | 0 | 0 | 0 | 0 | 0 | 0 | 0 | 0
2006 | 1 | 11 | 0.2 | 0.2 | 0.15 | 0 | 0.2 | 0.15 | 0 | 0 | 0 | 0 | 0 | 0 | 0
2006 | 1 | 12 | 0 | 0 | 0 | 0 | 0 | 0 | 0 | 0 | 0 | 0 | 0 | 0 | 0
2006 | 1 | 13 | 0 | 0 | 0 | 0 | 0 | 0 | 0 | 0 | 0 | 0 | 0 | 0 | 0
2006 | 1 | 14 | 0.54 | 0.54 | 0.49 | 0 | 0.54 | 0.49 | 0 | 0 | 0 | 0 | 0 | 0 | 0
2006 | 1 | 15 | 0 | 0 | 0 | 0 | 0 | 0 | 0 | 0 | 0 | 0 | 0 | 0 | 0
2006 | 1 | 16 | 0 | 0 | 0 | 0 | 0 | 0 | 0 | 0 | 0 | 0 | 0 | 0 | 0
2006 | 1 | 17 | 0 | 0 | 0 | 0 | 0 | 0 | 0 | 0 | 0 | 0 | 0 | 0 | 0
2006 | 1 | 18 | 0.62 | 0.62 | 0.57 | 0 | 0.62 | 0.57 | 0 | 0 | 0 | 0 | 0 | 0 | 0
2006 | 1 | 19 | 0 | 0 | 0 | 0 | 0 | 0 | 0 | 0 | 0 | 0 | 0 | 0 | 0
2006 | 1 | 20 | 0 | 0 | 0 | 0 | 0 | 0 | 0 | 0 | 0 | 0 | 0 | 0 | 0
2006 | 1 | 21 | 0 | 0 | 0 | 0 | 0 | 0 | 0 | 0 | 0 | 0 | 0 | 0 | 0
2006 | 1 | 22 | 0.19 | 0.19 | 0.14 | 0 | 0.19 | 0.14 | 0 | 0 | 0 | 0 | 0 | 0 | 0
2006 | 1 | 23 | 0.79 | 0.79 | 0.74 | 0 | 0.79 | 0.74 | 0 | 0 | 0 | 0 | 0 | 0 | 0
2006 | 1 | 24 | 0.02 | 0.02 | 0 | 0 | 0.02 | 0 | 0 | 0 | 0 | 0 | 0 | 0 | 0
2006 | 1 | 25 | 0 | 0 | 0 | 0 | 0 | 0 | 0 | 0 | 0 | 0 | 0 | 0 | 0
2006 | 1 | 26 | 0 | 0 | 0 | 0 | 0 | 0 | 0 | 0 | 0 | 0 | 0 | 0 | 0
2006 | 1 | 27 | 0 | 0 | 0 | 0 | 0 | 0 | 0 | 0 | 0 | 0 | 0 | 0 | 0
2006 | 1 | 28 | 0 | 0 | 0 | 0 | 0 | 0 | 0 | 0 | 0 | 0 | 0 | 0 | 0
2006 | 1 | 29 | 0.02 | 0.02 | 0 | 0 | 0.02 | 0 | 0 | 0 | 0 | 0 | 0 | 0 | 0
2006 | 1 | 30 | 0 | 0 | 0 | 0 | 0 | 0 | 0 | 0 | 0 | 0 | 0 | 0 | 0
2006 | 1 | 31 | 0.41 | 0.41 | 0.36 | 0 | 0.41 | 0.36 | 0 | 0 | 0 | 0 | 0 | 0 | 0
2006 | 2 | 1 | 0 | 0 | 0 | 0 | 0 | 0 | 0 | 0 | 0 | 0 | 0 | 0 | 0
2006 | 2 | 2 | 0.03 | 0.03 | 0 | 0 | 0.03 | 0 | 0 | 0 | 0 | 0 | 0 | 0 | 0
2006 | 2 | 3 | 0.41 | 0.41 | 0.36 | 0 | 0.41 | 0.36 | 0 | 0 | 0 | 0 | 0 | 0 | 0
2006 | 2 | 4 | 0.66 | 0.66 | 0.61 | 0 | 0.66 | 0.61 | 0 | 0 | 0 | 0 | 0 | 0 | 0
2006 | 2 | 5 | 0 | 0 | 0 | 0 | 0 | 0 | 0 | 0 | 0 | 0 | 0 | 0 | 0
2006 | 2 | 6 | 0 | 0 | 0 | 0 | 0 | 0 | 0 | 0 | 0 | 0 | 0 | 0 | 0
2006 | 2 | 7 | 0 | 0 | 0 | 0 | 0 | 0 | 0 | 0 | 0 | 0 | 0 | 0 | 0
2006 | 2 | 8 | 0 | 0 | 0 | 0 | 0 | 0 | 0 | 0 | 0 | 0 | 0 | 0 | 0
2006 | 2 | 9 | 0 | 0 | 0 | 0 | 0 | 0 | 0 | 0 | 0 | 0 | 0 | 0 | 0
2006 | 2 | 10 | 0 | 0 | 0 | 0 | 0 | 0 | 0 | 0 | 0 | 0 | 0 | 0 | 0
2006 | 2 | 11 | 0.33 | 0.33 | 0.28 | 0 | 0.33 | 0.28 | 0 | 0 | 0 | 0 | 0 | 0 | 0
2006 | 2 | 12 | 0.78 | 0.78 | 0.73 | 0 | 0.78 | 0.73 | 0 | 0 | 0 | 0 | 0 | 0 | 0
2006 | 2 | 13 | 0 | 0 | 0 | 0 | 0 | 0 | 0 | 0 | 0 | 0 | 0 | 0 | 0
2006 | 2 | 14 | 0 | 0 | 0 | 0 | 0 | 0 | 0 | 0 | 0 | 0 | 0 | 0 | 0
2006 | 2 | 15 | 0 | 0 | 0 | 0 | 0 | 0 | 0 | 0 | 0 | 0 | 0 | 0 | 0
2006 | 2 | 16 | 0 | 0 | 0 | 0 | 0 | 0 | 0 | 0 | 0 | 0 | 0 | 0 | 0
2006 | 2 | 17 | 0 | 0 | 0 | 0 | 0 | 0 | 0 | 0 | 0 | 0 | 0 | 0 | 0
2006 | 2 | 18 | 0 | 0 | 0 | 0 | 0 | 0 | 0 | 0 | 0 | 0 | 0 | 0 | 0
2006 | 2 | 19 | 0 | 0 | 0 | 0 | 0 | 0 | 0 | 0 | 0 | 0 | 0 | 0 | 0
2006 | 2 | 20 | 0 | 0 | 0 | 0 | 0 | 0 | 0 | 0 | 0 | 0 | 0 | 0 | 0
2006 | 2 | 21 | 0 | 0 | 0 | 0 | 0 | 0 | 0 | 0 | 0 | 0 | 0 | 0 | 0
2006 | 2 | 22 | 0.25 | 0.25 | 0.2 | 0 | 0.25 | 0.2 | 0 | 0 | 0 | 0 | 0 | 0 | 0
2006 | 2 | 23 | 0 | 0 | 0 | 0 | 0 | 0 | 0 | 0 | 0 | 0 | 0 | 0 | 0
2006 | 2 | 24 | 0 | 0 | 0 | 0 | 0 | 0 | 0 | 0 | 0 | 0 | 0 | 0 | 0
2006 | 2 | 25 | 0 | 0 | 0 | 0 | 0 | 0 | 0 | 0 | 0 | 0 | 0 | 0 | 0
2006 | 2 | 26 | 0 | 0 | 0 | 0 | 0 | 0 | 0 | 0 | 0 | 0 | 0 | 0 | 0
2006 | 2 | 27 | 0 | 0 | 0 | 0 | 0 | 0 | 0 | 0 | 0 | 0 | 0 | 0 | 0
2006 | 2 | 28 | 0 | 0 | 0 | 0 | 0 | 0 | 0 | 0 | 0 | 0 | 0 | 0 | 0
2006 | 3 | 1 | 0 | 0 | 0 | 0 | 0 | 0 | 0 | 0 | 0 | 0 | 0 | 0 | 0
2006 | 3 | 2 | 0.03 | 0.03 | 0 | 0 | 0.03 | 0 | 0 | 0 | 0 | 0 | 0 | 0 | 0
2006 | 3 | 3 | 0 | 0 | 0 | 0 | 0 | 0 | 0 | 0 | 0 | 0 | 0 | 0 | 0
2006 | 3 | 4 | 0 | 0 | 0 | 0 | 0 | 0 | 0 | 0 | 0 | 0 | 0 | 0 | 0
2006 | 3 | 5 | 0 | 0 | 0 | 0 | 0 | 0 | 0 | 0 | 0 | 0 | 0 | 0 | 0
2006 | 3 | 6 | 0 | 0 | 0 | 0 | 0 | 0 | 0 | 0 | 0 | 0 | 0 | 0 | 0
2006 | 3 | 7 | 0 | 0 | 0 | 0 | 0 | 0 | 0 | 0 | 0 | 0 | 0 | 0 | 0
2006 | 3 | 8 | 0 | 0 | 0 | 0 | 0 | 0 | 0 | 0 | 0 | 0 | 0 | 0 | 0
2006 | 3 | 9 | 0 | 0 | 0 | 0 | 0 | 0 | 0 | 0 | 0 | 0 | 0 | 0 | 0
2006 | 3 | 10 | 0 | 0 | 0 | 0 | 0 | 0 | 0 | 0 | 0 | 0 | 0 | 0 | 0
2006 | 3 | 11 | 0 | 0 | 0 | 0 | 0 | 0 | 0 | 0 | 0 | 0 | 0 | 0 | 0
2006 | 3 | 12 | 0 | 0 | 0 | 0 | 0 | 0 | 0 | 0 | 0 | 0 | 0 | 0 | 0
2006 | 3 | 13 | 0 | 0 | 0 | 0 | 0 | 0 | 0 | 0 | 0 | 0 | 0 | 0 | 0
2006 | 3 | 14 | 0 | 0 | 0 | 0 | 0 | 0 | 0 | 0 | 0 | 0 | 0 | 0 | 0
2006 | 3 | 15 | 0 | 0 | 0 | 0 | 0 | 0 | 0 | 0 | 0 | 0 | 0 | 0 | 0
2006 | 3 | 16 | 0 | 0 | 0 | 0 | 0 | 0 | 0 | 0 | 0 | 0 | 0 | 0 | 0
2006 | 3 | 17 | 0 | 0 | 0 | 0 | 0 | 0 | 0 | 0 | 0 | 0 | 0 | 0 | 0
2006 | 3 | 18 | 0 | 0 | 0 | 0 | 0 | 0 | 0 | 0 | 0 | 0 | 0 | 0 | 0
2006 | 3 | 19 | 0 | 0 | 0 | 0 | 0 | 0 | 0 | 0 | 0 | 0 | 0 | 0 | 0
2006 | 3 | 20 | 0 | 0 | 0 | 0 | 0 | 0 | 0 | 0 | 0 | 0 | 0 | 0 | 0
2006 | 3 | 21 | 0.01 | 0.01 | 0 | 0 | 0.01 | 0 | 0 | 0 | 0 | 0 | 0 | 0 | 0
2006 | 3 | 22 | 0 | 0 | 0 | 0 | 0 | 0 | 0 | 0 | 0 | 0 | 0 | 0 | 0
2006 | 3 | 23 | 0 | 0 | 0 | 0 | 0 | 0 | 0 | 0 | 0 | 0 | 0 | 0 | 0
2006 | 3 | 24 | 0 | 0 | 0 | 0 | 0 | 0 | 0 | 0 | 0 | 0 | 0 | 0 | 0
2006 | 3 | 25 | 0 | 0 | 0 | 0 | 0 | 0 | 0 | 0 | 0 | 0 | 0 | 0 | 0
2006 | 3 | 26 | 0 | 0 | 0 | 0 | 0 | 0 | 0 | 0 | 0 | 0 | 0 | 0 | 0
2006 | 3 | 27 | 0 | 0 | 0 | 0 | 0 | 0 | 0 | 0 | 0 | 0 | 0 | 0 | 0
2006 | 3 | 28 | 0.01 | 0.01 | 0 | 0 | 0.01 | 0 | 0 | 0 | 0 | 0 | 0 | 0 | 0
2006 | 3 | 29 | 0 | 0 | 0 | 0 | 0 | 0 | 0 | 0 | 0 | 0 | 0 | 0 | 0
2006 | 3 | 30 | 0 | 0 | 0 | 0 | 0 | 0 | 0 | 0 | 0 | 0 | 0 | 0 | 0
2006 | 3 | 31 | 0 | 0 | 0 | 0 | 0 | 0 | 0 | 0 | 0 | 0 | 0 | 0 | 0
2006 | 4 | 1 | 0.01 | 0.01 | 0 | 0 | 0.01 | 0 | 0 | 0 | 0 | 0 | 0 | 0 | 0
2006 | 4 | 2 | 0 | 0 | 0 | 0 | 0 | 0 | 0 | 0 | 0 | 0 | 0 | 0 | 0
2006 | 4 | 3 | 0.56 | 0.56 | 0.51 | 0 | 0.56 | 0.51 | 0 | 0 | 0 | 0 | 0 | 0 | 0
2006 | 4 | 4 | 0 | 0 | 0 | 0 | 0 | 0 | 0 | 0 | 0 | 0 | 0 | 0 | 0
2006 | 4 | 5 | 0.02 | 0.02 | 0 | 0 | 0.02 | 0 | 0 | 0 | 0 | 0 | 0 | 0 | 0
2006 | 4 | 6 | 0 | 0 | 0 | 0 | 0 | 0 | 0 | 0 | 0 | 0 | 0 | 0 | 0
2006 | 4 | 7 | 0.18 | 0.18 | 0.13 | 0 | 0.18 | 0.13 | 0 | 0 | 0 | 0 | 0 | 0 | 0
2006 | 4 | 8 | 0.49 | 0.49 | 0.44 | 0 | 0.49 | 0.44 | 0 | 0 | 0 | 0 | 0 | 0 | 0
2006 | 4 | 9 | 0 | 0 | 0 | 0 | 0 | 0 | 0 | 0 | 0 | 0 | 0 | 0 | 0
2006 | 4 | 10 | 0 | 0 | 0 | 0 | 0 | 0 | 0 | 0 | 0 | 0 | 0 | 0 | 0
2006 | 4 | 11 | 0 | 0 | 0 | 0 | 0 | 0 | 0 | 0 | 0 | 0 | 0 | 0 | 0
2006 | 4 | 12 | 0 | 0 | 0 | 0 | 0 | 0 | 0 | 0 | 0 | 0 | 0 | 0 | 0
2006 | 4 | 13 | 0 | 0 | 0 | 0 | 0 | 0 | 0 | 0 | 0 | 0 | 0 | 0 | 0
2006 | 4 | 14 | 0 | 0 | 0 | 0 | 0 | 0 | 0 | 0 | 0 | 0 | 0 | 0 | 0
2006 | 4 | 15 | 0 | 0 | 0 | 0 | 0 | 0 | 0 | 0 | 0 | 0 | 0 | 0 | 0
2006 | 4 | 16 | 0.01 | 0.01 | 0 | 0 | 0.01 | 0 | 0 | 0 | 0 | 0 | 0 | 0 | 0
2006 | 4 | 17 | 0.35 | 0.35 | 0.3 | 0 | 0.35 | 0.3 | 0 | 0 | 0 | 0 | 0 | 0 | 0
2006 | 4 | 18 | 0 | 0 | 0 | 0 | 0 | 0 | 0 | 0 | 0 | 0 | 0 | 0 | 0
2006 | 4 | 19 | 0 | 0 | 0 | 0 | 0 | 0 | 0 | 0 | 0 | 0 | 0 | 0 | 0
2006 | 4 | 20 | 0 | 0 | 0 | 0 | 0 | 0 | 0 | 0 | 0 | 0 | 0 | 0 | 0
2006 | 4 | 21 | 0.37 | 0.37 | 0.32 | 0 | 0.37 | 0.32 | 0 | 0 | 0 | 0 | 0 | 0 | 0
2006 | 4 | 22 | 1.08 | 1 | 0.95 | 0 | 1 | 0.95 | 0 | 0 | 0 | 0 | 0 | 0 | 0
2006 | 4 | 23 | 0 | 0 | 0 | 0 | 0 | 0 | 0 | 0 | 0 | 0 | 0 | 0 | 0
2006 | 4 | 24 | 0 | 0 | 0 | 0 | 0 | 0 | 0 | 0 | 0 | 0 | 0 | 0 | 0
2006 | 4 | 25 | 0.01 | 0.01 | 0 | 0 | 0.01 | 0 | 0 | 0 | 0 | 0 | 0 | 0 | 0
2006 | 4 | 26 | 0.02 | 0.02 | 0 | 0 | 0.02 | 0 | 0 | 0 | 0 | 0 | 0 | 0 | 0
2006 | 4 | 27 | 0 | 0 | 0 | 0 | 0 | 0 | 0 | 0 | 0 | 0 | 0 | 0 | 0
2006 | 4 | 28 | 0 | 0 | 0 | 0 | 0 | 0 | 0 | 0 | 0 | 0 | 0 | 0 | 0
2006 | 4 | 29 | 0 | 0 | 0 | 0 | 0 | 0 | 0 | 0 | 0 | 0 | 0 | 0 | 0
2006 | 4 | 30 | 0 | 0 | 0 | 0 | 0 | 0 | 0 | 0 | 0 | 0 | 0 | 0 | 0
2006 | 5 | 1 | 0 | 0 | 0 | 0 | 0 | 0 | 0 | 0 | 0 | 0 | 0 | 0 | 0
2006 | 5 | 2 | 0 | 0 | 0 | 0 | 0 | 0 | 0 | 0 | 0 | 0 | 0 | 0 | 0
2006 | 5 | 3 | 0 | 0 | 0 | 0 | 0 | 0 | 0 | 0 | 0 | 0 | 0 | 0 | 0
2006 | 5 | 4 | 0 | 0 | 0 | 0 | 0 | 0 | 0 | 0 | 0 | 0 | 0 | 0 | 0
2006 | 5 | 5 | 0 | 0 | 0 | 0 | 0 | 0 | 0 | 0 | 0 | 0 | 0 | 0 | 0
2006 | 5 | 6 | 0 | 0 | 0 | 0 | 0 | 0 | 0 | 0 | 0 | 0 | 0 | 0 | 0
2006 | 5 | 7 | 0.11 | 0.11 | 0.06 | 0 | 0.11 | 0.06 | 0 | 0 | 0 | 0 | 0 | 0 | 0
2006 | 5 | 8 | 0.07 | 0.07 | 0.02 | 0 | 0.07 | 0.02 | 0 | 0 | 0 | 0 | 0 | 0 | 0
2006 | 5 | 9 | 0 | 0 | 0 | 0 | 0 | 0 | 0 | 0 | 0 | 0 | 0 | 0 | 0
2006 | 5 | 10 | 0 | 0 | 0 | 0 | 0 | 0 | 0 | 0 | 0 | 0 | 0 | 0 | 0
2006 | 5 | 11 | 0.81 | 0.81 | 0.76 | 0 | 0.81 | 0.76 | 0 | 0 | 0 | 0 | 0 | 0 | 0
2006 | 5 | 12 | 0.28 | 0.28 | 0.23 | 0 | 0.28 | 0.23 | 0 | 0 | 0 | 0 | 0 | 0 | 0
2006 | 5 | 13 | 0 | 0 | 0 | 0 | 0 | 0 | 0 | 0 | 0 | 0 | 0 | 0 | 0
2006 | 5 | 14 | 0.4 | 0.4 | 0.35 | 0 | 0.4 | 0.35 | 0 | 0 | 0 | 0 | 0 | 0 | 0
2006 | 5 | 15 | 0.1 | 0.1 | 0.05 | 0 | 0.1 | 0.05 | 0 | 0 | 0 | 0 | 0 | 0 | 0
2006 | 5 | 16 | 0 | 0 | 0 | 0 | 0 | 0 | 0 | 0 | 0 | 0 | 0 | 0 | 0
2006 | 5 | 17 | 0.13 | 0.13 | 0.08 | 0 | 0.13 | 0.08 | 0 | 0 | 0 | 0 | 0 | 0 | 0
2006 | 5 | 18 | 0.17 | 0.17 | 0.12 | 0 | 0.17 | 0.12 | 0 | 0 | 0 | 0 | 0 | 0 | 0
2006 | 5 | 19 | 0.03 | 0.03 | 0 | 0 | 0.03 | 0 | 0 | 0 | 0 | 0 | 0 | 0 | 0
2006 | 5 | 20 | 0 | 0 | 0 | 0 | 0 | 0 | 0 | 0 | 0 | 0 | 0 | 0 | 0
2006 | 5 | 21 | 0 | 0 | 0 | 0 | 0 | 0 | 0 | 0 | 0 | 0 | 0 | 0 | 0
2006 | 5 | 22 | 0 | 0 | 0 | 0 | 0 | 0 | 0 | 0 | 0 | 0 | 0 | 0 | 0
2006 | 5 | 23 | 0 | 0 | 0 | 0 | 0 | 0 | 0 | 0 | 0 | 0 | 0 | 0 | 0
2006 | 5 | 24 | 0 | 0 | 0 | 0 | 0 | 0 | 0 | 0 | 0 | 0 | 0 | 0 | 0
2006 | 5 | 25 | 0 | 0 | 0 | 0 | 0 | 0 | 0 | 0 | 0 | 0 | 0 | 0 | 0
2006 | 5 | 26 | 0.11 | 0.11 | 0.06 | 0 | 0.11 | 0.06 | 0 | 0 | 0 | 0 | 0 | 0 | 0
2006 | 5 | 27 | 0 | 0 | 0 | 0 | 0 | 0 | 0 | 0 | 0 | 0 | 0 | 0 | 0
2006 | 5 | 28 | 0 | 0 | 0 | 0 | 0 | 0 | 0 | 0 | 0 | 0 | 0 | 0 | 0
2006 | 5 | 29 | 0 | 0 | 0 | 0 | 0 | 0 | 0 | 0 | 0 | 0 | 0 | 0 | 0
2006 | 5 | 30 | 0 | 0 | 0 | 0 | 0 | 0 | 0 | 0 | 0 | 0 | 0 | 0 | 0
2006 | 5 | 31 | 0 | 0 | 0 | 0 | 0 | 0 | 0 | 0 | 0 | 0 | 0 | 0 | 0
2006 | 6 | 1 | 0 | 0 | 0 | 0 | 0 | 0 | 0 | 0 | 0 | 0 | 0 | 0 | 0
2006 | 6 | 2 | 0 | 0 | 0 | 0 | 0 | 0 | 0 | 0 | 0 | 0 | 0 | 0 | 0
2006 | 6 | 3 | 0.05 | 0.05 | 0 | 0 | 0.05 | 0 | 0 | 0 | 0 | 0 | 0 | 0 | 0
2006 | 6 | 4 | 0 | 0 | 0 | 0 | 0 | 0 | 0 | 0 | 0 | 0 | 0 | 0 | 0
2006 | 6 | 5 | 0 | 0 | 0 | 0 | 0 | 0 | 0 | 0 | 0 | 0 | 0 | 0 | 0
2006 | 6 | 6 | 0 | 0 | 0 | 0 | 0 | 0 | 0 | 0 | 0 | 0 | 0 | 0 | 0
2006 | 6 | 7 | 0.01 | 0.01 | 0 | 0 | 0.01 | 0 | 0 | 0 | 0 | 0 | 0 | 0 | 0
2006 | 6 | 8 | 0 | 0 | 0 | 0 | 0 | 0 | 0 | 0 | 0 | 0 | 0 | 0 | 0
2006 | 6 | 9 | 0.18 | 0.18 | 0.13 | 0 | 0.18 | 0.13 | 0 | 0 | 0 | 0 | 0 | 0 | 0
2006 | 6 | 10 | 0 | 0 | 0 | 0 | 0 | 0 | 0 | 0 | 0 | 0 | 0 | 0 | 0
2006 | 6 | 11 | 0 | 0 | 0 | 0 | 0 | 0 | 0 | 0 | 0 | 0 | 0 | 0 | 0
2006 | 6 | 12 | 0.39 | 0.39 | 0.34 | 0 | 0.39 | 0.34 | 0 | 0 | 0 | 0 | 0 | 0 | 0
2006 | 6 | 13 | 0 | 0 | 0 | 0 | 0 | 0 | 0 | 0 | 0 | 0 | 0 | 0 | 0
2006 | 6 | 14 | 0 | 0 | 0 | 0 | 0 | 0 | 0 | 0 | 0 | 0 | 0 | 0 | 0
2006 | 6 | 15 | 0 | 0 | 0 | 0 | 0 | 0 | 0 | 0 | 0 | 0 | 0 | 0 | 0
2006 | 6 | 16 | 0 | 0 | 0 | 0 | 0 | 0 | 0 | 0 | 0 | 0 | 0 | 0 | 0
2006 | 6 | 17 | 0 | 0 | 0 | 0 | 0 | 0 | 0 | 0 | 0 | 0 | 0 | 0 | 0
2006 | 6 | 18 | 0 | 0 | 0 | 0 | 0 | 0 | 0 | 0 | 0 | 0 | 0 | 0 | 0
2006 | 6 | 19 | 1.99 | 1 | 0.95 | 0 | 1 | 0.95 | 0 | 0 | 0 | 0 | 0 | 0 | 0
2006 | 6 | 20 | 0.03 | 0.03 | 0 | 0 | 0.03 | 0 | 0 | 0 | 0 | 0 | 0 | 0 | 0
2006 | 6 | 21 | 0 | 0 | 0 | 0 | 0 | 0 | 0 | 0 | 0 | 0 | 0 | 0 | 0
2006 | 6 | 22 | 0.04 | 0.04 | 0 | 0 | 0.04 | 0 | 0 | 0 | 0 | 0 | 0 | 0 | 0
2006 | 6 | 23 | 0.68 | 0.68 | 0.63 | 0 | 0.68 | 0.63 | 0 | 0 | 0 | 0 | 0 | 0 | 0
2006 | 6 | 24 | 0.14 | 0.14 | 0.09 | 0 | 0.14 | 0.09 | 0 | 0 | 0 | 0 | 0 | 0 | 0
2006 | 6 | 25 | 5.19 | 1 | 0.95 | 0 | 1 | 0.95 | 0 | 0 | 0 | 0 | 0 | 0 | 0
2006 | 6 | 26 | 4.22 | 1 | 0.95 | 0 | 1 | 0.95 | 0 | 0 | 0 | 0 | 0 | 0 | 0
2006 | 6 | 27 | 0.93 | 0.93 | 0.88 | 0 | 0.93 | 0.88 | 0 | 0 | 0 | 0 | 0 | 0 | 0
2006 | 6 | 28 | 0.17 | 0.17 | 0.12 | 0 | 0.17 | 0.12 | 0 | 0 | 0 | 0 | 0 | 0 | 0
2006 | 6 | 29 | 0 | 0 | 0 | 0 | 0 | 0 | 0 | 0 | 0 | 0 | 0 | 0 | 0
2006 | 6 | 30 | 0 | 0 | 0 | 0 | 0 | 0 | 0 | 0 | 0 | 0 | 0 | 0 | 0
2006 | 7 | 1 | 0 | 0 | 0 | 0 | 0 | 0 | 0 | 0 | 0 | 0 | 0 | 0 | 0
2006 | 7 | 2 | 0.7 | 0.7 | 0.65 | 0 | 0.7 | 0.65 | 0 | 0 | 0 | 0 | 0 | 0 | 0
2006 | 7 | 3 | 0 | 0 | 0 | 0 | 0 | 0 | 0 | 0 | 0 | 0 | 0 | 0 | 0
2006 | 7 | 4 | 0.35 | 0.35 | 0.3 | 0 | 0.35 | 0.3 | 0 | 0 | 0 | 0 | 0 | 0 | 0
2006 | 7 | 5 | 0.87 | 0.87 | 0.82 | 0 | 0.87 | 0.82 | 0 | 0 | 0 | 0 | 0 | 0 | 0
2006 | 7 | 6 | 0.61 | 0.61 | 0.56 | 0 | 0.61 | 0.56 | 0 | 0 | 0 | 0 | 0 | 0 | 0
2006 | 7 | 7 | 0 | 0 | 0 | 0 | 0 | 0 | 0 | 0 | 0 | 0 | 0 | 0 | 0
2006 | 7 | 8 | 0 | 0 | 0 | 0 | 0 | 0 | 0 | 0 | 0 | 0 | 0 | 0 | 0
2006 | 7 | 9 | 0 | 0 | 0 | 0 | 0 | 0 | 0 | 0 | 0 | 0 | 0 | 0 | 0
2006 | 7 | 10 | 0 | 0 | 0 | 0 | 0 | 0 | 0 | 0 | 0 | 0 | 0 | 0 | 0
2006 | 7 | 11 | 0 | 0 | 0 | 0 | 0 | 0 | 0 | 0 | 0 | 0 | 0 | 0 | 0
2006 | 7 | 12 | 0.69 | 0.69 | 0.64 | 0 | 0.69 | 0.64 | 0 | 0 | 0 | 0 | 0 | 0 | 0
2006 | 7 | 13 | 0 | 0 | 0 | 0 | 0 | 0 | 0 | 0 | 0 | 0 | 0 | 0 | 0
2006 | 7 | 14 | 0 | 0 | 0 | 0 | 0 | 0 | 0 | 0 | 0 | 0 | 0 | 0 | 0
2006 | 7 | 15 | 0 | 0 | 0 | 0 | 0 | 0 | 0 | 0 | 0 | 0 | 0 | 0 | 0
2006 | 7 | 16 | 0 | 0 | 0 | 0 | 0 | 0 | 0 | 0 | 0 | 0 | 0 | 0 | 0
2006 | 7 | 17 | 0 | 0 | 0 | 0 | 0 | 0 | 0 | 0 | 0 | 0 | 0 | 0 | 0
2006 | 7 | 18 | 0 | 0 | 0 | 0 | 0 | 0 | 0 | 0 | 0 | 0 | 0 | 0 | 0
2006 | 7 | 19 | 0 | 0 | 0 | 0 | 0 | 0 | 0 | 0 | 0 | 0 | 0 | 0 | 0
2006 | 7 | 20 | 0 | 0 | 0 | 0 | 0 | 0 | 0 | 0 | 0 | 0 | 0 | 0 | 0
2006 | 7 | 21 | 0 | 0 | 0 | 0 | 0 | 0 | 0 | 0 | 0 | 0 | 0 | 0 | 0
2006 | 7 | 22 | 0.34 | 0.34 | 0.29 | 0 | 0.34 | 0.29 | 0 | 0 | 0 | 0 | 0 | 0 | 0
2006 | 7 | 23 | 0 | 0 | 0 | 0 | 0 | 0 | 0 | 0 | 0 | 0 | 0 | 0 | 0
2006 | 7 | 24 | 0 | 0 | 0 | 0 | 0 | 0 | 0 | 0 | 0 | 0 | 0 | 0 | 0
2006 | 7 | 25 | 0 | 0 | 0 | 0 | 0 | 0 | 0 | 0 | 0 | 0 | 0 | 0 | 0
2006 | 7 | 26 | 0 | 0 | 0 | 0 | 0 | 0 | 0 | 0 | 0 | 0 | 0 | 0 | 0
2006 | 7 | 27 | 0 | 0 | 0 | 0 | 0 | 0 | 0 | 0 | 0 | 0 | 0 | 0 | 0
2006 | 7 | 28 | 0 | 0 | 0 | 0 | 0 | 0 | 0 | 0 | 0 | 0 | 0 | 0 | 0
2006 | 7 | 29 | 0 | 0 | 0 | 0 | 0 | 0 | 0 | 0 | 0 | 0 | 0 | 0 | 0
2006 | 7 | 30 | 0 | 0 | 0 | 0 | 0 | 0 | 0 | 0 | 0 | 0 | 0 | 0 | 0
2006 | 7 | 31 | 0 | 0 | 0 | 0 | 0 | 0 | 0 | 0 | 0 | 0 | 0 | 0 | 0
2006 | 8 | 1 | 0 | 0 | 0 | 0 | 0 | 0 | 0 | 0 | 0 | 0 | 0 | 0 | 0
2006 | 8 | 2 | 0 | 0 | 0 | 0 | 0 | 0 | 0 | 0 | 0 | 0 | 0 | 0 | 0
2006 | 8 | 3 | 0 | 0 | 0 | 0 | 0 | 0 | 0 | 0 | 0 | 0 | 0 | 0 | 0
2006 | 8 | 4 | 0 | 0 | 0 | 0 | 0 | 0 | 0 | 0 | 0 | 0 | 0 | 0 | 0
2006 | 8 | 5 | 0 | 0 | 0 | 0 | 0 | 0 | 0 | 0 | 0 | 0 | 0 | 0 | 0
2006 | 8 | 6 | 0 | 0 | 0 | 0 | 0 | 0 | 0 | 0 | 0 | 0 | 0 | 0 | 0
2006 | 8 | 7 | 0.79 | 0.79 | 0.74 | 0 | 0.79 | 0.74 | 0 | 0 | 0 | 0 | 0 | 0 | 0
2006 | 8 | 8 | 0 | 0 | 0 | 0 | 0 | 0 | 0 | 0 | 0 | 0 | 0 | 0 | 0
2006 | 8 | 9 | 0 | 0 | 0 | 0 | 0 | 0 | 0 | 0 | 0 | 0 | 0 | 0 | 0
2006 | 8 | 10 | 0.17 | 0.17 | 0.12 | 0 | 0.17 | 0.12 | 0 | 0 | 0 | 0 | 0 | 0 | 0
2006 | 8 | 11 | 0 | 0 | 0 | 0 | 0 | 0 | 0 | 0 | 0 | 0 | 0 | 0 | 0
2006 | 8 | 12 | 0 | 0 | 0 | 0 | 0 | 0 | 0 | 0 | 0 | 0 | 0 | 0 | 0
2006 | 8 | 13 | 0 | 0 | 0 | 0 | 0 | 0 | 0 | 0 | 0 | 0 | 0 | 0 | 0
2006 | 8 | 14 | 0 | 0 | 0 | 0 | 0 | 0 | 0 | 0 | 0 | 0 | 0 | 0 | 0
2006 | 8 | 15 | 0 | 0 | 0 | 0 | 0 | 0 | 0 | 0 | 0 | 0 | 0 | 0 | 0
2006 | 8 | 16 | 0 | 0 | 0 | 0 | 0 | 0 | 0 | 0 | 0 | 0 | 0 | 0 | 0
2006 | 8 | 17 | 0 | 0 | 0 | 0 | 0 | 0 | 0 | 0 | 0 | 0 | 0 | 0 | 0
2006 | 8 | 18 | 0 | 0 | 0 | 0 | 0 | 0 | 0 | 0 | 0 | 0 | 0 | 0 | 0
2006 | 8 | 19 | 0 | 0 | 0 | 0 | 0 | 0 | 0 | 0 | 0 | 0 | 0 | 0 | 0
2006 | 8 | 20 | 0 | 0 | 0 | 0 | 0 | 0 | 0 | 0 | 0 | 0 | 0 | 0 | 0
2006 | 8 | 21 | 0 | 0 | 0 | 0 | 0 | 0 | 0 | 0 | 0 | 0 | 0 | 0 | 0
2006 | 8 | 22 | 0 | 0 | 0 | 0 | 0 | 0 | 0 | 0 | 0 | 0 | 0 | 0 | 0
2006 | 8 | 23 | 0 | 0 | 0 | 0 | 0 | 0 | 0 | 0 | 0 | 0 | 0 | 0 | 0
2006 | 8 | 24 | 0 | 0 | 0 | 0 | 0 | 0 | 0 | 0 | 0 | 0 | 0 | 0 | 0
2006 | 8 | 25 | 0 | 0 | 0 | 0 | 0 | 0 | 0 | 0 | 0 | 0 | 0 | 0 | 0
2006 | 8 | 26 | 0 | 0 | 0 | 0 | 0 | 0 | 0 | 0 | 0 | 0 | 0 | 0 | 0
2006 | 8 | 27 | 0 | 0 | 0 | 0 | 0 | 0 | 0 | 0 | 0 | 0 | 0 | 0 | 0
2006 | 8 | 28 | 0 | 0 | 0 | 0 | 0 | 0 | 0 | 0 | 0 | 0 | 0 | 0 | 0
2006 | 8 | 29 | 0.01 | 0.01 | 0 | 0 | 0.01 | 0 | 0 | 0 | 0 | 0 | 0 | 0 | 0
2006 | 8 | 30 | 0.06 | 0.06 | 0.01 | 0 | 0.06 | 0.01 | 0 | 0 | 0 | 0 | 0 | 0 | 0
2006 | 8 | 31 | 0 | 0 | 0 | 0 | 0 | 0 | 0 | 0 | 0 | 0 | 0 | 0 | 0
2006 | 9 | 1 | 2.18 | 1 | 0.95 | 0 | 1 | 0.95 | 0 | 0 | 0 | 0 | 0 | 0 | 0
2006 | 9 | 2 | 0.53 | 0.53 | 0.48 | 0 | 0.53 | 0.48 | 0 | 0 | 0 | 0 | 0 | 0 | 0
2006 | 9 | 3 | 0 | 0 | 0 | 0 | 0 | 0 | 0 | 0 | 0 | 0 | 0 | 0 | 0
2006 | 9 | 4 | 0 | 0 | 0 | 0 | 0 | 0 | 0 | 0 | 0 | 0 | 0 | 0 | 0
2006 | 9 | 5 | 1.77 | 1 | 0.95 | 0 | 1 | 0.95 | 0 | 0 | 0 | 0 | 0 | 0 | 0
2006 | 9 | 6 | 0 | 0 | 0 | 0 | 0 | 0 | 0 | 0 | 0 | 0 | 0 | 0 | 0
2006 | 9 | 7 | 0 | 0 | 0 | 0 | 0 | 0 | 0 | 0 | 0 | 0 | 0 | 0 | 0
2006 | 9 | 8 | 0 | 0 | 0 | 0 | 0 | 0 | 0 | 0 | 0 | 0 | 0 | 0 | 0
2006 | 9 | 9 | 0 | 0 | 0 | 0 | 0 | 0 | 0 | 0 | 0 | 0 | 0 | 0 | 0
2006 | 9 | 10 | 0 | 0 | 0 | 0 | 0 | 0 | 0 | 0 | 0 | 0 | 0 | 0 | 0
2006 | 9 | 11 | 0 | 0 | 0 | 0 | 0 | 0 | 0 | 0 | 0 | 0 | 0 | 0 | 0
2006 | 9 | 12 | 0 | 0 | 0 | 0 | 0 | 0 | 0 | 0 | 0 | 0 | 0 | 0 | 0
2006 | 9 | 13 | 0 | 0 | 0 | 0 | 0 | 0 | 0 | 0 | 0 | 0 | 0 | 0 | 0
2006 | 9 | 14 | 0.71 | 0.71 | 0.66 | 0 | 0.71 | 0.66 | 0 | 0 | 0 | 0 | 0 | 0 | 0
2006 | 9 | 15 | 0.02 | 0.02 | 0 | 0 | 0.02 | 0 | 0 | 0 | 0 | 0 | 0 | 0 | 0
2006 | 9 | 16 | 0.05 | 0.05 | 0 | 0 | 0.05 | 0 | 0 | 0 | 0 | 0 | 0 | 0 | 0
2006 | 9 | 17 | 0 | 0 | 0 | 0 | 0 | 0 | 0 | 0 | 0 | 0 | 0 | 0 | 0
2006 | 9 | 18 | 0 | 0 | 0 | 0 | 0 | 0 | 0 | 0 | 0 | 0 | 0 | 0 | 0
2006 | 9 | 19 | 0 | 0 | 0 | 0 | 0 | 0 | 0 | 0 | 0 | 0 | 0 | 0 | 0
2006 | 9 | 20 | 0 | 0 | 0 | 0 | 0 | 0 | 0 | 0 | 0 | 0 | 0 | 0 | 0
2006 | 9 | 21 | 0 | 0 | 0 | 0 | 0 | 0 | 0 | 0 | 0 | 0 | 0 | 0 | 0
2006 | 9 | 22 | 0 | 0 | 0 | 0 | 0 | 0 | 0 | 0 | 0 | 0 | 0 | 0 | 0
2006 | 9 | 23 | 0 | 0 | 0 | 0 | 0 | 0 | 0 | 0 | 0 | 0 | 0 | 0 | 0
2006 | 9 | 24 | 0 | 0 | 0 | 0 | 0 | 0 | 0 | 0 | 0 | 0 | 0 | 0 | 0
2006 | 9 | 25 | 0 | 0 | 0 | 0 | 0 | 0 | 0 | 0 | 0 | 0 | 0 | 0 | 0
2006 | 9 | 26 | 0 | 0 | 0 | 0 | 0 | 0 | 0 | 0 | 0 | 0 | 0 | 0 | 0
2006 | 9 | 27 | 0 | 0 | 0 | 0 | 0 | 0 | 0 | 0 | 0 | 0 | 0 | 0 | 0
2006 | 9 | 28 | 1.04 | 1 | 0.95 | 0 | 1 | 0.95 | 0 | 0 | 0 | 0 | 0 | 0 | 0
2006 | 9 | 29 | 0 | 0 | 0 | 0 | 0 | 0 | 0 | 0 | 0 | 0 | 0 | 0 | 0
2006 | 9 | 30 | 0.01 | 0.01 | 0 | 0 | 0.01 | 0 | 0 | 0 | 0 | 0 | 0 | 0 | 0
2006 | 10 | 1 | 0.2 | 0.2 | 0.15 | 0 | 0.2 | 0.15 | 0 | 0 | 0 | 0 | 0 | 0 | 0
2006 | 10 | 2 | 0 | 0 | 0 | 0 | 0 | 0 | 0 | 0 | 0 | 0 | 0 | 0 | 0
2006 | 10 | 3 | 0 | 0 | 0 | 0 | 0 | 0 | 0 | 0 | 0 | 0 | 0 | 0 | 0
2006 | 10 | 4 | 0 | 0 | 0 | 0 | 0 | 0 | 0 | 0 | 0 | 0 | 0 | 0 | 0
2006 | 10 | 5 | 0.73 | 0.73 | 0.68 | 0 | 0.73 | 0.68 | 0 | 0 | 0 | 0 | 0 | 0 | 0
2006 | 10 | 6 | 1.31 | 1 | 0.95 | 0 | 1 | 0.95 | 0 | 0 | 0 | 0 | 0 | 0 | 0
2006 | 10 | 7 | 0.01 | 0.01 | 0 | 0 | 0.01 | 0 | 0 | 0 | 0 | 0 | 0 | 0 | 0
2006 | 10 | 8 | 0 | 0 | 0 | 0 | 0 | 0 | 0 | 0 | 0 | 0 | 0 | 0 | 0
2006 | 10 | 9 | 0 | 0 | 0 | 0 | 0 | 0 | 0 | 0 | 0 | 0 | 0 | 0 | 0
2006 | 10 | 10 | 0 | 0 | 0 | 0 | 0 | 0 | 0 | 0 | 0 | 0 | 0 | 0 | 0
2006 | 10 | 11 | 0 | 0 | 0 | 0 | 0 | 0 | 0 | 0 | 0 | 0 | 0 | 0 | 0
2006 | 10 | 12 | 0.23 | 0.23 | 0.18 | 0 | 0.23 | 0.18 | 0 | 0 | 0 | 0 | 0 | 0 | 0
2006 | 10 | 13 | 0 | 0 | 0 | 0 | 0 | 0 | 0 | 0 | 0 | 0 | 0 | 0 | 0
2006 | 10 | 14 | 0 | 0 | 0 | 0 | 0 | 0 | 0 | 0 | 0 | 0 | 0 | 0 | 0
2006 | 10 | 15 | 0 | 0 | 0 | 0 | 0 | 0 | 0 | 0 | 0 | 0 | 0 | 0 | 0
2006 | 10 | 16 | 0 | 0 | 0 | 0 | 0 | 0 | 0 | 0 | 0 | 0 | 0 | 0 | 0
2006 | 10 | 17 | 0.55 | 0.55 | 0.5 | 0 | 0.55 | 0.5 | 0 | 0 | 0 | 0 | 0 | 0 | 0
2006 | 10 | 18 | 0 | 0 | 0 | 0 | 0 | 0 | 0 | 0 | 0 | 0 | 0 | 0 | 0
2006 | 10 | 19 | 0.02 | 0.02 | 0 | 0 | 0.02 | 0 | 0 | 0 | 0 | 0 | 0 | 0 | 0
2006 | 10 | 20 | 0.22 | 0.22 | 0.17 | 0 | 0.22 | 0.17 | 0 | 0 | 0 | 0 | 0 | 0 | 0
2006 | 10 | 21 | 0 | 0 | 0 | 0 | 0 | 0 | 0 | 0 | 0 | 0 | 0 | 0 | 0
2006 | 10 | 22 | 0 | 0 | 0 | 0 | 0 | 0 | 0 | 0 | 0 | 0 | 0 | 0 | 0
2006 | 10 | 23 | 0 | 0 | 0 | 0 | 0 | 0 | 0 | 0 | 0 | 0 | 0 | 0 | 0
2006 | 10 | 24 | 0 | 0 | 0 | 0 | 0 | 0 | 0 | 0 | 0 | 0 | 0 | 0 | 0
2006 | 10 | 25 | 0 | 0 | 0 | 0 | 0 | 0 | 0 | 0 | 0 | 0 | 0 | 0 | 0
2006 | 10 | 26 | 0 | 0 | 0 | 0 | 0 | 0 | 0 | 0 | 0 | 0 | 0 | 0 | 0
2006 | 10 | 27 | 0.75 | 0.75 | 0.7 | 0 | 0.75 | 0.7 | 0 | 0 | 0 | 0 | 0 | 0 | 0
2006 | 10 | 28 | 1.04 | 1 | 0.95 | 0 | 1 | 0.95 | 0 | 0 | 0 | 0 | 0 | 0 | 0
2006 | 10 | 29 | 0 | 0 | 0 | 0 | 0 | 0 | 0 | 0 | 0 | 0 | 0 | 0 | 0
2006 | 10 | 30 | 0 | 0 | 0 | 0 | 0 | 0 | 0 | 0 | 0 | 0 | 0 | 0 | 0
2006 | 10 | 31 | 0 | 0 | 0 | 0 | 0 | 0 | 0 | 0 | 0 | 0 | 0 | 0 | 0
2006 | 11 | 1 | 0 | 0 | 0 | 0 | 0 | 0 | 0 | 0 | 0 | 0 | 0 | 0 | 0
2006 | 11 | 2 | 0.38 | 0.38 | 0.33 | 0 | 0.38 | 0.33 | 0 | 0 | 0 | 0 | 0 | 0 | 0
2006 | 11 | 3 | 0 | 0 | 0 | 0 | 0 | 0 | 0 | 0 | 0 | 0 | 0 | 0 | 0
2006 | 11 | 4 | 0 | 0 | 0 | 0 | 0 | 0 | 0 | 0 | 0 | 0 | 0 | 0 | 0
2006 | 11 | 5 | 0 | 0 | 0 | 0 | 0 | 0 | 0 | 0 | 0 | 0 | 0 | 0 | 0
2006 | 11 | 6 | 0 | 0 | 0 | 0 | 0 | 0 | 0 | 0 | 0 | 0 | 0 | 0 | 0
2006 | 11 | 7 | 0.27 | 0.27 | 0.22 | 0 | 0.27 | 0.22 | 0 | 0 | 0 | 0 | 0 | 0 | 0
2006 | 11 | 8 | 1.48 | 1 | 0.95 | 0 | 1 | 0.95 | 0 | 0 | 0 | 0 | 0 | 0 | 0
2006 | 11 | 9 | 0 | 0 | 0 | 0 | 0 | 0 | 0 | 0 | 0 | 0 | 0 | 0 | 0
2006 | 11 | 10 | 0 | 0 | 0 | 0 | 0 | 0 | 0 | 0 | 0 | 0 | 0 | 0 | 0
2006 | 11 | 11 | 0 | 0 | 0 | 0 | 0 | 0 | 0 | 0 | 0 | 0 | 0 | 0 | 0
2006 | 11 | 12 | 1.11 | 1 | 0.95 | 0 | 1 | 0.95 | 0 | 0 | 0 | 0 | 0 | 0 | 0
2006 | 11 | 13 | 0.03 | 0.03 | 0 | 0 | 0.03 | 0 | 0 | 0 | 0 | 0 | 0 | 0 | 0
2006 | 11 | 14 | 0 | 0 | 0 | 0 | 0 | 0 | 0 | 0 | 0 | 0 | 0 | 0 | 0
2006 | 11 | 15 | 0 | 0 | 0 | 0 | 0 | 0 | 0 | 0 | 0 | 0 | 0 | 0 | 0
2006 | 11 | 16 | 1.01 | 1 | 0.95 | 0 | 1 | 0.95 | 0 | 0 | 0 | 0 | 0 | 0 | 0
2006 | 11 | 17 | 0 | 0 | 0 | 0 | 0 | 0 | 0 | 0 | 0 | 0 | 0 | 0 | 0
2006 | 11 | 18 | 0 | 0 | 0 | 0 | 0 | 0 | 0 | 0 | 0 | 0 | 0 | 0 | 0
2006 | 11 | 19 | 0 | 0 | 0 | 0 | 0 | 0 | 0 | 0 | 0 | 0 | 0 | 0 | 0
2006 | 11 | 20 | 0 | 0 | 0 | 0 | 0 | 0 | 0 | 0 | 0 | 0 | 0 | 0 | 0
2006 | 11 | 21 | 0 | 0 | 0 | 0 | 0 | 0 | 0 | 0 | 0 | 0 | 0 | 0 | 0
2006 | 11 | 22 | 0.81 | 0.81 | 0.76 | 0 | 0.81 | 0.76 | 0 | 0 | 0 | 0 | 0 | 0 | 0
2006 | 11 | 23 | 0.07 | 0.07 | 0.02 | 0 | 0.07 | 0.02 | 0 | 0 | 0 | 0 | 0 | 0 | 0
2006 | 11 | 24 | 0 | 0 | 0 | 0 | 0 | 0 | 0 | 0 | 0 | 0 | 0 | 0 | 0
2006 | 11 | 25 | 0 | 0 | 0 | 0 | 0 | 0 | 0 | 0 | 0 | 0 | 0 | 0 | 0
2006 | 11 | 26 | 0 | 0 | 0 | 0 | 0 | 0 | 0 | 0 | 0 | 0 | 0 | 0 | 0
2006 | 11 | 27 | 0 | 0 | 0 | 0 | 0 | 0 | 0 | 0 | 0 | 0 | 0 | 0 | 0
2006 | 11 | 28 | 0 | 0 | 0 | 0 | 0 | 0 | 0 | 0 | 0 | 0 | 0 | 0 | 0
2006 | 11 | 29 | 0 | 0 | 0 | 0 | 0 | 0 | 0 | 0 | 0 | 0 | 0 | 0 | 0
2006 | 11 | 30 | 0 | 0 | 0 | 0 | 0 | 0 | 0 | 0 | 0 | 0 | 0 | 0 | 0
2006 | 12 | 1 | 0.06 | 0.06 | 0.01 | 0 | 0.06 | 0.01 | 0 | 0 | 0 | 0 | 0 | 0 | 0
2006 | 12 | 2 | 0 | 0 | 0 | 0 | 0 | 0 | 0 | 0 | 0 | 0 | 0 | 0 | 0
2006 | 12 | 3 | 0 | 0 | 0 | 0 | 0 | 0 | 0 | 0 | 0 | 0 | 0 | 0 | 0
2006 | 12 | 4 | 0 | 0 | 0 | 0 | 0 | 0 | 0 | 0 | 0 | 0 | 0 | 0 | 0
2006 | 12 | 5 | 0 | 0 | 0 | 0 | 0 | 0 | 0 | 0 | 0 | 0 | 0 | 0 | 0
2006 | 12 | 6 | 0 | 0 | 0 | 0 | 0 | 0 | 0 | 0 | 0 | 0 | 0 | 0 | 0
2006 | 12 | 7 | 0 | 0 | 0 | 0 | 0 | 0 | 0 | 0 | 0 | 0 | 0 | 0 | 0
2006 | 12 | 8 | 0 | 0 | 0 | 0 | 0 | 0 | 0 | 0 | 0 | 0 | 0 | 0 | 0
2006 | 12 | 9 | 0 | 0 | 0 | 0 | 0 | 0 | 0 | 0 | 0 | 0 | 0 | 0 | 0
2006 | 12 | 10 | 0 | 0 | 0 | 0 | 0 | 0 | 0 | 0 | 0 | 0 | 0 | 0 | 0
2006 | 12 | 11 | 0 | 0 | 0 | 0 | 0 | 0 | 0 | 0 | 0 | 0 | 0 | 0 | 0
2006 | 12 | 12 | 0 | 0 | 0 | 0 | 0 | 0 | 0 | 0 | 0 | 0 | 0 | 0 | 0
2006 | 12 | 13 | 0.09 | 0.09 | 0.04 | 0 | 0.09 | 0.04 | 0 | 0 | 0 | 0 | 0 | 0 | 0
2006 | 12 | 14 | 0 | 0 | 0 | 0 | 0 | 0 | 0 | 0 | 0 | 0 | 0 | 0 | 0
2006 | 12 | 15 | 0 | 0 | 0 | 0 | 0 | 0 | 0 | 0 | 0 | 0 | 0 | 0 | 0
2006 | 12 | 16 | 0 | 0 | 0 | 0 | 0 | 0 | 0 | 0 | 0 | 0 | 0 | 0 | 0
2006 | 12 | 17 | 0 | 0 | 0 | 0 | 0 | 0 | 0 | 0 | 0 | 0 | 0 | 0 | 0
2006 | 12 | 18 | 0 | 0 | 0 | 0 | 0 | 0 | 0 | 0 | 0 | 0 | 0 | 0 | 0
2006 | 12 | 19 | 0 | 0 | 0 | 0 | 0 | 0 | 0 | 0 | 0 | 0 | 0 | 0 | 0
2006 | 12 | 20 | 0 | 0 | 0 | 0 | 0 | 0 | 0 | 0 | 0 | 0 | 0 | 0 | 0
2006 | 12 | 21 | 0 | 0 | 0 | 0 | 0 | 0 | 0 | 0 | 0 | 0 | 0 | 0 | 0
2006 | 12 | 22 | 0.7 | 0.7 | 0.65 | 0 | 0.7 | 0.65 | 0 | 0 | 0 | 0 | 0 | 0 | 0
2006 | 12 | 23 | 0.06 | 0.06 | 0.01 | 0 | 0.06 | 0.01 | 0 | 0 | 0 | 0 | 0 | 0 | 0
2006 | 12 | 24 | 0 | 0 | 0 | 0 | 0 | 0 | 0 | 0 | 0 | 0 | 0 | 0 | 0
2006 | 12 | 25 | 0.49 | 0.49 | 0.44 | 0 | 0.49 | 0.44 | 0 | 0 | 0 | 0 | 0 | 0 | 0
2006 | 12 | 26 | 0.1 | 0.1 | 0.05 | 0 | 0.1 | 0.05 | 0 | 0 | 0 | 0 | 0 | 0 | 0
2006 | 12 | 27 | 0 | 0 | 0 | 0 | 0 | 0 | 0 | 0 | 0 | 0 | 0 | 0 | 0
2006 | 12 | 28 | 0 | 0 | 0 | 0 | 0 | 0 | 0 | 0 | 0 | 0 | 0 | 0 | 0
2006 | 12 | 29 | 0 | 0 | 0 | 0 | 0 | 0 | 0 | 0 | 0 | 0 | 0 | 0 | 0
2006 | 12 | 30 | 0 | 0 | 0 | 0 | 0 | 0 | 0 | 0 | 0 | 0 | 0 | 0 | 0
2006 | 12 | 31 | 0.06 | 0.06 | 0.01 | 0 | 0.06 | 0.01 | 0 | 0 | 0 | 0 | 0 | 0 | 0
2007 | 1 | 1 | 1.03 | 1 | 0.95 | 0 | 1 | 0.95 | 0 | 0 | 0 | 0 | 0 | 0 | 0
2007 | 1 | 2 | 0 | 0 | 0 | 0 | 0 | 0 | 0 | 0 | 0 | 0 | 0 | 0 | 0
2007 | 1 | 3 | 0 | 0 | 0 | 0 | 0 | 0 | 0 | 0 | 0 | 0 | 0 | 0 | 0
2007 | 1 | 4 | 0 | 0 | 0 | 0 | 0 | 0 | 0 | 0 | 0 | 0 | 0 | 0 | 0
2007 | 1 | 5 | 0.19 | 0.19 | 0.14 | 0 | 0.19 | 0.14 | 0 | 0 | 0 | 0 | 0 | 0 | 0
2007 | 1 | 6 | 0.02 | 0.02 | 0 | 0 | 0.02 | 0 | 0 | 0 | 0 | 0 | 0 | 0 | 0
2007 | 1 | 7 | 0.23 | 0.23 | 0.18 | 0 | 0.23 | 0.18 | 0 | 0 | 0 | 0 | 0 | 0 | 0
2007 | 1 | 8 | 0.5 | 0.5 | 0.45 | 0 | 0.5 | 0.45 | 0 | 0 | 0 | 0 | 0 | 0 | 0
2007 | 1 | 9 | 0 | 0 | 0 | 0 | 0 | 0 | 0 | 0 | 0 | 0 | 0 | 0 | 0
2007 | 1 | 10 | 0 | 0 | 0 | 0 | 0 | 0 | 0 | 0 | 0 | 0 | 0 | 0 | 0
2007 | 1 | 11 | 0 | 0 | 0 | 0 | 0 | 0 | 0 | 0 | 0 | 0 | 0 | 0 | 0
2007 | 1 | 12 | 0.02 | 0.02 | 0 | 0 | 0.02 | 0 | 0 | 0 | 0 | 0 | 0 | 0 | 0
2007 | 1 | 13 | 0.01 | 0.01 | 0 | 0 | 0.01 | 0 | 0 | 0 | 0 | 0 | 0 | 0 | 0
2007 | 1 | 14 | 0.06 | 0.06 | 0.01 | 0 | 0.06 | 0.01 | 0 | 0 | 0 | 0 | 0 | 0 | 0
2007 | 1 | 15 | 0 | 0 | 0 | 0 | 0 | 0 | 0 | 0 | 0 | 0 | 0 | 0 | 0
2007 | 1 | 16 | 0 | 0 | 0 | 0 | 0 | 0 | 0 | 0 | 0 | 0 | 0 | 0 | 0
2007 | 1 | 17 | 0 | 0 | 0 | 0 | 0 | 0 | 0 | 0 | 0 | 0 | 0 | 0 | 0
2007 | 1 | 18 | 0 | 0 | 0 | 0 | 0 | 0 | 0 | 0 | 0 | 0 | 0 | 0 | 0
2007 | 1 | 19 | 0 | 0 | 0 | 0 | 0 | 0 | 0 | 0 | 0 | 0 | 0 | 0 | 0
2007 | 1 | 20 | 0 | 0 | 0 | 0 | 0 | 0 | 0 | 0 | 0 | 0 | 0 | 0 | 0
2007 | 1 | 21 | 0.33 | 0.33 | 0.28 | 0 | 0.33 | 0.28 | 0 | 0 | 0 | 0 | 0 | 0 | 0
2007 | 1 | 22 | 0.02 | 0.02 | 0 | 0 | 0.02 | 0 | 0 | 0 | 0 | 0 | 0 | 0 | 0
2007 | 1 | 23 | 0 | 0 | 0 | 0 | 0 | 0 | 0 | 0 | 0 | 0 | 0 | 0 | 0
2007 | 1 | 24 | 0 | 0 | 0 | 0 | 0 | 0 | 0 | 0 | 0 | 0 | 0 | 0 | 0
2007 | 1 | 25 | 0 | 0 | 0 | 0 | 0 | 0 | 0 | 0 | 0 | 0 | 0 | 0 | 0
2007 | 1 | 26 | 0 | 0 | 0 | 0 | 0 | 0 | 0 | 0 | 0 | 0 | 0 | 0 | 0
2007 | 1 | 27 | 0 | 0 | 0 | 0 | 0 | 0 | 0 | 0 | 0 | 0 | 0 | 0 | 0
2007 | 1 | 28 | 0.05 | 0.05 | 0 | 0 | 0.05 | 0 | 0 | 0 | 0 | 0 | 0 | 0 | 0
2007 | 1 | 29 | 0 | 0 | 0 | 0 | 0 | 0 | 0 | 0 | 0 | 0 | 0 | 0 | 0
2007 | 1 | 30 | 0 | 0 | 0 | 0 | 0 | 0 | 0 | 0 | 0 | 0 | 0 | 0 | 0
2007 | 1 | 31 | 0 | 0 | 0 | 0 | 0 | 0 | 0 | 0 | 0 | 0 | 0 | 0 | 0
2007 | 2 | 1 | 0.01 | 0.01 | 0 | 0 | 0.01 | 0 | 0 | 0 | 0 | 0 | 0 | 0 | 0
2007 | 2 | 2 | 0.08 | 0.08 | 0.03 | 0 | 0.08 | 0.03 | 0 | 0 | 0 | 0 | 0 | 0 | 0
2007 | 2 | 3 | 0 | 0 | 0 | 0 | 0 | 0 | 0 | 0 | 0 | 0 | 0 | 0 | 0
2007 | 2 | 4 | 0 | 0 | 0 | 0 | 0 | 0 | 0 | 0 | 0 | 0 | 0 | 0 | 0
2007 | 2 | 5 | 0 | 0 | 0 | 0 | 0 | 0 | 0 | 0 | 0 | 0 | 0 | 0 | 0
2007 | 2 | 6 | 0.02 | 0.02 | 0 | 0 | 0.02 | 0 | 0 | 0 | 0 | 0 | 0 | 0 | 0
2007 | 2 | 7 | 0.04 | 0.04 | 0 | 0 | 0.04 | 0 | 0 | 0 | 0 | 0 | 0 | 0 | 0
2007 | 2 | 8 | 0 | 0 | 0 | 0 | 0 | 0 | 0 | 0 | 0 | 0 | 0 | 0 | 0
2007 | 2 | 9 | 0 | 0 | 0 | 0 | 0 | 0 | 0 | 0 | 0 | 0 | 0 | 0 | 0
2007 | 2 | 10 | 0 | 0 | 0 | 0 | 0 | 0 | 0 | 0 | 0 | 0 | 0 | 0 | 0
2007 | 2 | 11 | 0 | 0 | 0 | 0 | 0 | 0 | 0 | 0 | 0 | 0 | 0 | 0 | 0
2007 | 2 | 12 | 0 | 0 | 0 | 0 | 0 | 0 | 0 | 0 | 0 | 0 | 0 | 0 | 0
2007 | 2 | 13 | 0.17 | 0.17 | 0.12 | 0 | 0.17 | 0.12 | 0 | 0 | 0 | 0 | 0 | 0 | 0
2007 | 2 | 14 | 0.89 | 0.89 | 0.84 | 0 | 0.89 | 0.84 | 0 | 0 | 0 | 0 | 0 | 0 | 0
2007 | 2 | 15 | 0 | 0 | 0 | 0 | 0 | 0 | 0 | 0 | 0 | 0 | 0 | 0 | 0
2007 | 2 | 16 | 0 | 0 | 0 | 0 | 0 | 0 | 0 | 0 | 0 | 0 | 0 | 0 | 0
2007 | 2 | 17 | 0 | 0 | 0 | 0 | 0 | 0 | 0 | 0 | 0 | 0 | 0 | 0 | 0
2007 | 2 | 18 | 0 | 0 | 0 | 0 | 0 | 0 | 0 | 0 | 0 | 0 | 0 | 0 | 0
2007 | 2 | 19 | 0 | 0 | 0 | 0 | 0 | 0 | 0 | 0 | 0 | 0 | 0 | 0 | 0
2007 | 2 | 20 | 0.25 | 0.25 | 0.2 | 0 | 0.25 | 0.2 | 0 | 0 | 0 | 0 | 0 | 0 | 0
2007 | 2 | 21 | 0 | 0 | 0 | 0 | 0 | 0 | 0 | 0 | 0 | 0 | 0 | 0 | 0
2007 | 2 | 22 | 0.01 | 0.01 | 0 | 0 | 0.01 | 0 | 0 | 0 | 0 | 0 | 0 | 0 | 0
2007 | 2 | 23 | 0 | 0 | 0 | 0 | 0 | 0 | 0 | 0 | 0 | 0 | 0 | 0 | 0
2007 | 2 | 24 | 0 | 0 | 0 | 0 | 0 | 0 | 0 | 0 | 0 | 0 | 0 | 0 | 0
2007 | 2 | 25 | 0.75 | 0.75 | 0.7 | 0 | 0.75 | 0.7 | 0 | 0 | 0 | 0 | 0 | 0 | 0
2007 | 2 | 26 | 0 | 0 | 0 | 0 | 0 | 0 | 0 | 0 | 0 | 0 | 0 | 0 | 0
2007 | 2 | 27 | 0 | 0 | 0 | 0 | 0 | 0 | 0 | 0 | 0 | 0 | 0 | 0 | 0
2007 | 2 | 28 | 0 | 0 | 0 | 0 | 0 | 0 | 0 | 0 | 0 | 0 | 0 | 0 | 0
2007 | 3 | 1 | 0.19 | 0.19 | 0.14 | 0 | 0.19 | 0.14 | 0 | 0 | 0 | 0 | 0 | 0 | 0
2007 | 3 | 2 | 0.57 | 0.57 | 0.52 | 0 | 0.57 | 0.52 | 0 | 0 | 0 | 0 | 0 | 0 | 0
2007 | 3 | 3 | 0 | 0 | 0 | 0 | 0 | 0 | 0 | 0 | 0 | 0 | 0 | 0 | 0
2007 | 3 | 4 | 0 | 0 | 0 | 0 | 0 | 0 | 0 | 0 | 0 | 0 | 0 | 0 | 0
2007 | 3 | 5 | 0 | 0 | 0 | 0 | 0 | 0 | 0 | 0 | 0 | 0 | 0 | 0 | 0
2007 | 3 | 6 | 0 | 0 | 0 | 0 | 0 | 0 | 0 | 0 | 0 | 0 | 0 | 0 | 0
2007 | 3 | 7 | 0.15 | 0.15 | 0.1 | 0 | 0.15 | 0.1 | 0 | 0 | 0 | 0 | 0 | 0 | 0
2007 | 3 | 8 | 0 | 0 | 0 | 0 | 0 | 0 | 0 | 0 | 0 | 0 | 0 | 0 | 0
2007 | 3 | 9 | 0 | 0 | 0 | 0 | 0 | 0 | 0 | 0 | 0 | 0 | 0 | 0 | 0
2007 | 3 | 10 | 0.04 | 0.04 | 0 | 0 | 0.04 | 0 | 0 | 0 | 0 | 0 | 0 | 0 | 0
2007 | 3 | 11 | 0.05 | 0.05 | 0 | 0 | 0.05 | 0 | 0 | 0 | 0 | 0 | 0 | 0 | 0
2007 | 3 | 12 | 0 | 0 | 0 | 0 | 0 | 0 | 0 | 0 | 0 | 0 | 0 | 0 | 0
2007 | 3 | 13 | 0 | 0 | 0 | 0 | 0 | 0 | 0 | 0 | 0 | 0 | 0 | 0 | 0
2007 | 3 | 14 | 0 | 0 | 0 | 0 | 0 | 0 | 0 | 0 | 0 | 0 | 0 | 0 | 0
2007 | 3 | 15 | 0.36 | 0.36 | 0.31 | 0 | 0.36 | 0.31 | 0 | 0 | 0 | 0 | 0 | 0 | 0
2007 | 3 | 16 | 1.79 | 1 | 0.95 | 0 | 1 | 0.95 | 0 | 0 | 0 | 0 | 0 | 0 | 0
2007 | 3 | 17 | 0 | 0 | 0 | 0 | 0 | 0 | 0 | 0 | 0 | 0 | 0 | 0 | 0
2007 | 3 | 18 | 0 | 0 | 0 | 0 | 0 | 0 | 0 | 0 | 0 | 0 | 0 | 0 | 0
2007 | 3 | 19 | 0 | 0 | 0 | 0 | 0 | 0 | 0 | 0 | 0 | 0 | 0 | 0 | 0
2007 | 3 | 20 | 0 | 0 | 0 | 0 | 0 | 0 | 0 | 0 | 0 | 0 | 0 | 0 | 0
2007 | 3 | 21 | 0 | 0 | 0 | 0 | 0 | 0 | 0 | 0 | 0 | 0 | 0 | 0 | 0
2007 | 3 | 22 | 0 | 0 | 0 | 0 | 0 | 0 | 0 | 0 | 0 | 0 | 0 | 0 | 0
2007 | 3 | 23 | 0 | 0 | 0 | 0 | 0 | 0 | 0 | 0 | 0 | 0 | 0 | 0 | 0
2007 | 3 | 24 | 0.04 | 0.04 | 0 | 0 | 0.04 | 0 | 0 | 0 | 0 | 0 | 0 | 0 | 0
2007 | 3 | 25 | 0 | 0 | 0 | 0 | 0 | 0 | 0 | 0 | 0 | 0 | 0 | 0 | 0
2007 | 3 | 26 | 0 | 0 | 0 | 0 | 0 | 0 | 0 | 0 | 0 | 0 | 0 | 0 | 0
2007 | 3 | 27 | 0 | 0 | 0 | 0 | 0 | 0 | 0 | 0 | 0 | 0 | 0 | 0 | 0
2007 | 3 | 28 | 0 | 0 | 0 | 0 | 0 | 0 | 0 | 0 | 0 | 0 | 0 | 0 | 0
2007 | 3 | 29 | 0 | 0 | 0 | 0 | 0 | 0 | 0 | 0 | 0 | 0 | 0 | 0 | 0
2007 | 3 | 30 | 0 | 0 | 0 | 0 | 0 | 0 | 0 | 0 | 0 | 0 | 0 | 0 | 0
2007 | 3 | 31 | 0 | 0 | 0 | 0 | 0 | 0 | 0 | 0 | 0 | 0 | 0 | 0 | 0
2007 | 4 | 1 | 0 | 0 | 0 | 0 | 0 | 0 | 0 | 0 | 0 | 0 | 0 | 0 | 0
2007 | 4 | 2 | 0.01 | 0.01 | 0 | 0 | 0.01 | 0 | 0 | 0 | 0 | 0 | 0 | 0 | 0
2007 | 4 | 3 | 0 | 0 | 0 | 0 | 0 | 0 | 0 | 0 | 0 | 0 | 0 | 0 | 0
2007 | 4 | 4 | 0.29 | 0.29 | 0.24 | 0 | 0.29 | 0.24 | 0 | 0 | 0 | 0 | 0 | 0 | 0
2007 | 4 | 5 | 0 | 0 | 0 | 0 | 0 | 0 | 0 | 0 | 0 | 0 | 0 | 0 | 0
2007 | 4 | 6 | 0 | 0 | 0 | 0 | 0 | 0 | 0 | 0 | 0 | 0 | 0 | 0 | 0
2007 | 4 | 7 | 0.09 | 0.09 | 0.04 | 0 | 0.09 | 0.04 | 0 | 0 | 0 | 0 | 0 | 0 | 0
2007 | 4 | 8 | 0 | 0 | 0 | 0 | 0 | 0 | 0 | 0 | 0 | 0 | 0 | 0 | 0
2007 | 4 | 9 | 0 | 0 | 0 | 0 | 0 | 0 | 0 | 0 | 0 | 0 | 0 | 0 | 0
2007 | 4 | 10 | 0 | 0 | 0 | 0 | 0 | 0 | 0 | 0 | 0 | 0 | 0 | 0 | 0
2007 | 4 | 11 | 0.27 | 0.27 | 0.22 | 0 | 0.27 | 0.22 | 0 | 0 | 0 | 0 | 0 | 0 | 0
2007 | 4 | 12 | 0.74 | 0.74 | 0.69 | 0 | 0.74 | 0.69 | 0 | 0 | 0 | 0 | 0 | 0 | 0
2007 | 4 | 13 | 0 | 0 | 0 | 0 | 0 | 0 | 0 | 0 | 0 | 0 | 0 | 0 | 0
2007 | 4 | 14 | 0.15 | 0.15 | 0.1 | 0 | 0.15 | 0.1 | 0 | 0 | 0 | 0 | 0 | 0 | 0
2007 | 4 | 15 | 2.41 | 1 | 0.95 | 0 | 1 | 0.95 | 0 | 0 | 0 | 0 | 0 | 0 | 0
2007 | 4 | 16 | 0 | 0 | 0 | 0 | 0 | 0 | 0 | 0 | 0 | 0 | 0 | 0 | 0
2007 | 4 | 17 | 0 | 0 | 0 | 0 | 0 | 0 | 0 | 0 | 0 | 0 | 0 | 0 | 0
2007 | 4 | 18 | 0 | 0 | 0 | 0 | 0 | 0 | 0 | 0 | 0 | 0 | 0 | 0 | 0
2007 | 4 | 19 | 0 | 0 | 0 | 0 | 0 | 0 | 0 | 0 | 0 | 0 | 0 | 0 | 0
2007 | 4 | 20 | 0 | 0 | 0 | 0 | 0 | 0 | 0 | 0 | 0 | 0 | 0 | 0 | 0
2007 | 4 | 21 | 0 | 0 | 0 | 0 | 0 | 0 | 0 | 0 | 0 | 0 | 0 | 0 | 0
2007 | 4 | 22 | 0 | 0 | 0 | 0 | 0 | 0 | 0 | 0 | 0 | 0 | 0 | 0 | 0
2007 | 4 | 23 | 0 | 0 | 0 | 0 | 0 | 0 | 0 | 0 | 0 | 0 | 0 | 0 | 0
2007 | 4 | 24 | 0 | 0 | 0 | 0 | 0 | 0 | 0 | 0 | 0 | 0 | 0 | 0 | 0
2007 | 4 | 25 | 0 | 0 | 0 | 0 | 0 | 0 | 0 | 0 | 0 | 0 | 0 | 0 | 0
2007 | 4 | 26 | 0.04 | 0.04 | 0 | 0 | 0.04 | 0 | 0 | 0 | 0 | 0 | 0 | 0 | 0
2007 | 4 | 27 | 0.17 | 0.17 | 0.12 | 0 | 0.17 | 0.12 | 0 | 0 | 0 | 0 | 0 | 0 | 0
2007 | 4 | 28 | 0 | 0 | 0 | 0 | 0 | 0 | 0 | 0 | 0 | 0 | 0 | 0 | 0
2007 | 4 | 29 | 0 | 0 | 0 | 0 | 0 | 0 | 0 | 0 | 0 | 0 | 0 | 0 | 0
2007 | 4 | 30 | 0 | 0 | 0 | 0 | 0 | 0 | 0 | 0 | 0 | 0 | 0 | 0 | 0
2007 | 5 | 1 | 0 | 0 | 0 | 0 | 0 | 0 | 0 | 0 | 0 | 0 | 0 | 0 | 0
2007 | 5 | 2 | 0 | 0 | 0 | 0 | 0 | 0 | 0 | 0 | 0 | 0 | 0 | 0 | 0
2007 | 5 | 3 | 0 | 0 | 0 | 0 | 0 | 0 | 0 | 0 | 0 | 0 | 0 | 0 | 0
2007 | 5 | 4 | 0 | 0 | 0 | 0 | 0 | 0 | 0 | 0 | 0 | 0 | 0 | 0 | 0
2007 | 5 | 5 | 0.04 | 0.04 | 0 | 0 | 0.04 | 0 | 0 | 0 | 0 | 0 | 0 | 0 | 0
2007 | 5 | 6 | 0 | 0 | 0 | 0 | 0 | 0 | 0 | 0 | 0 | 0 | 0 | 0 | 0
2007 | 5 | 7 | 0 | 0 | 0 | 0 | 0 | 0 | 0 | 0 | 0 | 0 | 0 | 0 | 0
2007 | 5 | 8 | 0 | 0 | 0 | 0 | 0 | 0 | 0 | 0 | 0 | 0 | 0 | 0 | 0
2007 | 5 | 9 | 0 | 0 | 0 | 0 | 0 | 0 | 0 | 0 | 0 | 0 | 0 | 0 | 0
2007 | 5 | 10 | 0 | 0 | 0 | 0 | 0 | 0 | 0 | 0 | 0 | 0 | 0 | 0 | 0
2007 | 5 | 11 | 0 | 0 | 0 | 0 | 0 | 0 | 0 | 0 | 0 | 0 | 0 | 0 | 0
2007 | 5 | 12 | 0.93 | 0.93 | 0.88 | 0 | 0.93 | 0.88 | 0 | 0 | 0 | 0 | 0 | 0 | 0
2007 | 5 | 13 | 0 | 0 | 0 | 0 | 0 | 0 | 0 | 0 | 0 | 0 | 0 | 0 | 0
2007 | 5 | 14 | 0 | 0 | 0 | 0 | 0 | 0 | 0 | 0 | 0 | 0 | 0 | 0 | 0
2007 | 5 | 15 | 0 | 0 | 0 | 0 | 0 | 0 | 0 | 0 | 0 | 0 | 0 | 0 | 0
2007 | 5 | 16 | 0.48 | 0.48 | 0.43 | 0 | 0.48 | 0.43 | 0 | 0 | 0 | 0 | 0 | 0 | 0
2007 | 5 | 17 | 0 | 0 | 0 | 0 | 0 | 0 | 0 | 0 | 0 | 0 | 0 | 0 | 0
2007 | 5 | 18 | 0 | 0 | 0 | 0 | 0 | 0 | 0 | 0 | 0 | 0 | 0 | 0 | 0
2007 | 5 | 19 | 0 | 0 | 0 | 0 | 0 | 0 | 0 | 0 | 0 | 0 | 0 | 0 | 0
2007 | 5 | 20 | 0 | 0 | 0 | 0 | 0 | 0 | 0 | 0 | 0 | 0 | 0 | 0 | 0
2007 | 5 | 21 | 0 | 0 | 0 | 0 | 0 | 0 | 0 | 0 | 0 | 0 | 0 | 0 | 0
2007 | 5 | 22 | 0 | 0 | 0 | 0 | 0 | 0 | 0 | 0 | 0 | 0 | 0 | 0 | 0
2007 | 5 | 23 | 0 | 0 | 0 | 0 | 0 | 0 | 0 | 0 | 0 | 0 | 0 | 0 | 0
2007 | 5 | 24 | 0 | 0 | 0 | 0 | 0 | 0 | 0 | 0 | 0 | 0 | 0 | 0 | 0
2007 | 5 | 25 | 0 | 0 | 0 | 0 | 0 | 0 | 0 | 0 | 0 | 0 | 0 | 0 | 0
2007 | 5 | 26 | 0 | 0 | 0 | 0 | 0 | 0 | 0 | 0 | 0 | 0 | 0 | 0 | 0
2007 | 5 | 27 | 0.3 | 0.3 | 0.25 | 0 | 0.3 | 0.25 | 0 | 0 | 0 | 0 | 0 | 0 | 0
2007 | 5 | 28 | 0 | 0 | 0 | 0 | 0 | 0 | 0 | 0 | 0 | 0 | 0 | 0 | 0
2007 | 5 | 29 | 0 | 0 | 0 | 0 | 0 | 0 | 0 | 0 | 0 | 0 | 0 | 0 | 0
2007 | 5 | 30 | 0 | 0 | 0 | 0 | 0 | 0 | 0 | 0 | 0 | 0 | 0 | 0 | 0
2007 | 5 | 31 | 0 | 0 | 0 | 0 | 0 | 0 | 0 | 0 | 0 | 0 | 0 | 0 | 0
2007 | 6 | 1 | 0 | 0 | 0 | 0 | 0 | 0 | 0 | 0 | 0 | 0 | 0 | 0 | 0
2007 | 6 | 2 | 0 | 0 | 0 | 0 | 0 | 0 | 0 | 0 | 0 | 0 | 0 | 0 | 0
2007 | 6 | 3 | 0.88 | 0.88 | 0.83 | 0 | 0.88 | 0.83 | 0 | 0 | 0 | 0 | 0 | 0 | 0
2007 | 6 | 4 | 0.12 | 0.12 | 0.07 | 0 | 0.12 | 0.07 | 0 | 0 | 0 | 0 | 0 | 0 | 0
2007 | 6 | 5 | 0 | 0 | 0 | 0 | 0 | 0 | 0 | 0 | 0 | 0 | 0 | 0 | 0
2007 | 6 | 6 | 0.01 | 0.01 | 0 | 0 | 0.01 | 0 | 0 | 0 | 0 | 0 | 0 | 0 | 0
2007 | 6 | 7 | 0 | 0 | 0 | 0 | 0 | 0 | 0 | 0 | 0 | 0 | 0 | 0 | 0
2007 | 6 | 8 | 0.05 | 0.05 | 0 | 0 | 0.05 | 0 | 0 | 0 | 0 | 0 | 0 | 0 | 0
2007 | 6 | 9 | 0 | 0 | 0 | 0 | 0 | 0 | 0 | 0 | 0 | 0 | 0 | 0 | 0
2007 | 6 | 10 | 0 | 0 | 0 | 0 | 0 | 0 | 0 | 0 | 0 | 0 | 0 | 0 | 0
2007 | 6 | 11 | 0 | 0 | 0 | 0 | 0 | 0 | 0 | 0 | 0 | 0 | 0 | 0 | 0
2007 | 6 | 12 | 0.14 | 0.14 | 0.09 | 0 | 0.14 | 0.09 | 0 | 0 | 0 | 0 | 0 | 0 | 0
2007 | 6 | 13 | 0.06 | 0.06 | 0.01 | 0 | 0.06 | 0.01 | 0 | 0 | 0 | 0 | 0 | 0 | 0
2007 | 6 | 14 | 0.03 | 0.03 | 0 | 0 | 0.03 | 0 | 0 | 0 | 0 | 0 | 0 | 0 | 0
2007 | 6 | 15 | 0 | 0 | 0 | 0 | 0 | 0 | 0 | 0 | 0 | 0 | 0 | 0 | 0
2007 | 6 | 16 | 0 | 0 | 0 | 0 | 0 | 0 | 0 | 0 | 0 | 0 | 0 | 0 | 0
2007 | 6 | 17 | 0 | 0 | 0 | 0 | 0 | 0 | 0 | 0 | 0 | 0 | 0 | 0 | 0
2007 | 6 | 18 | 0 | 0 | 0 | 0 | 0 | 0 | 0 | 0 | 0 | 0 | 0 | 0 | 0
2007 | 6 | 19 | 0 | 0 | 0 | 0 | 0 | 0 | 0 | 0 | 0 | 0 | 0 | 0 | 0
2007 | 6 | 20 | 0.01 | 0.01 | 0 | 0 | 0.01 | 0 | 0 | 0 | 0 | 0 | 0 | 0 | 0
2007 | 6 | 21 | 0.04 | 0.04 | 0 | 0 | 0.04 | 0 | 0 | 0 | 0 | 0 | 0 | 0 | 0
2007 | 6 | 22 | 0 | 0 | 0 | 0 | 0 | 0 | 0 | 0 | 0 | 0 | 0 | 0 | 0
2007 | 6 | 23 | 0 | 0 | 0 | 0 | 0 | 0 | 0 | 0 | 0 | 0 | 0 | 0 | 0
2007 | 6 | 24 | 0 | 0 | 0 | 0 | 0 | 0 | 0 | 0 | 0 | 0 | 0 | 0 | 0
2007 | 6 | 25 | 0 | 0 | 0 | 0 | 0 | 0 | 0 | 0 | 0 | 0 | 0 | 0 | 0
2007 | 6 | 26 | 0 | 0 | 0 | 0 | 0 | 0 | 0 | 0 | 0 | 0 | 0 | 0 | 0
2007 | 6 | 27 | 0 | 0 | 0 | 0 | 0 | 0 | 0 | 0 | 0 | 0 | 0 | 0 | 0
2007 | 6 | 28 | 0.04 | 0.04 | 0 | 0 | 0.04 | 0 | 0 | 0 | 0 | 0 | 0 | 0 | 0
2007 | 6 | 29 | 0 | 0 | 0 | 0 | 0 | 0 | 0 | 0 | 0 | 0 | 0 | 0 | 0
2007 | 6 | 30 | 0 | 0 | 0 | 0 | 0 | 0 | 0 | 0 | 0 | 0 | 0 | 0 | 0
2007 | 7 | 1 | 0 | 0 | 0 | 0 | 0 | 0 | 0 | 0 | 0 | 0 | 0 | 0 | 0
2007 | 7 | 2 | 0 | 0 | 0 | 0 | 0 | 0 | 0 | 0 | 0 | 0 | 0 | 0 | 0
2007 | 7 | 3 | 0 | 0 | 0 | 0 | 0 | 0 | 0 | 0 | 0 | 0 | 0 | 0 | 0
2007 | 7 | 4 | 0.03 | 0.03 | 0 | 0 | 0.03 | 0 | 0 | 0 | 0 | 0 | 0 | 0 | 0
2007 | 7 | 5 | 0.11 | 0.11 | 0.06 | 0 | 0.11 | 0.06 | 0 | 0 | 0 | 0 | 0 | 0 | 0
2007 | 7 | 6 | 0 | 0 | 0 | 0 | 0 | 0 | 0 | 0 | 0 | 0 | 0 | 0 | 0
2007 | 7 | 7 | 0 | 0 | 0 | 0 | 0 | 0 | 0 | 0 | 0 | 0 | 0 | 0 | 0
2007 | 7 | 8 | 0 | 0 | 0 | 0 | 0 | 0 | 0 | 0 | 0 | 0 | 0 | 0 | 0
2007 | 7 | 9 | 0 | 0 | 0 | 0 | 0 | 0 | 0 | 0 | 0 | 0 | 0 | 0 | 0
2007 | 7 | 10 | 0.73 | 0.73 | 0.68 | 0 | 0.73 | 0.68 | 0 | 0 | 0 | 0 | 0 | 0 | 0
2007 | 7 | 11 | 0.4 | 0.4 | 0.35 | 0 | 0.4 | 0.35 | 0 | 0 | 0 | 0 | 0 | 0 | 0
2007 | 7 | 12 | 0 | 0 | 0 | 0 | 0 | 0 | 0 | 0 | 0 | 0 | 0 | 0 | 0
2007 | 7 | 13 | 0 | 0 | 0 | 0 | 0 | 0 | 0 | 0 | 0 | 0 | 0 | 0 | 0
2007 | 7 | 14 | 0 | 0 | 0 | 0 | 0 | 0 | 0 | 0 | 0 | 0 | 0 | 0 | 0
2007 | 7 | 15 | 0 | 0 | 0 | 0 | 0 | 0 | 0 | 0 | 0 | 0 | 0 | 0 | 0
2007 | 7 | 16 | 0 | 0 | 0 | 0 | 0 | 0 | 0 | 0 | 0 | 0 | 0 | 0 | 0
2007 | 7 | 17 | 0 | 0 | 0 | 0 | 0 | 0 | 0 | 0 | 0 | 0 | 0 | 0 | 0
2007 | 7 | 18 | 0 | 0 | 0 | 0 | 0 | 0 | 0 | 0 | 0 | 0 | 0 | 0 | 0
2007 | 7 | 19 | 0.06 | 0.06 | 0.01 | 0 | 0.06 | 0.01 | 0 | 0 | 0 | 0 | 0 | 0 | 0
2007 | 7 | 20 | 0 | 0 | 0 | 0 | 0 | 0 | 0 | 0 | 0 | 0 | 0 | 0 | 0
2007 | 7 | 21 | 0 | 0 | 0 | 0 | 0 | 0 | 0 | 0 | 0 | 0 | 0 | 0 | 0
2007 | 7 | 22 | 0 | 0 | 0 | 0 | 0 | 0 | 0 | 0 | 0 | 0 | 0 | 0 | 0
2007 | 7 | 23 | 0 | 0 | 0 | 0 | 0 | 0 | 0 | 0 | 0 | 0 | 0 | 0 | 0
2007 | 7 | 24 | 0.05 | 0.05 | 0 | 0 | 0.05 | 0 | 0 | 0 | 0 | 0 | 0 | 0 | 0
2007 | 7 | 25 | 0 | 0 | 0 | 0 | 0 | 0 | 0 | 0 | 0 | 0 | 0 | 0 | 0
2007 | 7 | 26 | 0 | 0 | 0 | 0 | 0 | 0 | 0 | 0 | 0 | 0 | 0 | 0 | 0
2007 | 7 | 27 | 0.02 | 0.02 | 0 | 0 | 0.02 | 0 | 0 | 0 | 0 | 0 | 0 | 0 | 0
2007 | 7 | 28 | 0.02 | 0.02 | 0 | 0 | 0.02 | 0 | 0 | 0 | 0 | 0 | 0 | 0 | 0
2007 | 7 | 29 | 0.98 | 0.98 | 0.93 | 0 | 0.98 | 0.93 | 0 | 0 | 0 | 0 | 0 | 0 | 0
2007 | 7 | 30 | 0 | 0 | 0 | 0 | 0 | 0 | 0 | 0 | 0 | 0 | 0 | 0 | 0
2007 | 7 | 31 | 0 | 0 | 0 | 0 | 0 | 0 | 0 | 0 | 0 | 0 | 0 | 0 | 0
2007 | 8 | 1 | 0 | 0 | 0 | 0 | 0 | 0 | 0 | 0 | 0 | 0 | 0 | 0 | 0
2007 | 8 | 2 | 0 | 0 | 0 | 0 | 0 | 0 | 0 | 0 | 0 | 0 | 0 | 0 | 0
2007 | 8 | 3 | 0 | 0 | 0 | 0 | 0 | 0 | 0 | 0 | 0 | 0 | 0 | 0 | 0
2007 | 8 | 4 | 0 | 0 | 0 | 0 | 0 | 0 | 0 | 0 | 0 | 0 | 0 | 0 | 0
2007 | 8 | 5 | 0.09 | 0.09 | 0.04 | 0 | 0.09 | 0.04 | 0 | 0 | 0 | 0 | 0 | 0 | 0
2007 | 8 | 6 | 0.22 | 0.22 | 0.17 | 0 | 0.22 | 0.17 | 0 | 0 | 0 | 0 | 0 | 0 | 0
2007 | 8 | 7 | 0 | 0 | 0 | 0 | 0 | 0 | 0 | 0 | 0 | 0 | 0 | 0 | 0
2007 | 8 | 8 | 0 | 0 | 0 | 0 | 0 | 0 | 0 | 0 | 0 | 0 | 0 | 0 | 0
2007 | 8 | 9 | 0.1 | 0.1 | 0.05 | 0 | 0.1 | 0.05 | 0 | 0 | 0 | 0 | 0 | 0 | 0
2007 | 8 | 10 | 0 | 0 | 0 | 0 | 0 | 0 | 0 | 0 | 0 | 0 | 0 | 0 | 0
2007 | 8 | 11 | 0 | 0 | 0 | 0 | 0 | 0 | 0 | 0 | 0 | 0 | 0 | 0 | 0
2007 | 8 | 12 | 0 | 0 | 0 | 0 | 0 | 0 | 0 | 0 | 0 | 0 | 0 | 0 | 0
2007 | 8 | 13 | 0 | 0 | 0 | 0 | 0 | 0 | 0 | 0 | 0 | 0 | 0 | 0 | 0
2007 | 8 | 14 | 0 | 0 | 0 | 0 | 0 | 0 | 0 | 0 | 0 | 0 | 0 | 0 | 0
2007 | 8 | 15 | 0 | 0 | 0 | 0 | 0 | 0 | 0 | 0 | 0 | 0 | 0 | 0 | 0
2007 | 8 | 16 | 0.07 | 0.07 | 0.02 | 0 | 0.07 | 0.02 | 0 | 0 | 0 | 0 | 0 | 0 | 0
2007 | 8 | 17 | 0.08 | 0.08 | 0.03 | 0 | 0.08 | 0.03 | 0 | 0 | 0 | 0 | 0 | 0 | 0
2007 | 8 | 18 | 0 | 0 | 0 | 0 | 0 | 0 | 0 | 0 | 0 | 0 | 0 | 0 | 0
2007 | 8 | 19 | 0 | 0 | 0 | 0 | 0 | 0 | 0 | 0 | 0 | 0 | 0 | 0 | 0
2007 | 8 | 20 | 0.66 | 0.66 | 0.61 | 0 | 0.66 | 0.61 | 0 | 0 | 0 | 0 | 0 | 0 | 0
2007 | 8 | 21 | 1.46 | 1 | 0.95 | 0 | 1 | 0.95 | 0 | 0 | 0 | 0 | 0 | 0 | 0
2007 | 8 | 22 | 0 | 0 | 0 | 0 | 0 | 0 | 0 | 0 | 0 | 0 | 0 | 0 | 0
2007 | 8 | 23 | 0 | 0 | 0 | 0 | 0 | 0 | 0 | 0 | 0 | 0 | 0 | 0 | 0
2007 | 8 | 24 | 0 | 0 | 0 | 0 | 0 | 0 | 0 | 0 | 0 | 0 | 0 | 0 | 0
2007 | 8 | 25 | 0.59 | 0.59 | 0.54 | 0 | 0.59 | 0.54 | 0 | 0 | 0 | 0 | 0 | 0 | 0
2007 | 8 | 26 | 0.2 | 0.2 | 0.15 | 0 | 0.2 | 0.15 | 0 | 0 | 0 | 0 | 0 | 0 | 0
2007 | 8 | 27 | 0 | 0 | 0 | 0 | 0 | 0 | 0 | 0 | 0 | 0 | 0 | 0 | 0
2007 | 8 | 28 | 0 | 0 | 0 | 0 | 0 | 0 | 0 | 0 | 0 | 0 | 0 | 0 | 0
2007 | 8 | 29 | 0 | 0 | 0 | 0 | 0 | 0 | 0 | 0 | 0 | 0 | 0 | 0 | 0
2007 | 8 | 30 | 0 | 0 | 0 | 0 | 0 | 0 | 0 | 0 | 0 | 0 | 0 | 0 | 0
2007 | 8 | 31 | 0 | 0 | 0 | 0 | 0 | 0 | 0 | 0 | 0 | 0 | 0 | 0 | 0
2007 | 9 | 1 | 0 | 0 | 0 | 0 | 0 | 0 | 0 | 0 | 0 | 0 | 0 | 0 | 0
2007 | 9 | 2 | 0 | 0 | 0 | 0 | 0 | 0 | 0 | 0 | 0 | 0 | 0 | 0 | 0
2007 | 9 | 3 | 0 | 0 | 0 | 0 | 0 | 0 | 0 | 0 | 0 | 0 | 0 | 0 | 0
2007 | 9 | 4 | 0 | 0 | 0 | 0 | 0 | 0 | 0 | 0 | 0 | 0 | 0 | 0 | 0
2007 | 9 | 5 | 0 | 0 | 0 | 0 | 0 | 0 | 0 | 0 | 0 | 0 | 0 | 0 | 0
2007 | 9 | 6 | 0 | 0 | 0 | 0 | 0 | 0 | 0 | 0 | 0 | 0 | 0 | 0 | 0
2007 | 9 | 7 | 0 | 0 | 0 | 0 | 0 | 0 | 0 | 0 | 0 | 0 | 0 | 0 | 0
2007 | 9 | 8 | 0 | 0 | 0 | 0 | 0 | 0 | 0 | 0 | 0 | 0 | 0 | 0 | 0
2007 | 9 | 9 | 0 | 0 | 0 | 0 | 0 | 0 | 0 | 0 | 0 | 0 | 0 | 0 | 0
2007 | 9 | 10 | 0.41 | 0.41 | 0.36 | 0 | 0.41 | 0.36 | 0 | 0 | 0 | 0 | 0 | 0 | 0
2007 | 9 | 11 | 0.04 | 0.04 | 0 | 0 | 0.04 | 0 | 0 | 0 | 0 | 0 | 0 | 0 | 0
2007 | 9 | 12 | 0 | 0 | 0 | 0 | 0 | 0 | 0 | 0 | 0 | 0 | 0 | 0 | 0
2007 | 9 | 13 | 0 | 0 | 0 | 0 | 0 | 0 | 0 | 0 | 0 | 0 | 0 | 0 | 0
2007 | 9 | 14 | 0.15 | 0.15 | 0.1 | 0 | 0.15 | 0.1 | 0 | 0 | 0 | 0 | 0 | 0 | 0
2007 | 9 | 15 | 0 | 0 | 0 | 0 | 0 | 0 | 0 | 0 | 0 | 0 | 0 | 0 | 0
2007 | 9 | 16 | 0 | 0 | 0 | 0 | 0 | 0 | 0 | 0 | 0 | 0 | 0 | 0 | 0
2007 | 9 | 17 | 0 | 0 | 0 | 0 | 0 | 0 | 0 | 0 | 0 | 0 | 0 | 0 | 0
2007 | 9 | 18 | 0 | 0 | 0 | 0 | 0 | 0 | 0 | 0 | 0 | 0 | 0 | 0 | 0
2007 | 9 | 19 | 0 | 0 | 0 | 0 | 0 | 0 | 0 | 0 | 0 | 0 | 0 | 0 | 0
2007 | 9 | 20 | 0 | 0 | 0 | 0 | 0 | 0 | 0 | 0 | 0 | 0 | 0 | 0 | 0
2007 | 9 | 21 | 0 | 0 | 0 | 0 | 0 | 0 | 0 | 0 | 0 | 0 | 0 | 0 | 0
2007 | 9 | 22 | 0 | 0 | 0 | 0 | 0 | 0 | 0 | 0 | 0 | 0 | 0 | 0 | 0
2007 | 9 | 23 | 0 | 0 | 0 | 0 | 0 | 0 | 0 | 0 | 0 | 0 | 0 | 0 | 0
2007 | 9 | 24 | 0 | 0 | 0 | 0 | 0 | 0 | 0 | 0 | 0 | 0 | 0 | 0 | 0
2007 | 9 | 25 | 0 | 0 | 0 | 0 | 0 | 0 | 0 | 0 | 0 | 0 | 0 | 0 | 0
2007 | 9 | 26 | 0 | 0 | 0 | 0 | 0 | 0 | 0 | 0 | 0 | 0 | 0 | 0 | 0
2007 | 9 | 27 | 0 | 0 | 0 | 0 | 0 | 0 | 0 | 0 | 0 | 0 | 0 | 0 | 0
2007 | 9 | 28 | 0 | 0 | 0 | 0 | 0 | 0 | 0 | 0 | 0 | 0 | 0 | 0 | 0
2007 | 9 | 29 | 0 | 0 | 0 | 0 | 0 | 0 | 0 | 0 | 0 | 0 | 0 | 0 | 0
2007 | 9 | 30 | 0 | 0 | 0 | 0 | 0 | 0 | 0 | 0 | 0 | 0 | 0 | 0 | 0
Note on F11: Rainfall minus initial abstraction of 0.05 inches
Note on I11: This column is all precipitation of 1 inch or less minus the initial abstraction of 0.05 inches before runoff occurs
Note on K11: Assumes 95% efficiency for filter and to account for first flush diversion.
Note on N12: Start with Cistern Full

## RWH B (hidden)
Approximation of Rainwater Harvesting System Runoff Reduction Percent Credit
Target Rainfall (in) = |  |  |  |  | 1 |  |  | Number of precip events = | 2458 |  |  |  |  | Total runoff of 1" or less (gallons) = | 0
Cistern Storage Available (gal) = |  |  |  |  | 0 |  |  | Frequency of Overflow = | 0 | 0% |  |  |  | Total volume captured by RWHS (gallons) = | 0
Roof Size (SF) = |  |  |  |  | 0 |  |  | Approx. Drawdown Time = | #DIV/0! | Days |  |  |  | Total Reuse Volume (gallons)= | 0
Daily Drawdown (gal) = |  |  |  |  | 0 | [8 empty] | Overflow Volume - 1" or less (gallons) = | 0
Target 1-inch Volume (gal) = |  |  |  |  | 0
Design Rainfall (in) = |  |  |  |  | 1 | [8 empty] | Percent Runoff Reduction Credit = | #DIV/0!
[6 empty] | 30-yr target runoff (gallons) |  |  | 30-yr design runoff (gallons) | 30-yr total to cistern (gallons) | 30-yr total first flush (gallons) |  |  |  | 30-yr overflow (gallons)
Reagan Int'l Precip | [5 empty] | 0 |  |  | 0 | 0 | 0 |  |  |  | 0
Y | M | D | Prcp Records | Target Daily Rainfall (in) | Inches of Runoff | Runoff (gal) | Design Daily Rainfall (in) | Runoff (inches) | Runoff Volume (gal) | Inflow to Cistern(gal) | To Filter (gal) | Daily Drawdown (gal) | Daily Volume in Tank (gal) | Avail Storage in Tank (gal) | Overflow w/ 1" rainfall (gal)
1977 | 9 | 1 | 0 | 0 | 0 | 0 | 0 | 0 | 0 | 0 | 0 | 0 | 0 | 0 | 0
1977 | 9 | 2 | 0 | 0 | 0 | 0 | 0 | 0 | 0 | 0 | 0 | 0 | 0 | 0 | 0
1977 | 9 | 3 | 0 | 0 | 0 | 0 | 0 | 0 | 0 | 0 | 0 | 0 | 0 | 0 | 0
1977 | 9 | 4 | 0 | 0 | 0 | 0 | 0 | 0 | 0 | 0 | 0 | 0 | 0 | 0 | 0
1977 | 9 | 5 | 0 | 0 | 0 | 0 | 0 | 0 | 0 | 0 | 0 | 0 | 0 | 0 | 0
1977 | 9 | 6 | 0.05 | 0.05 | 0 | 0 | 0.05 | 0 | 0 | 0 | 0 | 0 | 0 | 0 | 0
1977 | 9 | 7 | 0 | 0 | 0 | 0 | 0 | 0 | 0 | 0 | 0 | 0 | 0 | 0 | 0
1977 | 9 | 8 | 0 | 0 | 0 | 0 | 0 | 0 | 0 | 0 | 0 | 0 | 0 | 0 | 0
1977 | 9 | 9 | 0.09 | 0.09 | 0.04 | 0 | 0.09 | 0.04 | 0 | 0 | 0 | 0 | 0 | 0 | 0
1977 | 9 | 10 | 0 | 0 | 0 | 0 | 0 | 0 | 0 | 0 | 0 | 0 | 0 | 0 | 0
1977 | 9 | 11 | 0 | 0 | 0 | 0 | 0 | 0 | 0 | 0 | 0 | 0 | 0 | 0 | 0
1977 | 9 | 12 | 0 | 0 | 0 | 0 | 0 | 0 | 0 | 0 | 0 | 0 | 0 | 0 | 0
1977 | 9 | 13 | 0 | 0 | 0 | 0 | 0 | 0 | 0 | 0 | 0 | 0 | 0 | 0 | 0
1977 | 9 | 14 | 0 | 0 | 0 | 0 | 0 | 0 | 0 | 0 | 0 | 0 | 0 | 0 | 0
1977 | 9 | 15 | 0 | 0 | 0 | 0 | 0 | 0 | 0 | 0 | 0 | 0 | 0 | 0 | 0
1977 | 9 | 16 | 0.08 | 0.08 | 0.03 | 0 | 0.08 | 0.03 | 0 | 0 | 0 | 0 | 0 | 0 | 0
1977 | 9 | 17 | 0.03 | 0.03 | 0 | 0 | 0.03 | 0 | 0 | 0 | 0 | 0 | 0 | 0 | 0
1977 | 9 | 18 | 0 | 0 | 0 | 0 | 0 | 0 | 0 | 0 | 0 | 0 | 0 | 0 | 0
1977 | 9 | 19 | 0 | 0 | 0 | 0 | 0 | 0 | 0 | 0 | 0 | 0 | 0 | 0 | 0
1977 | 9 | 20 | 0 | 0 | 0 | 0 | 0 | 0 | 0 | 0 | 0 | 0 | 0 | 0 | 0
1977 | 9 | 21 | 0 | 0 | 0 | 0 | 0 | 0 | 0 | 0 | 0 | 0 | 0 | 0 | 0
1977 | 9 | 22 | 0 | 0 | 0 | 0 | 0 | 0 | 0 | 0 | 0 | 0 | 0 | 0 | 0
1977 | 9 | 23 | 0 | 0 | 0 | 0 | 0 | 0 | 0 | 0 | 0 | 0 | 0 | 0 | 0
1977 | 9 | 24 | 0 | 0 | 0 | 0 | 0 | 0 | 0 | 0 | 0 | 0 | 0 | 0 | 0
1977 | 9 | 25 | 0 | 0 | 0 | 0 | 0 | 0 | 0 | 0 | 0 | 0 | 0 | 0 | 0
1977 | 9 | 26 | 0.03 | 0.03 | 0 | 0 | 0.03 | 0 | 0 | 0 | 0 | 0 | 0 | 0 | 0
1977 | 9 | 27 | 0.04 | 0.04 | 0 | 0 | 0.04 | 0 | 0 | 0 | 0 | 0 | 0 | 0 | 0
1977 | 9 | 28 | 0 | 0 | 0 | 0 | 0 | 0 | 0 | 0 | 0 | 0 | 0 | 0 | 0
1977 | 9 | 29 | 0 | 0 | 0 | 0 | 0 | 0 | 0 | 0 | 0 | 0 | 0 | 0 | 0
1977 | 9 | 30 | 0 | 0 | 0 | 0 | 0 | 0 | 0 | 0 | 0 | 0 | 0 | 0 | 0
1977 | 10 | 1 | 0.01 | 0.01 | 0 | 0 | 0.01 | 0 | 0 | 0 | 0 | 0 | 0 | 0 | 0
1977 | 10 | 2 | 0.03 | 0.03 | 0 | 0 | 0.03 | 0 | 0 | 0 | 0 | 0 | 0 | 0 | 0
1977 | 10 | 3 | 0 | 0 | 0 | 0 | 0 | 0 | 0 | 0 | 0 | 0 | 0 | 0 | 0
1977 | 10 | 4 | 0 | 0 | 0 | 0 | 0 | 0 | 0 | 0 | 0 | 0 | 0 | 0 | 0
1977 | 10 | 5 | 0 | 0 | 0 | 0 | 0 | 0 | 0 | 0 | 0 | 0 | 0 | 0 | 0
1977 | 10 | 6 | 0 | 0 | 0 | 0 | 0 | 0 | 0 | 0 | 0 | 0 | 0 | 0 | 0
1977 | 10 | 7 | 0 | 0 | 0 | 0 | 0 | 0 | 0 | 0 | 0 | 0 | 0 | 0 | 0
1977 | 10 | 8 | 0.05 | 0.05 | 0 | 0 | 0.05 | 0 | 0 | 0 | 0 | 0 | 0 | 0 | 0
1977 | 10 | 9 | 1.02 | 1 | 0.95 | 0 | 1 | 0.95 | 0 | 0 | 0 | 0 | 0 | 0 | 0
1977 | 10 | 10 | 0 | 0 | 0 | 0 | 0 | 0 | 0 | 0 | 0 | 0 | 0 | 0 | 0
1977 | 10 | 11 | 0 | 0 | 0 | 0 | 0 | 0 | 0 | 0 | 0 | 0 | 0 | 0 | 0
1977 | 10 | 12 | 0 | 0 | 0 | 0 | 0 | 0 | 0 | 0 | 0 | 0 | 0 | 0 | 0
1977 | 10 | 13 | 0 | 0 | 0 | 0 | 0 | 0 | 0 | 0 | 0 | 0 | 0 | 0 | 0
1977 | 10 | 14 | 1.43 | 1 | 0.95 | 0 | 1 | 0.95 | 0 | 0 | 0 | 0 | 0 | 0 | 0
1977 | 10 | 15 | 0.02 | 0.02 | 0 | 0 | 0.02 | 0 | 0 | 0 | 0 | 0 | 0 | 0 | 0
1977 | 10 | 16 | 0.68 | 0.68 | 0.63 | 0 | 0.68 | 0.63 | 0 | 0 | 0 | 0 | 0 | 0 | 0
1977 | 10 | 17 | 0.09 | 0.09 | 0.04 | 0 | 0.09 | 0.04 | 0 | 0 | 0 | 0 | 0 | 0 | 0
1977 | 10 | 18 | 0 | 0 | 0 | 0 | 0 | 0 | 0 | 0 | 0 | 0 | 0 | 0 | 0
1977 | 10 | 19 | 0.05 | 0.05 | 0 | 0 | 0.05 | 0 | 0 | 0 | 0 | 0 | 0 | 0 | 0
1977 | 10 | 20 | 0 | 0 | 0 | 0 | 0 | 0 | 0 | 0 | 0 | 0 | 0 | 0 | 0
1977 | 10 | 21 | 0 | 0 | 0 | 0 | 0 | 0 | 0 | 0 | 0 | 0 | 0 | 0 | 0
1977 | 10 | 22 | 0 | 0 | 0 | 0 | 0 | 0 | 0 | 0 | 0 | 0 | 0 | 0 | 0
1977 | 10 | 23 | 0 | 0 | 0 | 0 | 0 | 0 | 0 | 0 | 0 | 0 | 0 | 0 | 0
1977 | 10 | 24 | 0 | 0 | 0 | 0 | 0 | 0 | 0 | 0 | 0 | 0 | 0 | 0 | 0
1977 | 10 | 25 | 0 | 0 | 0 | 0 | 0 | 0 | 0 | 0 | 0 | 0 | 0 | 0 | 0
1977 | 10 | 26 | 1.95 | 1 | 0.95 | 0 | 1 | 0.95 | 0 | 0 | 0 | 0 | 0 | 0 | 0
1977 | 10 | 27 | 0.02 | 0.02 | 0 | 0 | 0.02 | 0 | 0 | 0 | 0 | 0 | 0 | 0 | 0
1977 | 10 | 28 | 0 | 0 | 0 | 0 | 0 | 0 | 0 | 0 | 0 | 0 | 0 | 0 | 0
1977 | 10 | 29 | 0 | 0 | 0 | 0 | 0 | 0 | 0 | 0 | 0 | 0 | 0 | 0 | 0
1977 | 10 | 30 | 0 | 0 | 0 | 0 | 0 | 0 | 0 | 0 | 0 | 0 | 0 | 0 | 0
1977 | 10 | 31 | 0 | 0 | 0 | 0 | 0 | 0 | 0 | 0 | 0 | 0 | 0 | 0 | 0
1977 | 11 | 1 | 0.01 | 0.01 | 0 | 0 | 0.01 | 0 | 0 | 0 | 0 | 0 | 0 | 0 | 0
1977 | 11 | 2 | 0.02 | 0.02 | 0 | 0 | 0.02 | 0 | 0 | 0 | 0 | 0 | 0 | 0 | 0
1977 | 11 | 3 | 0.64 | 0.64 | 0.59 | 0 | 0.64 | 0.59 | 0 | 0 | 0 | 0 | 0 | 0 | 0
1977 | 11 | 4 | 0.01 | 0.01 | 0 | 0 | 0.01 | 0 | 0 | 0 | 0 | 0 | 0 | 0 | 0
1977 | 11 | 5 | 0.02 | 0.02 | 0 | 0 | 0.02 | 0 | 0 | 0 | 0 | 0 | 0 | 0 | 0
1977 | 11 | 6 | 0.92 | 0.92 | 0.87 | 0 | 0.92 | 0.87 | 0 | 0 | 0 | 0 | 0 | 0 | 0
1977 | 11 | 7 | 0.36 | 0.36 | 0.31 | 0 | 0.36 | 0.31 | 0 | 0 | 0 | 0 | 0 | 0 | 0
1977 | 11 | 8 | 0 | 0 | 0 | 0 | 0 | 0 | 0 | 0 | 0 | 0 | 0 | 0 | 0
1977 | 11 | 9 | 0 | 0 | 0 | 0 | 0 | 0 | 0 | 0 | 0 | 0 | 0 | 0 | 0
1977 | 11 | 10 | 0.24 | 0.24 | 0.19 | 0 | 0.24 | 0.19 | 0 | 0 | 0 | 0 | 0 | 0 | 0
1977 | 11 | 11 | 0 | 0 | 0 | 0 | 0 | 0 | 0 | 0 | 0 | 0 | 0 | 0 | 0
1977 | 11 | 12 | 0 | 0 | 0 | 0 | 0 | 0 | 0 | 0 | 0 | 0 | 0 | 0 | 0
1977 | 11 | 13 | 0 | 0 | 0 | 0 | 0 | 0 | 0 | 0 | 0 | 0 | 0 | 0 | 0
1977 | 11 | 14 | 0 | 0 | 0 | 0 | 0 | 0 | 0 | 0 | 0 | 0 | 0 | 0 | 0
1977 | 11 | 15 | 0 | 0 | 0 | 0 | 0 | 0 | 0 | 0 | 0 | 0 | 0 | 0 | 0
1977 | 11 | 16 | 0.09 | 0.09 | 0.04 | 0 | 0.09 | 0.04 | 0 | 0 | 0 | 0 | 0 | 0 | 0
1977 | 11 | 17 | 0.22 | 0.22 | 0.17 | 0 | 0.22 | 0.17 | 0 | 0 | 0 | 0 | 0 | 0 | 0
1977 | 11 | 18 | 0 | 0 | 0 | 0 | 0 | 0 | 0 | 0 | 0 | 0 | 0 | 0 | 0
1977 | 11 | 19 | 0 | 0 | 0 | 0 | 0 | 0 | 0 | 0 | 0 | 0 | 0 | 0 | 0
1977 | 11 | 20 | 0 | 0 | 0 | 0 | 0 | 0 | 0 | 0 | 0 | 0 | 0 | 0 | 0
1977 | 11 | 21 | 0.04 | 0.04 | 0 | 0 | 0.04 | 0 | 0 | 0 | 0 | 0 | 0 | 0 | 0
1977 | 11 | 22 | 0.43 | 0.43 | 0.38 | 0 | 0.43 | 0.38 | 0 | 0 | 0 | 0 | 0 | 0 | 0
1977 | 11 | 23 | 0.29 | 0.29 | 0.24 | 0 | 0.29 | 0.24 | 0 | 0 | 0 | 0 | 0 | 0 | 0
1977 | 11 | 24 | 0.01 | 0.01 | 0 | 0 | 0.01 | 0 | 0 | 0 | 0 | 0 | 0 | 0 | 0
1977 | 11 | 25 | 0.57 | 0.57 | 0.52 | 0 | 0.57 | 0.52 | 0 | 0 | 0 | 0 | 0 | 0 | 0
1977 | 11 | 26 | 0.06 | 0.06 | 0.01 | 0 | 0.06 | 0.01 | 0 | 0 | 0 | 0 | 0 | 0 | 0
1977 | 11 | 27 | 0 | 0 | 0 | 0 | 0 | 0 | 0 | 0 | 0 | 0 | 0 | 0 | 0
1977 | 11 | 28 | 0 | 0 | 0 | 0 | 0 | 0 | 0 | 0 | 0 | 0 | 0 | 0 | 0
1977 | 11 | 29 | 0.24 | 0.24 | 0.19 | 0 | 0.24 | 0.19 | 0 | 0 | 0 | 0 | 0 | 0 | 0
1977 | 11 | 30 | 0.64 | 0.64 | 0.59 | 0 | 0.64 | 0.59 | 0 | 0 | 0 | 0 | 0 | 0 | 0
1977 | 12 | 1 | 0.09 | 0.09 | 0.04 | 0 | 0.09 | 0.04 | 0 | 0 | 0 | 0 | 0 | 0 | 0
1977 | 12 | 2 | 0 | 0 | 0 | 0 | 0 | 0 | 0 | 0 | 0 | 0 | 0 | 0 | 0
1977 | 12 | 3 | 0 | 0 | 0 | 0 | 0 | 0 | 0 | 0 | 0 | 0 | 0 | 0 | 0
1977 | 12 | 4 | 0 | 0 | 0 | 0 | 0 | 0 | 0 | 0 | 0 | 0 | 0 | 0 | 0
1977 | 12 | 5 | 0.28 | 0.28 | 0.23 | 0 | 0.28 | 0.23 | 0 | 0 | 0 | 0 | 0 | 0 | 0
1977 | 12 | 6 | 0.02 | 0.02 | 0 | 0 | 0.02 | 0 | 0 | 0 | 0 | 0 | 0 | 0 | 0
1977 | 12 | 7 | 0 | 0 | 0 | 0 | 0 | 0 | 0 | 0 | 0 | 0 | 0 | 0 | 0
1977 | 12 | 8 | 0 | 0 | 0 | 0 | 0 | 0 | 0 | 0 | 0 | 0 | 0 | 0 | 0
1977 | 12 | 9 | 0.04 | 0.04 | 0 | 0 | 0.04 | 0 | 0 | 0 | 0 | 0 | 0 | 0 | 0
1977 | 12 | 10 | 0 | 0 | 0 | 0 | 0 | 0 | 0 | 0 | 0 | 0 | 0 | 0 | 0
1977 | 12 | 11 | 0 | 0 | 0 | 0 | 0 | 0 | 0 | 0 | 0 | 0 | 0 | 0 | 0
1977 | 12 | 12 | 0 | 0 | 0 | 0 | 0 | 0 | 0 | 0 | 0 | 0 | 0 | 0 | 0
1977 | 12 | 13 | 0 | 0 | 0 | 0 | 0 | 0 | 0 | 0 | 0 | 0 | 0 | 0 | 0
1977 | 12 | 14 | 0.48 | 0.48 | 0.43 | 0 | 0.48 | 0.43 | 0 | 0 | 0 | 0 | 0 | 0 | 0
1977 | 12 | 15 | 0 | 0 | 0 | 0 | 0 | 0 | 0 | 0 | 0 | 0 | 0 | 0 | 0
1977 | 12 | 16 | 0 | 0 | 0 | 0 | 0 | 0 | 0 | 0 | 0 | 0 | 0 | 0 | 0
1977 | 12 | 17 | 0.08 | 0.08 | 0.03 | 0 | 0.08 | 0.03 | 0 | 0 | 0 | 0 | 0 | 0 | 0
1977 | 12 | 18 | 2.81 | 1 | 0.95 | 0 | 1 | 0.95 | 0 | 0 | 0 | 0 | 0 | 0 | 0
1977 | 12 | 19 | 0.32 | 0.32 | 0.27 | 0 | 0.32 | 0.27 | 0 | 0 | 0 | 0 | 0 | 0 | 0
1977 | 12 | 20 | 0.18 | 0.18 | 0.13 | 0 | 0.18 | 0.13 | 0 | 0 | 0 | 0 | 0 | 0 | 0
1977 | 12 | 21 | 0.26 | 0.26 | 0.21 | 0 | 0.26 | 0.21 | 0 | 0 | 0 | 0 | 0 | 0 | 0
1977 | 12 | 22 | 0 | 0 | 0 | 0 | 0 | 0 | 0 | 0 | 0 | 0 | 0 | 0 | 0
1977 | 12 | 23 | 0 | 0 | 0 | 0 | 0 | 0 | 0 | 0 | 0 | 0 | 0 | 0 | 0
1977 | 12 | 24 | 0 | 0 | 0 | 0 | 0 | 0 | 0 | 0 | 0 | 0 | 0 | 0 | 0
1977 | 12 | 25 | 0.07 | 0.07 | 0.02 | 0 | 0.07 | 0.02 | 0 | 0 | 0 | 0 | 0 | 0 | 0
1977 | 12 | 26 | 0 | 0 | 0 | 0 | 0 | 0 | 0 | 0 | 0 | 0 | 0 | 0 | 0
1977 | 12 | 27 | 0 | 0 | 0 | 0 | 0 | 0 | 0 | 0 | 0 | 0 | 0 | 0 | 0
1977 | 12 | 28 | 0 | 0 | 0 | 0 | 0 | 0 | 0 | 0 | 0 | 0 | 0 | 0 | 0
1977 | 12 | 29 | 0 | 0 | 0 | 0 | 0 | 0 | 0 | 0 | 0 | 0 | 0 | 0 | 0
1977 | 12 | 30 | 0.2 | 0.2 | 0.15 | 0 | 0.2 | 0.15 | 0 | 0 | 0 | 0 | 0 | 0 | 0
1977 | 12 | 31 | 0.03 | 0.03 | 0 | 0 | 0.03 | 0 | 0 | 0 | 0 | 0 | 0 | 0 | 0
1978 | 1 | 1 | 0.02 | 0.02 | 0 | 0 | 0.02 | 0 | 0 | 0 | 0 | 0 | 0 | 0 | 0
1978 | 1 | 2 | 0 | 0 | 0 | 0 | 0 | 0 | 0 | 0 | 0 | 0 | 0 | 0 | 0
1978 | 1 | 3 | 0 | 0 | 0 | 0 | 0 | 0 | 0 | 0 | 0 | 0 | 0 | 0 | 0
1978 | 1 | 4 | 0 | 0 | 0 | 0 | 0 | 0 | 0 | 0 | 0 | 0 | 0 | 0 | 0
1978 | 1 | 5 | 0 | 0 | 0 | 0 | 0 | 0 | 0 | 0 | 0 | 0 | 0 | 0 | 0
1978 | 1 | 6 | 0 | 0 | 0 | 0 | 0 | 0 | 0 | 0 | 0 | 0 | 0 | 0 | 0
1978 | 1 | 7 | 0 | 0 | 0 | 0 | 0 | 0 | 0 | 0 | 0 | 0 | 0 | 0 | 0
1978 | 1 | 8 | 0.83 | 0.83 | 0.78 | 0 | 0.83 | 0.78 | 0 | 0 | 0 | 0 | 0 | 0 | 0
1978 | 1 | 9 | 0.91 | 0.91 | 0.86 | 0 | 0.91 | 0.86 | 0 | 0 | 0 | 0 | 0 | 0 | 0
1978 | 1 | 10 | 0 | 0 | 0 | 0 | 0 | 0 | 0 | 0 | 0 | 0 | 0 | 0 | 0
1978 | 1 | 11 | 0 | 0 | 0 | 0 | 0 | 0 | 0 | 0 | 0 | 0 | 0 | 0 | 0
1978 | 1 | 12 | 0 | 0 | 0 | 0 | 0 | 0 | 0 | 0 | 0 | 0 | 0 | 0 | 0
1978 | 1 | 13 | 1.13 | 1 | 0.95 | 0 | 1 | 0.95 | 0 | 0 | 0 | 0 | 0 | 0 | 0
1978 | 1 | 14 | 0.1 | 0.1 | 0.05 | 0 | 0.1 | 0.05 | 0 | 0 | 0 | 0 | 0 | 0 | 0
1978 | 1 | 15 | 0.01 | 0.01 | 0 | 0 | 0.01 | 0 | 0 | 0 | 0 | 0 | 0 | 0 | 0
1978 | 1 | 16 | 0 | 0 | 0 | 0 | 0 | 0 | 0 | 0 | 0 | 0 | 0 | 0 | 0
1978 | 1 | 17 | 1.03 | 1 | 0.95 | 0 | 1 | 0.95 | 0 | 0 | 0 | 0 | 0 | 0 | 0
1978 | 1 | 18 | 0 | 0 | 0 | 0 | 0 | 0 | 0 | 0 | 0 | 0 | 0 | 0 | 0
1978 | 1 | 19 | 0.29 | 0.29 | 0.24 | 0 | 0.29 | 0.24 | 0 | 0 | 0 | 0 | 0 | 0 | 0
1978 | 1 | 20 | 0.48 | 0.48 | 0.43 | 0 | 0.48 | 0.43 | 0 | 0 | 0 | 0 | 0 | 0 | 0
1978 | 1 | 21 | 0 | 0 | 0 | 0 | 0 | 0 | 0 | 0 | 0 | 0 | 0 | 0 | 0
1978 | 1 | 22 | 0 | 0 | 0 | 0 | 0 | 0 | 0 | 0 | 0 | 0 | 0 | 0 | 0
1978 | 1 | 23 | 0 | 0 | 0 | 0 | 0 | 0 | 0 | 0 | 0 | 0 | 0 | 0 | 0
1978 | 1 | 24 | 0.03 | 0.03 | 0 | 0 | 0.03 | 0 | 0 | 0 | 0 | 0 | 0 | 0 | 0
1978 | 1 | 25 | 1.66 | 1 | 0.95 | 0 | 1 | 0.95 | 0 | 0 | 0 | 0 | 0 | 0 | 0
1978 | 1 | 26 | 0.62 | 0.62 | 0.57 | 0 | 0.62 | 0.57 | 0 | 0 | 0 | 0 | 0 | 0 | 0
1978 | 1 | 27 | 0 | 0 | 0 | 0 | 0 | 0 | 0 | 0 | 0 | 0 | 0 | 0 | 0
1978 | 1 | 28 | 0 | 0 | 0 | 0 | 0 | 0 | 0 | 0 | 0 | 0 | 0 | 0 | 0
1978 | 1 | 29 | 0 | 0 | 0 | 0 | 0 | 0 | 0 | 0 | 0 | 0 | 0 | 0 | 0
1978 | 1 | 30 | 0 | 0 | 0 | 0 | 0 | 0 | 0 | 0 | 0 | 0 | 0 | 0 | 0
1978 | 1 | 31 | 0 | 0 | 0 | 0 | 0 | 0 | 0 | 0 | 0 | 0 | 0 | 0 | 0
1978 | 2 | 1 | 0 | 0 | 0 | 0 | 0 | 0 | 0 | 0 | 0 | 0 | 0 | 0 | 0
1978 | 2 | 2 | 0.04 | 0.04 | 0 | 0 | 0.04 | 0 | 0 | 0 | 0 | 0 | 0 | 0 | 0
1978 | 2 | 3 | 0 | 0 | 0 | 0 | 0 | 0 | 0 | 0 | 0 | 0 | 0 | 0 | 0
1978 | 2 | 4 | 0 | 0 | 0 | 0 | 0 | 0 | 0 | 0 | 0 | 0 | 0 | 0 | 0
1978 | 2 | 5 | 0.06 | 0.06 | 0.01 | 0 | 0.06 | 0.01 | 0 | 0 | 0 | 0 | 0 | 0 | 0
1978 | 2 | 6 | 0.14 | 0.14 | 0.09 | 0 | 0.14 | 0.09 | 0 | 0 | 0 | 0 | 0 | 0 | 0
1978 | 2 | 7 | 0 | 0 | 0 | 0 | 0 | 0 | 0 | 0 | 0 | 0 | 0 | 0 | 0
1978 | 2 | 8 | 0 | 0 | 0 | 0 | 0 | 0 | 0 | 0 | 0 | 0 | 0 | 0 | 0
1978 | 2 | 9 | 0 | 0 | 0 | 0 | 0 | 0 | 0 | 0 | 0 | 0 | 0 | 0 | 0
1978 | 2 | 10 | 0 | 0 | 0 | 0 | 0 | 0 | 0 | 0 | 0 | 0 | 0 | 0 | 0
1978 | 2 | 11 | 0 | 0 | 0 | 0 | 0 | 0 | 0 | 0 | 0 | 0 | 0 | 0 | 0
1978 | 2 | 12 | 0 | 0 | 0 | 0 | 0 | 0 | 0 | 0 | 0 | 0 | 0 | 0 | 0
1978 | 2 | 13 | 0.17 | 0.17 | 0.12 | 0 | 0.17 | 0.12 | 0 | 0 | 0 | 0 | 0 | 0 | 0
1978 | 2 | 14 | 0 | 0 | 0 | 0 | 0 | 0 | 0 | 0 | 0 | 0 | 0 | 0 | 0
1978 | 2 | 15 | 0 | 0 | 0 | 0 | 0 | 0 | 0 | 0 | 0 | 0 | 0 | 0 | 0
1978 | 2 | 16 | 0.01 | 0.01 | 0 | 0 | 0.01 | 0 | 0 | 0 | 0 | 0 | 0 | 0 | 0
1978 | 2 | 17 | 0 | 0 | 0 | 0 | 0 | 0 | 0 | 0 | 0 | 0 | 0 | 0 | 0
1978 | 2 | 18 | 0 | 0 | 0 | 0 | 0 | 0 | 0 | 0 | 0 | 0 | 0 | 0 | 0
1978 | 2 | 19 | 0 | 0 | 0 | 0 | 0 | 0 | 0 | 0 | 0 | 0 | 0 | 0 | 0
1978 | 2 | 20 | 0 | 0 | 0 | 0 | 0 | 0 | 0 | 0 | 0 | 0 | 0 | 0 | 0
1978 | 2 | 21 | 0 | 0 | 0 | 0 | 0 | 0 | 0 | 0 | 0 | 0 | 0 | 0 | 0
1978 | 2 | 22 | 0 | 0 | 0 | 0 | 0 | 0 | 0 | 0 | 0 | 0 | 0 | 0 | 0
1978 | 2 | 23 | 0 | 0 | 0 | 0 | 0 | 0 | 0 | 0 | 0 | 0 | 0 | 0 | 0
1978 | 2 | 24 | 0 | 0 | 0 | 0 | 0 | 0 | 0 | 0 | 0 | 0 | 0 | 0 | 0
1978 | 2 | 25 | 0 | 0 | 0 | 0 | 0 | 0 | 0 | 0 | 0 | 0 | 0 | 0 | 0
1978 | 2 | 26 | 0 | 0 | 0 | 0 | 0 | 0 | 0 | 0 | 0 | 0 | 0 | 0 | 0
1978 | 2 | 27 | 0 | 0 | 0 | 0 | 0 | 0 | 0 | 0 | 0 | 0 | 0 | 0 | 0
1978 | 2 | 28 | 0 | 0 | 0 | 0 | 0 | 0 | 0 | 0 | 0 | 0 | 0 | 0 | 0
1978 | 3 | 1 | 0.08 | 0.08 | 0.03 | 0 | 0.08 | 0.03 | 0 | 0 | 0 | 0 | 0 | 0 | 0
1978 | 3 | 2 | 0 | 0 | 0 | 0 | 0 | 0 | 0 | 0 | 0 | 0 | 0 | 0 | 0
1978 | 3 | 3 | 0.42 | 0.42 | 0.37 | 0 | 0.42 | 0.37 | 0 | 0 | 0 | 0 | 0 | 0 | 0
1978 | 3 | 4 | 0 | 0 | 0 | 0 | 0 | 0 | 0 | 0 | 0 | 0 | 0 | 0 | 0
1978 | 3 | 5 | 0 | 0 | 0 | 0 | 0 | 0 | 0 | 0 | 0 | 0 | 0 | 0 | 0
1978 | 3 | 6 | 0 | 0 | 0 | 0 | 0 | 0 | 0 | 0 | 0 | 0 | 0 | 0 | 0
1978 | 3 | 7 | 0 | 0 | 0 | 0 | 0 | 0 | 0 | 0 | 0 | 0 | 0 | 0 | 0
1978 | 3 | 8 | 0.28 | 0.28 | 0.23 | 0 | 0.28 | 0.23 | 0 | 0 | 0 | 0 | 0 | 0 | 0
1978 | 3 | 9 | 0 | 0 | 0 | 0 | 0 | 0 | 0 | 0 | 0 | 0 | 0 | 0 | 0
1978 | 3 | 10 | 0.45 | 0.45 | 0.4 | 0 | 0.45 | 0.4 | 0 | 0 | 0 | 0 | 0 | 0 | 0
1978 | 3 | 11 | 0 | 0 | 0 | 0 | 0 | 0 | 0 | 0 | 0 | 0 | 0 | 0 | 0
1978 | 3 | 12 | 0 | 0 | 0 | 0 | 0 | 0 | 0 | 0 | 0 | 0 | 0 | 0 | 0
1978 | 3 | 13 | 0 | 0 | 0 | 0 | 0 | 0 | 0 | 0 | 0 | 0 | 0 | 0 | 0
1978 | 3 | 14 | 0.17 | 0.17 | 0.12 | 0 | 0.17 | 0.12 | 0 | 0 | 0 | 0 | 0 | 0 | 0
1978 | 3 | 15 | 0 | 0 | 0 | 0 | 0 | 0 | 0 | 0 | 0 | 0 | 0 | 0 | 0
1978 | 3 | 16 | 0.15 | 0.15 | 0.1 | 0 | 0.15 | 0.1 | 0 | 0 | 0 | 0 | 0 | 0 | 0
1978 | 3 | 17 | 0 | 0 | 0 | 0 | 0 | 0 | 0 | 0 | 0 | 0 | 0 | 0 | 0
1978 | 3 | 18 | 0 | 0 | 0 | 0 | 0 | 0 | 0 | 0 | 0 | 0 | 0 | 0 | 0
1978 | 3 | 19 | 0 | 0 | 0 | 0 | 0 | 0 | 0 | 0 | 0 | 0 | 0 | 0 | 0
1978 | 3 | 20 | 0 | 0 | 0 | 0 | 0 | 0 | 0 | 0 | 0 | 0 | 0 | 0 | 0
1978 | 3 | 21 | 0.09 | 0.09 | 0.04 | 0 | 0.09 | 0.04 | 0 | 0 | 0 | 0 | 0 | 0 | 0
1978 | 3 | 22 | 0 | 0 | 0 | 0 | 0 | 0 | 0 | 0 | 0 | 0 | 0 | 0 | 0
1978 | 3 | 23 | 0 | 0 | 0 | 0 | 0 | 0 | 0 | 0 | 0 | 0 | 0 | 0 | 0
1978 | 3 | 24 | 0 | 0 | 0 | 0 | 0 | 0 | 0 | 0 | 0 | 0 | 0 | 0 | 0
1978 | 3 | 25 | 0.27 | 0.27 | 0.22 | 0 | 0.27 | 0.22 | 0 | 0 | 0 | 0 | 0 | 0 | 0
1978 | 3 | 26 | 2.16 | 1 | 0.95 | 0 | 1 | 0.95 | 0 | 0 | 0 | 0 | 0 | 0 | 0
1978 | 3 | 27 | 0.41 | 0.41 | 0.36 | 0 | 0.41 | 0.36 | 0 | 0 | 0 | 0 | 0 | 0 | 0
1978 | 3 | 28 | 0 | 0 | 0 | 0 | 0 | 0 | 0 | 0 | 0 | 0 | 0 | 0 | 0
1978 | 3 | 29 | 0 | 0 | 0 | 0 | 0 | 0 | 0 | 0 | 0 | 0 | 0 | 0 | 0
1978 | 3 | 30 | 0 | 0 | 0 | 0 | 0 | 0 | 0 | 0 | 0 | 0 | 0 | 0 | 0
1978 | 3 | 31 | 0 | 0 | 0 | 0 | 0 | 0 | 0 | 0 | 0 | 0 | 0 | 0 | 0
1978 | 4 | 1 | 0 | 0 | 0 | 0 | 0 | 0 | 0 | 0 | 0 | 0 | 0 | 0 | 0
1978 | 4 | 2 | 0 | 0 | 0 | 0 | 0 | 0 | 0 | 0 | 0 | 0 | 0 | 0 | 0
1978 | 4 | 3 | 0.02 | 0.02 | 0 | 0 | 0.02 | 0 | 0 | 0 | 0 | 0 | 0 | 0 | 0
1978 | 4 | 4 | 0 | 0 | 0 | 0 | 0 | 0 | 0 | 0 | 0 | 0 | 0 | 0 | 0
1978 | 4 | 5 | 0 | 0 | 0 | 0 | 0 | 0 | 0 | 0 | 0 | 0 | 0 | 0 | 0
1978 | 4 | 6 | 0.02 | 0.02 | 0 | 0 | 0.02 | 0 | 0 | 0 | 0 | 0 | 0 | 0 | 0
1978 | 4 | 7 | 0.08 | 0.08 | 0.03 | 0 | 0.08 | 0.03 | 0 | 0 | 0 | 0 | 0 | 0 | 0
1978 | 4 | 8 | 0 | 0 | 0 | 0 | 0 | 0 | 0 | 0 | 0 | 0 | 0 | 0 | 0
1978 | 4 | 9 | 0 | 0 | 0 | 0 | 0 | 0 | 0 | 0 | 0 | 0 | 0 | 0 | 0
1978 | 4 | 10 | 0 | 0 | 0 | 0 | 0 | 0 | 0 | 0 | 0 | 0 | 0 | 0 | 0
1978 | 4 | 11 | 0.1 | 0.1 | 0.05 | 0 | 0.1 | 0.05 | 0 | 0 | 0 | 0 | 0 | 0 | 0
1978 | 4 | 12 | 0 | 0 | 0 | 0 | 0 | 0 | 0 | 0 | 0 | 0 | 0 | 0 | 0
1978 | 4 | 13 | 0 | 0 | 0 | 0 | 0 | 0 | 0 | 0 | 0 | 0 | 0 | 0 | 0
1978 | 4 | 14 | 0 | 0 | 0 | 0 | 0 | 0 | 0 | 0 | 0 | 0 | 0 | 0 | 0
1978 | 4 | 15 | 0 | 0 | 0 | 0 | 0 | 0 | 0 | 0 | 0 | 0 | 0 | 0 | 0
1978 | 4 | 16 | 0 | 0 | 0 | 0 | 0 | 0 | 0 | 0 | 0 | 0 | 0 | 0 | 0
1978 | 4 | 17 | 0 | 0 | 0 | 0 | 0 | 0 | 0 | 0 | 0 | 0 | 0 | 0 | 0
1978 | 4 | 18 | 0.38 | 0.38 | 0.33 | 0 | 0.38 | 0.33 | 0 | 0 | 0 | 0 | 0 | 0 | 0
1978 | 4 | 19 | 0.48 | 0.48 | 0.43 | 0 | 0.48 | 0.43 | 0 | 0 | 0 | 0 | 0 | 0 | 0
1978 | 4 | 20 | 0 | 0 | 0 | 0 | 0 | 0 | 0 | 0 | 0 | 0 | 0 | 0 | 0
1978 | 4 | 21 | 0 | 0 | 0 | 0 | 0 | 0 | 0 | 0 | 0 | 0 | 0 | 0 | 0
1978 | 4 | 22 | 0 | 0 | 0 | 0 | 0 | 0 | 0 | 0 | 0 | 0 | 0 | 0 | 0
1978 | 4 | 23 | 0 | 0 | 0 | 0 | 0 | 0 | 0 | 0 | 0 | 0 | 0 | 0 | 0
1978 | 4 | 24 | 0 | 0 | 0 | 0 | 0 | 0 | 0 | 0 | 0 | 0 | 0 | 0 | 0
1978 | 4 | 25 | 0.07 | 0.07 | 0.02 | 0 | 0.07 | 0.02 | 0 | 0 | 0 | 0 | 0 | 0 | 0
1978 | 4 | 26 | 0.23 | 0.23 | 0.18 | 0 | 0.23 | 0.18 | 0 | 0 | 0 | 0 | 0 | 0 | 0
1978 | 4 | 27 | 0 | 0 | 0 | 0 | 0 | 0 | 0 | 0 | 0 | 0 | 0 | 0 | 0
1978 | 4 | 28 | 0 | 0 | 0 | 0 | 0 | 0 | 0 | 0 | 0 | 0 | 0 | 0 | 0
1978 | 4 | 29 | 0 | 0 | 0 | 0 | 0 | 0 | 0 | 0 | 0 | 0 | 0 | 0 | 0
1978 | 4 | 30 | 0 | 0 | 0 | 0 | 0 | 0 | 0 | 0 | 0 | 0 | 0 | 0 | 0
1978 | 5 | 1 | 0 | 0 | 0 | 0 | 0 | 0 | 0 | 0 | 0 | 0 | 0 | 0 | 0
1978 | 5 | 2 | 0 | 0 | 0 | 0 | 0 | 0 | 0 | 0 | 0 | 0 | 0 | 0 | 0
1978 | 5 | 3 | 0 | 0 | 0 | 0 | 0 | 0 | 0 | 0 | 0 | 0 | 0 | 0 | 0
1978 | 5 | 4 | 1.26 | 1 | 0.95 | 0 | 1 | 0.95 | 0 | 0 | 0 | 0 | 0 | 0 | 0
1978 | 5 | 5 | 0.06 | 0.06 | 0.01 | 0 | 0.06 | 0.01 | 0 | 0 | 0 | 0 | 0 | 0 | 0
1978 | 5 | 6 | 0.02 | 0.02 | 0 | 0 | 0.02 | 0 | 0 | 0 | 0 | 0 | 0 | 0 | 0
1978 | 5 | 7 | 0 | 0 | 0 | 0 | 0 | 0 | 0 | 0 | 0 | 0 | 0 | 0 | 0
1978 | 5 | 8 | 0.53 | 0.53 | 0.48 | 0 | 0.53 | 0.48 | 0 | 0 | 0 | 0 | 0 | 0 | 0
1978 | 5 | 9 | 0.34 | 0.34 | 0.29 | 0 | 0.34 | 0.29 | 0 | 0 | 0 | 0 | 0 | 0 | 0
1978 | 5 | 10 | 0 | 0 | 0 | 0 | 0 | 0 | 0 | 0 | 0 | 0 | 0 | 0 | 0
1978 | 5 | 11 | 0 | 0 | 0 | 0 | 0 | 0 | 0 | 0 | 0 | 0 | 0 | 0 | 0
1978 | 5 | 12 | 0 | 0 | 0 | 0 | 0 | 0 | 0 | 0 | 0 | 0 | 0 | 0 | 0
1978 | 5 | 13 | 0.34 | 0.34 | 0.29 | 0 | 0.34 | 0.29 | 0 | 0 | 0 | 0 | 0 | 0 | 0
1978 | 5 | 14 | 0.56 | 0.56 | 0.51 | 0 | 0.56 | 0.51 | 0 | 0 | 0 | 0 | 0 | 0 | 0
1978 | 5 | 15 | 1.24 | 1 | 0.95 | 0 | 1 | 0.95 | 0 | 0 | 0 | 0 | 0 | 0 | 0
1978 | 5 | 16 | 0.55 | 0.55 | 0.5 | 0 | 0.55 | 0.5 | 0 | 0 | 0 | 0 | 0 | 0 | 0
1978 | 5 | 17 | 0 | 0 | 0 | 0 | 0 | 0 | 0 | 0 | 0 | 0 | 0 | 0 | 0
1978 | 5 | 18 | 0.02 | 0.02 | 0 | 0 | 0.02 | 0 | 0 | 0 | 0 | 0 | 0 | 0 | 0
1978 | 5 | 19 | 0 | 0 | 0 | 0 | 0 | 0 | 0 | 0 | 0 | 0 | 0 | 0 | 0
1978 | 5 | 20 | 0 | 0 | 0 | 0 | 0 | 0 | 0 | 0 | 0 | 0 | 0 | 0 | 0
1978 | 5 | 21 | 0 | 0 | 0 | 0 | 0 | 0 | 0 | 0 | 0 | 0 | 0 | 0 | 0
1978 | 5 | 22 | 0 | 0 | 0 | 0 | 0 | 0 | 0 | 0 | 0 | 0 | 0 | 0 | 0
1978 | 5 | 23 | 0.08 | 0.08 | 0.03 | 0 | 0.08 | 0.03 | 0 | 0 | 0 | 0 | 0 | 0 | 0
1978 | 5 | 24 | 0.13 | 0.13 | 0.08 | 0 | 0.13 | 0.08 | 0 | 0 | 0 | 0 | 0 | 0 | 0
1978 | 5 | 25 | 0 | 0 | 0 | 0 | 0 | 0 | 0 | 0 | 0 | 0 | 0 | 0 | 0
1978 | 5 | 26 | 0 | 0 | 0 | 0 | 0 | 0 | 0 | 0 | 0 | 0 | 0 | 0 | 0
1978 | 5 | 27 | 0 | 0 | 0 | 0 | 0 | 0 | 0 | 0 | 0 | 0 | 0 | 0 | 0
1978 | 5 | 28 | 0 | 0 | 0 | 0 | 0 | 0 | 0 | 0 | 0 | 0 | 0 | 0 | 0
1978 | 5 | 29 | 0 | 0 | 0 | 0 | 0 | 0 | 0 | 0 | 0 | 0 | 0 | 0 | 0
1978 | 5 | 30 | 0 | 0 | 0 | 0 | 0 | 0 | 0 | 0 | 0 | 0 | 0 | 0 | 0
1978 | 5 | 31 | 0 | 0 | 0 | 0 | 0 | 0 | 0 | 0 | 0 | 0 | 0 | 0 | 0
1978 | 6 | 1 | 0 | 0 | 0 | 0 | 0 | 0 | 0 | 0 | 0 | 0 | 0 | 0 | 0
1978 | 6 | 2 | 0 | 0 | 0 | 0 | 0 | 0 | 0 | 0 | 0 | 0 | 0 | 0 | 0
1978 | 6 | 3 | 0.1 | 0.1 | 0.05 | 0 | 0.1 | 0.05 | 0 | 0 | 0 | 0 | 0 | 0 | 0
1978 | 6 | 4 | 0 | 0 | 0 | 0 | 0 | 0 | 0 | 0 | 0 | 0 | 0 | 0 | 0
1978 | 6 | 5 | 0.02 | 0.02 | 0 | 0 | 0.02 | 0 | 0 | 0 | 0 | 0 | 0 | 0 | 0
1978 | 6 | 6 | 0 | 0 | 0 | 0 | 0 | 0 | 0 | 0 | 0 | 0 | 0 | 0 | 0
1978 | 6 | 7 | 0.12 | 0.12 | 0.07 | 0 | 0.12 | 0.07 | 0 | 0 | 0 | 0 | 0 | 0 | 0
1978 | 6 | 8 | 0.04 | 0.04 | 0 | 0 | 0.04 | 0 | 0 | 0 | 0 | 0 | 0 | 0 | 0
1978 | 6 | 9 | 0 | 0 | 0 | 0 | 0 | 0 | 0 | 0 | 0 | 0 | 0 | 0 | 0
1978 | 6 | 10 | 0 | 0 | 0 | 0 | 0 | 0 | 0 | 0 | 0 | 0 | 0 | 0 | 0
1978 | 6 | 11 | 0 | 0 | 0 | 0 | 0 | 0 | 0 | 0 | 0 | 0 | 0 | 0 | 0
1978 | 6 | 12 | 0 | 0 | 0 | 0 | 0 | 0 | 0 | 0 | 0 | 0 | 0 | 0 | 0
1978 | 6 | 13 | 0.4 | 0.4 | 0.35 | 0 | 0.4 | 0.35 | 0 | 0 | 0 | 0 | 0 | 0 | 0
1978 | 6 | 14 | 0 | 0 | 0 | 0 | 0 | 0 | 0 | 0 | 0 | 0 | 0 | 0 | 0
1978 | 6 | 15 | 0 | 0 | 0 | 0 | 0 | 0 | 0 | 0 | 0 | 0 | 0 | 0 | 0
1978 | 6 | 16 | 0 | 0 | 0 | 0 | 0 | 0 | 0 | 0 | 0 | 0 | 0 | 0 | 0
1978 | 6 | 17 | 0 | 0 | 0 | 0 | 0 | 0 | 0 | 0 | 0 | 0 | 0 | 0 | 0
1978 | 6 | 18 | 0 | 0 | 0 | 0 | 0 | 0 | 0 | 0 | 0 | 0 | 0 | 0 | 0
1978 | 6 | 19 | 0.1 | 0.1 | 0.05 | 0 | 0.1 | 0.05 | 0 | 0 | 0 | 0 | 0 | 0 | 0
1978 | 6 | 20 | 0 | 0 | 0 | 0 | 0 | 0 | 0 | 0 | 0 | 0 | 0 | 0 | 0
1978 | 6 | 21 | 0.52 | 0.52 | 0.47 | 0 | 0.52 | 0.47 | 0 | 0 | 0 | 0 | 0 | 0 | 0
1978 | 6 | 22 | 0 | 0 | 0 | 0 | 0 | 0 | 0 | 0 | 0 | 0 | 0 | 0 | 0
1978 | 6 | 23 | 0 | 0 | 0 | 0 | 0 | 0 | 0 | 0 | 0 | 0 | 0 | 0 | 0
1978 | 6 | 24 | 0 | 0 | 0 | 0 | 0 | 0 | 0 | 0 | 0 | 0 | 0 | 0 | 0
1978 | 6 | 25 | 0 | 0 | 0 | 0 | 0 | 0 | 0 | 0 | 0 | 0 | 0 | 0 | 0
1978 | 6 | 26 | 0.02 | 0.02 | 0 | 0 | 0.02 | 0 | 0 | 0 | 0 | 0 | 0 | 0 | 0
1978 | 6 | 27 | 0.71 | 0.71 | 0.66 | 0 | 0.71 | 0.66 | 0 | 0 | 0 | 0 | 0 | 0 | 0
1978 | 6 | 28 | 0.02 | 0.02 | 0 | 0 | 0.02 | 0 | 0 | 0 | 0 | 0 | 0 | 0 | 0
1978 | 6 | 29 | 0.38 | 0.38 | 0.33 | 0 | 0.38 | 0.33 | 0 | 0 | 0 | 0 | 0 | 0 | 0
1978 | 6 | 30 | 0 | 0 | 0 | 0 | 0 | 0 | 0 | 0 | 0 | 0 | 0 | 0 | 0
1978 | 7 | 1 | 0 | 0 | 0 | 0 | 0 | 0 | 0 | 0 | 0 | 0 | 0 | 0 | 0
1978 | 7 | 2 | 0.31 | 0.31 | 0.26 | 0 | 0.31 | 0.26 | 0 | 0 | 0 | 0 | 0 | 0 | 0
1978 | 7 | 3 | 1.72 | 1 | 0.95 | 0 | 1 | 0.95 | 0 | 0 | 0 | 0 | 0 | 0 | 0
1978 | 7 | 4 | 0 | 0 | 0 | 0 | 0 | 0 | 0 | 0 | 0 | 0 | 0 | 0 | 0
1978 | 7 | 5 | 0 | 0 | 0 | 0 | 0 | 0 | 0 | 0 | 0 | 0 | 0 | 0 | 0
1978 | 7 | 6 | 0 | 0 | 0 | 0 | 0 | 0 | 0 | 0 | 0 | 0 | 0 | 0 | 0
1978 | 7 | 7 | 0 | 0 | 0 | 0 | 0 | 0 | 0 | 0 | 0 | 0 | 0 | 0 | 0
1978 | 7 | 8 | 0.24 | 0.24 | 0.19 | 0 | 0.24 | 0.19 | 0 | 0 | 0 | 0 | 0 | 0 | 0
1978 | 7 | 9 | 0 | 0 | 0 | 0 | 0 | 0 | 0 | 0 | 0 | 0 | 0 | 0 | 0
1978 | 7 | 10 | 0.55 | 0.55 | 0.5 | 0 | 0.55 | 0.5 | 0 | 0 | 0 | 0 | 0 | 0 | 0
1978 | 7 | 11 | 0.02 | 0.02 | 0 | 0 | 0.02 | 0 | 0 | 0 | 0 | 0 | 0 | 0 | 0
1978 | 7 | 12 | 0 | 0 | 0 | 0 | 0 | 0 | 0 | 0 | 0 | 0 | 0 | 0 | 0
1978 | 7 | 13 | 0 | 0 | 0 | 0 | 0 | 0 | 0 | 0 | 0 | 0 | 0 | 0 | 0
1978 | 7 | 14 | 0 | 0 | 0 | 0 | 0 | 0 | 0 | 0 | 0 | 0 | 0 | 0 | 0
1978 | 7 | 15 | 0 | 0 | 0 | 0 | 0 | 0 | 0 | 0 | 0 | 0 | 0 | 0 | 0
1978 | 7 | 16 | 0.02 | 0.02 | 0 | 0 | 0.02 | 0 | 0 | 0 | 0 | 0 | 0 | 0 | 0
1978 | 7 | 17 | 0 | 0 | 0 | 0 | 0 | 0 | 0 | 0 | 0 | 0 | 0 | 0 | 0
1978 | 7 | 18 | 0 | 0 | 0 | 0 | 0 | 0 | 0 | 0 | 0 | 0 | 0 | 0 | 0
1978 | 7 | 19 | 0 | 0 | 0 | 0 | 0 | 0 | 0 | 0 | 0 | 0 | 0 | 0 | 0
1978 | 7 | 20 | 0 | 0 | 0 | 0 | 0 | 0 | 0 | 0 | 0 | 0 | 0 | 0 | 0
1978 | 7 | 21 | 0 | 0 | 0 | 0 | 0 | 0 | 0 | 0 | 0 | 0 | 0 | 0 | 0
1978 | 7 | 22 | 0 | 0 | 0 | 0 | 0 | 0 | 0 | 0 | 0 | 0 | 0 | 0 | 0
1978 | 7 | 23 | 0 | 0 | 0 | 0 | 0 | 0 | 0 | 0 | 0 | 0 | 0 | 0 | 0
1978 | 7 | 24 | 0.12 | 0.12 | 0.07 | 0 | 0.12 | 0.07 | 0 | 0 | 0 | 0 | 0 | 0 | 0
1978 | 7 | 25 | 0 | 0 | 0 | 0 | 0 | 0 | 0 | 0 | 0 | 0 | 0 | 0 | 0
1978 | 7 | 26 | 0 | 0 | 0 | 0 | 0 | 0 | 0 | 0 | 0 | 0 | 0 | 0 | 0
1978 | 7 | 27 | 0 | 0 | 0 | 0 | 0 | 0 | 0 | 0 | 0 | 0 | 0 | 0 | 0
1978 | 7 | 28 | 0.15 | 0.15 | 0.1 | 0 | 0.15 | 0.1 | 0 | 0 | 0 | 0 | 0 | 0 | 0
1978 | 7 | 29 | 0 | 0 | 0 | 0 | 0 | 0 | 0 | 0 | 0 | 0 | 0 | 0 | 0
1978 | 7 | 30 | 0.31 | 0.31 | 0.26 | 0 | 0.31 | 0.26 | 0 | 0 | 0 | 0 | 0 | 0 | 0
1978 | 7 | 31 | 0.84 | 0.84 | 0.79 | 0 | 0.84 | 0.79 | 0 | 0 | 0 | 0 | 0 | 0 | 0
1978 | 8 | 1 | 0.04 | 0.04 | 0 | 0 | 0.04 | 0 | 0 | 0 | 0 | 0 | 0 | 0 | 0
1978 | 8 | 2 | 0.15 | 0.15 | 0.1 | 0 | 0.15 | 0.1 | 0 | 0 | 0 | 0 | 0 | 0 | 0
1978 | 8 | 3 | 0.06 | 0.06 | 0.01 | 0 | 0.06 | 0.01 | 0 | 0 | 0 | 0 | 0 | 0 | 0
1978 | 8 | 4 | 0.47 | 0.47 | 0.42 | 0 | 0.47 | 0.42 | 0 | 0 | 0 | 0 | 0 | 0 | 0
1978 | 8 | 5 | 0.46 | 0.46 | 0.41 | 0 | 0.46 | 0.41 | 0 | 0 | 0 | 0 | 0 | 0 | 0
1978 | 8 | 6 | 0 | 0 | 0 | 0 | 0 | 0 | 0 | 0 | 0 | 0 | 0 | 0 | 0
1978 | 8 | 7 | 0 | 0 | 0 | 0 | 0 | 0 | 0 | 0 | 0 | 0 | 0 | 0 | 0
1978 | 8 | 8 | 0 | 0 | 0 | 0 | 0 | 0 | 0 | 0 | 0 | 0 | 0 | 0 | 0
1978 | 8 | 9 | 0.32 | 0.32 | 0.27 | 0 | 0.32 | 0.27 | 0 | 0 | 0 | 0 | 0 | 0 | 0
1978 | 8 | 10 | 0 | 0 | 0 | 0 | 0 | 0 | 0 | 0 | 0 | 0 | 0 | 0 | 0
1978 | 8 | 11 | 0.59 | 0.59 | 0.54 | 0 | 0.59 | 0.54 | 0 | 0 | 0 | 0 | 0 | 0 | 0
1978 | 8 | 12 | 0.09 | 0.09 | 0.04 | 0 | 0.09 | 0.04 | 0 | 0 | 0 | 0 | 0 | 0 | 0
1978 | 8 | 13 | 1.21 | 1 | 0.95 | 0 | 1 | 0.95 | 0 | 0 | 0 | 0 | 0 | 0 | 0
1978 | 8 | 14 | 0.06 | 0.06 | 0.01 | 0 | 0.06 | 0.01 | 0 | 0 | 0 | 0 | 0 | 0 | 0
1978 | 8 | 15 | 0 | 0 | 0 | 0 | 0 | 0 | 0 | 0 | 0 | 0 | 0 | 0 | 0
1978 | 8 | 16 | 0 | 0 | 0 | 0 | 0 | 0 | 0 | 0 | 0 | 0 | 0 | 0 | 0
1978 | 8 | 17 | 0 | 0 | 0 | 0 | 0 | 0 | 0 | 0 | 0 | 0 | 0 | 0 | 0
1978 | 8 | 18 | 0 | 0 | 0 | 0 | 0 | 0 | 0 | 0 | 0 | 0 | 0 | 0 | 0
1978 | 8 | 19 | 0 | 0 | 0 | 0 | 0 | 0 | 0 | 0 | 0 | 0 | 0 | 0 | 0
1978 | 8 | 20 | 0 | 0 | 0 | 0 | 0 | 0 | 0 | 0 | 0 | 0 | 0 | 0 | 0
1978 | 8 | 21 | 0 | 0 | 0 | 0 | 0 | 0 | 0 | 0 | 0 | 0 | 0 | 0 | 0
1978 | 8 | 22 | 0 | 0 | 0 | 0 | 0 | 0 | 0 | 0 | 0 | 0 | 0 | 0 | 0
1978 | 8 | 23 | 0 | 0 | 0 | 0 | 0 | 0 | 0 | 0 | 0 | 0 | 0 | 0 | 0
1978 | 8 | 24 | 0 | 0 | 0 | 0 | 0 | 0 | 0 | 0 | 0 | 0 | 0 | 0 | 0
1978 | 8 | 25 | 0 | 0 | 0 | 0 | 0 | 0 | 0 | 0 | 0 | 0 | 0 | 0 | 0
1978 | 8 | 26 | 0 | 0 | 0 | 0 | 0 | 0 | 0 | 0 | 0 | 0 | 0 | 0 | 0
1978 | 8 | 27 | 0.36 | 0.36 | 0.31 | 0 | 0.36 | 0.31 | 0 | 0 | 0 | 0 | 0 | 0 | 0
1978 | 8 | 28 | 0 | 0 | 0 | 0 | 0 | 0 | 0 | 0 | 0 | 0 | 0 | 0 | 0
1978 | 8 | 29 | 0 | 0 | 0 | 0 | 0 | 0 | 0 | 0 | 0 | 0 | 0 | 0 | 0
1978 | 8 | 30 | 2.01 | 1 | 0.95 | 0 | 1 | 0.95 | 0 | 0 | 0 | 0 | 0 | 0 | 0
1978 | 8 | 31 | 0.03 | 0.03 | 0 | 0 | 0.03 | 0 | 0 | 0 | 0 | 0 | 0 | 0 | 0
1978 | 9 | 1 | 0 | 0 | 0 | 0 | 0 | 0 | 0 | 0 | 0 | 0 | 0 | 0 | 0
1978 | 9 | 2 | 0 | 0 | 0 | 0 | 0 | 0 | 0 | 0 | 0 | 0 | 0 | 0 | 0
1978 | 9 | 3 | 0 | 0 | 0 | 0 | 0 | 0 | 0 | 0 | 0 | 0 | 0 | 0 | 0
1978 | 9 | 4 | 0 | 0 | 0 | 0 | 0 | 0 | 0 | 0 | 0 | 0 | 0 | 0 | 0
1978 | 9 | 5 | 0 | 0 | 0 | 0 | 0 | 0 | 0 | 0 | 0 | 0 | 0 | 0 | 0
1978 | 9 | 6 | 0 | 0 | 0 | 0 | 0 | 0 | 0 | 0 | 0 | 0 | 0 | 0 | 0
1978 | 9 | 7 | 0 | 0 | 0 | 0 | 0 | 0 | 0 | 0 | 0 | 0 | 0 | 0 | 0
1978 | 9 | 8 | 0 | 0 | 0 | 0 | 0 | 0 | 0 | 0 | 0 | 0 | 0 | 0 | 0
1978 | 9 | 9 | 0 | 0 | 0 | 0 | 0 | 0 | 0 | 0 | 0 | 0 | 0 | 0 | 0
1978 | 9 | 10 | 0 | 0 | 0 | 0 | 0 | 0 | 0 | 0 | 0 | 0 | 0 | 0 | 0
1978 | 9 | 11 | 0 | 0 | 0 | 0 | 0 | 0 | 0 | 0 | 0 | 0 | 0 | 0 | 0
1978 | 9 | 12 | 0.54 | 0.54 | 0.49 | 0 | 0.54 | 0.49 | 0 | 0 | 0 | 0 | 0 | 0 | 0
1978 | 9 | 13 | 0 | 0 | 0 | 0 | 0 | 0 | 0 | 0 | 0 | 0 | 0 | 0 | 0
1978 | 9 | 14 | 0 | 0 | 0 | 0 | 0 | 0 | 0 | 0 | 0 | 0 | 0 | 0 | 0
1978 | 9 | 15 | 0.1 | 0.1 | 0.05 | 0 | 0.1 | 0.05 | 0 | 0 | 0 | 0 | 0 | 0 | 0
1978 | 9 | 16 | 0.1 | 0.1 | 0.05 | 0 | 0.1 | 0.05 | 0 | 0 | 0 | 0 | 0 | 0 | 0
1978 | 9 | 17 | 0 | 0 | 0 | 0 | 0 | 0 | 0 | 0 | 0 | 0 | 0 | 0 | 0
1978 | 9 | 18 | 0 | 0 | 0 | 0 | 0 | 0 | 0 | 0 | 0 | 0 | 0 | 0 | 0
1978 | 9 | 19 | 0.02 | 0.02 | 0 | 0 | 0.02 | 0 | 0 | 0 | 0 | 0 | 0 | 0 | 0
1978 | 9 | 20 | 0 | 0 | 0 | 0 | 0 | 0 | 0 | 0 | 0 | 0 | 0 | 0 | 0
1978 | 9 | 21 | 0 | 0 | 0 | 0 | 0 | 0 | 0 | 0 | 0 | 0 | 0 | 0 | 0
1978 | 9 | 22 | 0.25 | 0.25 | 0.2 | 0 | 0.25 | 0.2 | 0 | 0 | 0 | 0 | 0 | 0 | 0
1978 | 9 | 23 | 0 | 0 | 0 | 0 | 0 | 0 | 0 | 0 | 0 | 0 | 0 | 0 | 0
1978 | 9 | 24 | 0 | 0 | 0 | 0 | 0 | 0 | 0 | 0 | 0 | 0 | 0 | 0 | 0
1978 | 9 | 25 | 0 | 0 | 0 | 0 | 0 | 0 | 0 | 0 | 0 | 0 | 0 | 0 | 0
1978 | 9 | 26 | 0 | 0 | 0 | 0 | 0 | 0 | 0 | 0 | 0 | 0 | 0 | 0 | 0
1978 | 9 | 27 | 0 | 0 | 0 | 0 | 0 | 0 | 0 | 0 | 0 | 0 | 0 | 0 | 0
1978 | 9 | 28 | 0 | 0 | 0 | 0 | 0 | 0 | 0 | 0 | 0 | 0 | 0 | 0 | 0
1978 | 9 | 29 | 0 | 0 | 0 | 0 | 0 | 0 | 0 | 0 | 0 | 0 | 0 | 0 | 0
1978 | 9 | 30 | 0 | 0 | 0 | 0 | 0 | 0 | 0 | 0 | 0 | 0 | 0 | 0 | 0
1978 | 10 | 1 | 0 | 0 | 0 | 0 | 0 | 0 | 0 | 0 | 0 | 0 | 0 | 0 | 0
1978 | 10 | 2 | 0 | 0 | 0 | 0 | 0 | 0 | 0 | 0 | 0 | 0 | 0 | 0 | 0
1978 | 10 | 3 | 0 | 0 | 0 | 0 | 0 | 0 | 0 | 0 | 0 | 0 | 0 | 0 | 0
1978 | 10 | 4 | 0.27 | 0.27 | 0.22 | 0 | 0.27 | 0.22 | 0 | 0 | 0 | 0 | 0 | 0 | 0
1978 | 10 | 5 | 0.55 | 0.55 | 0.5 | 0 | 0.55 | 0.5 | 0 | 0 | 0 | 0 | 0 | 0 | 0
1978 | 10 | 6 | 0.03 | 0.03 | 0 | 0 | 0.03 | 0 | 0 | 0 | 0 | 0 | 0 | 0 | 0
1978 | 10 | 7 | 0 | 0 | 0 | 0 | 0 | 0 | 0 | 0 | 0 | 0 | 0 | 0 | 0
1978 | 10 | 8 | 0 | 0 | 0 | 0 | 0 | 0 | 0 | 0 | 0 | 0 | 0 | 0 | 0
1978 | 10 | 9 | 0 | 0 | 0 | 0 | 0 | 0 | 0 | 0 | 0 | 0 | 0 | 0 | 0
1978 | 10 | 10 | 0 | 0 | 0 | 0 | 0 | 0 | 0 | 0 | 0 | 0 | 0 | 0 | 0
1978 | 10 | 11 | 0 | 0 | 0 | 0 | 0 | 0 | 0 | 0 | 0 | 0 | 0 | 0 | 0
1978 | 10 | 12 | 0 | 0 | 0 | 0 | 0 | 0 | 0 | 0 | 0 | 0 | 0 | 0 | 0
1978 | 10 | 13 | 0 | 0 | 0 | 0 | 0 | 0 | 0 | 0 | 0 | 0 | 0 | 0 | 0
1978 | 10 | 14 | 0 | 0 | 0 | 0 | 0 | 0 | 0 | 0 | 0 | 0 | 0 | 0 | 0
1978 | 10 | 15 | 0 | 0 | 0 | 0 | 0 | 0 | 0 | 0 | 0 | 0 | 0 | 0 | 0
1978 | 10 | 16 | 0.07 | 0.07 | 0.02 | 0 | 0.07 | 0.02 | 0 | 0 | 0 | 0 | 0 | 0 | 0
1978 | 10 | 17 | 0 | 0 | 0 | 0 | 0 | 0 | 0 | 0 | 0 | 0 | 0 | 0 | 0
1978 | 10 | 18 | 0 | 0 | 0 | 0 | 0 | 0 | 0 | 0 | 0 | 0 | 0 | 0 | 0
1978 | 10 | 19 | 0.09 | 0.09 | 0.04 | 0 | 0.09 | 0.04 | 0 | 0 | 0 | 0 | 0 | 0 | 0
1978 | 10 | 20 | 0 | 0 | 0 | 0 | 0 | 0 | 0 | 0 | 0 | 0 | 0 | 0 | 0
1978 | 10 | 21 | 0 | 0 | 0 | 0 | 0 | 0 | 0 | 0 | 0 | 0 | 0 | 0 | 0
1978 | 10 | 22 | 0 | 0 | 0 | 0 | 0 | 0 | 0 | 0 | 0 | 0 | 0 | 0 | 0
1978 | 10 | 23 | 0.05 | 0.05 | 0 | 0 | 0.05 | 0 | 0 | 0 | 0 | 0 | 0 | 0 | 0
1978 | 10 | 24 | 0 | 0 | 0 | 0 | 0 | 0 | 0 | 0 | 0 | 0 | 0 | 0 | 0
1978 | 10 | 25 | 0 | 0 | 0 | 0 | 0 | 0 | 0 | 0 | 0 | 0 | 0 | 0 | 0
1978 | 10 | 26 | 0.01 | 0.01 | 0 | 0 | 0.01 | 0 | 0 | 0 | 0 | 0 | 0 | 0 | 0
1978 | 10 | 27 | 0.09 | 0.09 | 0.04 | 0 | 0.09 | 0.04 | 0 | 0 | 0 | 0 | 0 | 0 | 0
1978 | 10 | 28 | 0 | 0 | 0 | 0 | 0 | 0 | 0 | 0 | 0 | 0 | 0 | 0 | 0
1978 | 10 | 29 | 0 | 0 | 0 | 0 | 0 | 0 | 0 | 0 | 0 | 0 | 0 | 0 | 0
1978 | 10 | 30 | 0 | 0 | 0 | 0 | 0 | 0 | 0 | 0 | 0 | 0 | 0 | 0 | 0
1978 | 10 | 31 | 0 | 0 | 0 | 0 | 0 | 0 | 0 | 0 | 0 | 0 | 0 | 0 | 0
1978 | 11 | 1 | 0 | 0 | 0 | 0 | 0 | 0 | 0 | 0 | 0 | 0 | 0 | 0 | 0
1978 | 11 | 2 | 0 | 0 | 0 | 0 | 0 | 0 | 0 | 0 | 0 | 0 | 0 | 0 | 0
1978 | 11 | 3 | 0 | 0 | 0 | 0 | 0 | 0 | 0 | 0 | 0 | 0 | 0 | 0 | 0
1978 | 11 | 4 | 0.02 | 0.02 | 0 | 0 | 0.02 | 0 | 0 | 0 | 0 | 0 | 0 | 0 | 0
1978 | 11 | 5 | 0 | 0 | 0 | 0 | 0 | 0 | 0 | 0 | 0 | 0 | 0 | 0 | 0
1978 | 11 | 6 | 0 | 0 | 0 | 0 | 0 | 0 | 0 | 0 | 0 | 0 | 0 | 0 | 0
1978 | 11 | 7 | 0 | 0 | 0 | 0 | 0 | 0 | 0 | 0 | 0 | 0 | 0 | 0 | 0
1978 | 11 | 8 | 0 | 0 | 0 | 0 | 0 | 0 | 0 | 0 | 0 | 0 | 0 | 0 | 0
1978 | 11 | 9 | 0 | 0 | 0 | 0 | 0 | 0 | 0 | 0 | 0 | 0 | 0 | 0 | 0
1978 | 11 | 10 | 0 | 0 | 0 | 0 | 0 | 0 | 0 | 0 | 0 | 0 | 0 | 0 | 0
1978 | 11 | 11 | 0.04 | 0.04 | 0 | 0 | 0.04 | 0 | 0 | 0 | 0 | 0 | 0 | 0 | 0
1978 | 11 | 12 | 0 | 0 | 0 | 0 | 0 | 0 | 0 | 0 | 0 | 0 | 0 | 0 | 0
1978 | 11 | 13 | 0 | 0 | 0 | 0 | 0 | 0 | 0 | 0 | 0 | 0 | 0 | 0 | 0
1978 | 11 | 14 | 0 | 0 | 0 | 0 | 0 | 0 | 0 | 0 | 0 | 0 | 0 | 0 | 0
1978 | 11 | 15 | 0.11 | 0.11 | 0.06 | 0 | 0.11 | 0.06 | 0 | 0 | 0 | 0 | 0 | 0 | 0
1978 | 11 | 16 | 0.03 | 0.03 | 0 | 0 | 0.03 | 0 | 0 | 0 | 0 | 0 | 0 | 0 | 0
1978 | 11 | 17 | 0.5 | 0.5 | 0.45 | 0 | 0.5 | 0.45 | 0 | 0 | 0 | 0 | 0 | 0 | 0
1978 | 11 | 18 | 0.14 | 0.14 | 0.09 | 0 | 0.14 | 0.09 | 0 | 0 | 0 | 0 | 0 | 0 | 0
1978 | 11 | 19 | 0 | 0 | 0 | 0 | 0 | 0 | 0 | 0 | 0 | 0 | 0 | 0 | 0
1978 | 11 | 20 | 0 | 0 | 0 | 0 | 0 | 0 | 0 | 0 | 0 | 0 | 0 | 0 | 0
1978 | 11 | 21 | 0 | 0 | 0 | 0 | 0 | 0 | 0 | 0 | 0 | 0 | 0 | 0 | 0
1978 | 11 | 22 | 0 | 0 | 0 | 0 | 0 | 0 | 0 | 0 | 0 | 0 | 0 | 0 | 0
1978 | 11 | 23 | 0.12 | 0.12 | 0.07 | 0 | 0.12 | 0.07 | 0 | 0 | 0 | 0 | 0 | 0 | 0
1978 | 11 | 24 | 0 | 0 | 0 | 0 | 0 | 0 | 0 | 0 | 0 | 0 | 0 | 0 | 0
1978 | 11 | 25 | 0 | 0 | 0 | 0 | 0 | 0 | 0 | 0 | 0 | 0 | 0 | 0 | 0
1978 | 11 | 26 | 0.08 | 0.08 | 0.03 | 0 | 0.08 | 0.03 | 0 | 0 | 0 | 0 | 0 | 0 | 0
1978 | 11 | 27 | 0.81 | 0.81 | 0.76 | 0 | 0.81 | 0.76 | 0 | 0 | 0 | 0 | 0 | 0 | 0
1978 | 11 | 28 | 0 | 0 | 0 | 0 | 0 | 0 | 0 | 0 | 0 | 0 | 0 | 0 | 0
1978 | 11 | 29 | 0.46 | 0.46 | 0.41 | 0 | 0.46 | 0.41 | 0 | 0 | 0 | 0 | 0 | 0 | 0
1978 | 11 | 30 | 0 | 0 | 0 | 0 | 0 | 0 | 0 | 0 | 0 | 0 | 0 | 0 | 0
1978 | 12 | 1 | 0 | 0 | 0 | 0 | 0 | 0 | 0 | 0 | 0 | 0 | 0 | 0 | 0
1978 | 12 | 2 | 0 | 0 | 0 | 0 | 0 | 0 | 0 | 0 | 0 | 0 | 0 | 0 | 0
1978 | 12 | 3 | 0.19 | 0.19 | 0.14 | 0 | 0.19 | 0.14 | 0 | 0 | 0 | 0 | 0 | 0 | 0
1978 | 12 | 4 | 0.74 | 0.74 | 0.69 | 0 | 0.74 | 0.69 | 0 | 0 | 0 | 0 | 0 | 0 | 0
1978 | 12 | 5 | 0.38 | 0.38 | 0.33 | 0 | 0.38 | 0.33 | 0 | 0 | 0 | 0 | 0 | 0 | 0
1978 | 12 | 6 | 0 | 0 | 0 | 0 | 0 | 0 | 0 | 0 | 0 | 0 | 0 | 0 | 0
1978 | 12 | 7 | 0 | 0 | 0 | 0 | 0 | 0 | 0 | 0 | 0 | 0 | 0 | 0 | 0
1978 | 12 | 8 | 0.16 | 0.16 | 0.11 | 0 | 0.16 | 0.11 | 0 | 0 | 0 | 0 | 0 | 0 | 0
1978 | 12 | 9 | 0.83 | 0.83 | 0.78 | 0 | 0.83 | 0.78 | 0 | 0 | 0 | 0 | 0 | 0 | 0
1978 | 12 | 10 | 0 | 0 | 0 | 0 | 0 | 0 | 0 | 0 | 0 | 0 | 0 | 0 | 0
1978 | 12 | 11 | 0 | 0 | 0 | 0 | 0 | 0 | 0 | 0 | 0 | 0 | 0 | 0 | 0
1978 | 12 | 12 | 0 | 0 | 0 | 0 | 0 | 0 | 0 | 0 | 0 | 0 | 0 | 0 | 0
1978 | 12 | 13 | 0 | 0 | 0 | 0 | 0 | 0 | 0 | 0 | 0 | 0 | 0 | 0 | 0
1978 | 12 | 14 | 0 | 0 | 0 | 0 | 0 | 0 | 0 | 0 | 0 | 0 | 0 | 0 | 0
1978 | 12 | 15 | 0 | 0 | 0 | 0 | 0 | 0 | 0 | 0 | 0 | 0 | 0 | 0 | 0
1978 | 12 | 16 | 0 | 0 | 0 | 0 | 0 | 0 | 0 | 0 | 0 | 0 | 0 | 0 | 0
1978 | 12 | 17 | 0 | 0 | 0 | 0 | 0 | 0 | 0 | 0 | 0 | 0 | 0 | 0 | 0
1978 | 12 | 18 | 0 | 0 | 0 | 0 | 0 | 0 | 0 | 0 | 0 | 0 | 0 | 0 | 0
1978 | 12 | 19 | 0 | 0 | 0 | 0 | 0 | 0 | 0 | 0 | 0 | 0 | 0 | 0 | 0
1978 | 12 | 20 | 0.35 | 0.35 | 0.3 | 0 | 0.35 | 0.3 | 0 | 0 | 0 | 0 | 0 | 0 | 0
1978 | 12 | 21 | 0.06 | 0.06 | 0.01 | 0 | 0.06 | 0.01 | 0 | 0 | 0 | 0 | 0 | 0 | 0
1978 | 12 | 22 | 0 | 0 | 0 | 0 | 0 | 0 | 0 | 0 | 0 | 0 | 0 | 0 | 0
1978 | 12 | 23 | 0 | 0 | 0 | 0 | 0 | 0 | 0 | 0 | 0 | 0 | 0 | 0 | 0
1978 | 12 | 24 | 0.93 | 0.93 | 0.88 | 0 | 0.93 | 0.88 | 0 | 0 | 0 | 0 | 0 | 0 | 0
1978 | 12 | 25 | 0 | 0 | 0 | 0 | 0 | 0 | 0 | 0 | 0 | 0 | 0 | 0 | 0
1978 | 12 | 26 | 0 | 0 | 0 | 0 | 0 | 0 | 0 | 0 | 0 | 0 | 0 | 0 | 0
1978 | 12 | 27 | 0 | 0 | 0 | 0 | 0 | 0 | 0 | 0 | 0 | 0 | 0 | 0 | 0
1978 | 12 | 28 | 0 | 0 | 0 | 0 | 0 | 0 | 0 | 0 | 0 | 0 | 0 | 0 | 0
1978 | 12 | 29 | 0 | 0 | 0 | 0 | 0 | 0 | 0 | 0 | 0 | 0 | 0 | 0 | 0
1978 | 12 | 30 | 0 | 0 | 0 | 0 | 0 | 0 | 0 | 0 | 0 | 0 | 0 | 0 | 0
1978 | 12 | 31 | 0.36 | 0.36 | 0.31 | 0 | 0.36 | 0.31 | 0 | 0 | 0 | 0 | 0 | 0 | 0
1979 | 1 | 1 | 0.26 | 0.26 | 0.21 | 0 | 0.26 | 0.21 | 0 | 0 | 0 | 0 | 0 | 0 | 0
1979 | 1 | 2 | 1.44 | 1 | 0.95 | 0 | 1 | 0.95 | 0 | 0 | 0 | 0 | 0 | 0 | 0
1979 | 1 | 3 | 0 | 0 | 0 | 0 | 0 | 0 | 0 | 0 | 0 | 0 | 0 | 0 | 0
1979 | 1 | 4 | 0 | 0 | 0 | 0 | 0 | 0 | 0 | 0 | 0 | 0 | 0 | 0 | 0
1979 | 1 | 5 | 0.02 | 0.02 | 0 | 0 | 0.02 | 0 | 0 | 0 | 0 | 0 | 0 | 0 | 0
1979 | 1 | 6 | 0.07 | 0.07 | 0.02 | 0 | 0.07 | 0.02 | 0 | 0 | 0 | 0 | 0 | 0 | 0
1979 | 1 | 7 | 0.76 | 0.76 | 0.71 | 0 | 0.76 | 0.71 | 0 | 0 | 0 | 0 | 0 | 0 | 0
1979 | 1 | 8 | 0.4 | 0.4 | 0.35 | 0 | 0.4 | 0.35 | 0 | 0 | 0 | 0 | 0 | 0 | 0
1979 | 1 | 9 | 0 | 0 | 0 | 0 | 0 | 0 | 0 | 0 | 0 | 0 | 0 | 0 | 0
1979 | 1 | 10 | 0 | 0 | 0 | 0 | 0 | 0 | 0 | 0 | 0 | 0 | 0 | 0 | 0
1979 | 1 | 11 | 0 | 0 | 0 | 0 | 0 | 0 | 0 | 0 | 0 | 0 | 0 | 0 | 0
1979 | 1 | 12 | 0.16 | 0.16 | 0.11 | 0 | 0.16 | 0.11 | 0 | 0 | 0 | 0 | 0 | 0 | 0
1979 | 1 | 13 | 0.51 | 0.51 | 0.46 | 0 | 0.51 | 0.46 | 0 | 0 | 0 | 0 | 0 | 0 | 0
1979 | 1 | 14 | 0.02 | 0.02 | 0 | 0 | 0.02 | 0 | 0 | 0 | 0 | 0 | 0 | 0 | 0
1979 | 1 | 15 | 0 | 0 | 0 | 0 | 0 | 0 | 0 | 0 | 0 | 0 | 0 | 0 | 0
1979 | 1 | 16 | 0 | 0 | 0 | 0 | 0 | 0 | 0 | 0 | 0 | 0 | 0 | 0 | 0
1979 | 1 | 17 | 0.03 | 0.03 | 0 | 0 | 0.03 | 0 | 0 | 0 | 0 | 0 | 0 | 0 | 0
1979 | 1 | 18 | 0 | 0 | 0 | 0 | 0 | 0 | 0 | 0 | 0 | 0 | 0 | 0 | 0
1979 | 1 | 19 | 0 | 0 | 0 | 0 | 0 | 0 | 0 | 0 | 0 | 0 | 0 | 0 | 0
1979 | 1 | 20 | 1.09 | 1 | 0.95 | 0 | 1 | 0.95 | 0 | 0 | 0 | 0 | 0 | 0 | 0
1979 | 1 | 21 | 0.74 | 0.74 | 0.69 | 0 | 0.74 | 0.69 | 0 | 0 | 0 | 0 | 0 | 0 | 0
1979 | 1 | 22 | 0 | 0 | 0 | 0 | 0 | 0 | 0 | 0 | 0 | 0 | 0 | 0 | 0
1979 | 1 | 23 | 0 | 0 | 0 | 0 | 0 | 0 | 0 | 0 | 0 | 0 | 0 | 0 | 0
1979 | 1 | 24 | 0.75 | 0.75 | 0.7 | 0 | 0.75 | 0.7 | 0 | 0 | 0 | 0 | 0 | 0 | 0
1979 | 1 | 25 | 0 | 0 | 0 | 0 | 0 | 0 | 0 | 0 | 0 | 0 | 0 | 0 | 0
1979 | 1 | 26 | 0 | 0 | 0 | 0 | 0 | 0 | 0 | 0 | 0 | 0 | 0 | 0 | 0
1979 | 1 | 27 | 0 | 0 | 0 | 0 | 0 | 0 | 0 | 0 | 0 | 0 | 0 | 0 | 0
1979 | 1 | 28 | 0.39 | 0.39 | 0.34 | 0 | 0.39 | 0.34 | 0 | 0 | 0 | 0 | 0 | 0 | 0
1979 | 1 | 29 | 0 | 0 | 0 | 0 | 0 | 0 | 0 | 0 | 0 | 0 | 0 | 0 | 0
1979 | 1 | 30 | 0 | 0 | 0 | 0 | 0 | 0 | 0 | 0 | 0 | 0 | 0 | 0 | 0
1979 | 1 | 31 | 0 | 0 | 0 | 0 | 0 | 0 | 0 | 0 | 0 | 0 | 0 | 0 | 0
1979 | 2 | 1 | 0 | 0 | 0 | 0 | 0 | 0 | 0 | 0 | 0 | 0 | 0 | 0 | 0
1979 | 2 | 2 | 0 | 0 | 0 | 0 | 0 | 0 | 0 | 0 | 0 | 0 | 0 | 0 | 0
1979 | 2 | 3 | 0 | 0 | 0 | 0 | 0 | 0 | 0 | 0 | 0 | 0 | 0 | 0 | 0
1979 | 2 | 4 | 0 | 0 | 0 | 0 | 0 | 0 | 0 | 0 | 0 | 0 | 0 | 0 | 0
1979 | 2 | 5 | 0 | 0 | 0 | 0 | 0 | 0 | 0 | 0 | 0 | 0 | 0 | 0 | 0
1979 | 2 | 6 | 0 | 0 | 0 | 0 | 0 | 0 | 0 | 0 | 0 | 0 | 0 | 0 | 0
1979 | 2 | 7 | 0.5 | 0.5 | 0.45 | 0 | 0.5 | 0.45 | 0 | 0 | 0 | 0 | 0 | 0 | 0
1979 | 2 | 8 | 0 | 0 | 0 | 0 | 0 | 0 | 0 | 0 | 0 | 0 | 0 | 0 | 0
1979 | 2 | 9 | 0.04 | 0.04 | 0 | 0 | 0.04 | 0 | 0 | 0 | 0 | 0 | 0 | 0 | 0
1979 | 2 | 10 | 0 | 0 | 0 | 0 | 0 | 0 | 0 | 0 | 0 | 0 | 0 | 0 | 0
1979 | 2 | 11 | 0 | 0 | 0 | 0 | 0 | 0 | 0 | 0 | 0 | 0 | 0 | 0 | 0
1979 | 2 | 12 | 0.48 | 0.48 | 0.43 | 0 | 0.48 | 0.43 | 0 | 0 | 0 | 0 | 0 | 0 | 0
1979 | 2 | 13 | 0 | 0 | 0 | 0 | 0 | 0 | 0 | 0 | 0 | 0 | 0 | 0 | 0
1979 | 2 | 14 | 0 | 0 | 0 | 0 | 0 | 0 | 0 | 0 | 0 | 0 | 0 | 0 | 0
1979 | 2 | 15 | 0.06 | 0.06 | 0.01 | 0 | 0.06 | 0.01 | 0 | 0 | 0 | 0 | 0 | 0 | 0
1979 | 2 | 16 | 0.02 | 0.02 | 0 | 0 | 0.02 | 0 | 0 | 0 | 0 | 0 | 0 | 0 | 0
1979 | 2 | 17 | 0 | 0 | 0 | 0 | 0 | 0 | 0 | 0 | 0 | 0 | 0 | 0 | 0
1979 | 2 | 18 | 0.21 | 0.21 | 0.16 | 0 | 0.21 | 0.16 | 0 | 0 | 0 | 0 | 0 | 0 | 0
1979 | 2 | 19 | 1.16 | 1 | 0.95 | 0 | 1 | 0.95 | 0 | 0 | 0 | 0 | 0 | 0 | 0
1979 | 2 | 20 | 0 | 0 | 0 | 0 | 0 | 0 | 0 | 0 | 0 | 0 | 0 | 0 | 0
1979 | 2 | 21 | 0.07 | 0.07 | 0.02 | 0 | 0.07 | 0.02 | 0 | 0 | 0 | 0 | 0 | 0 | 0
1979 | 2 | 22 | 0 | 0 | 0 | 0 | 0 | 0 | 0 | 0 | 0 | 0 | 0 | 0 | 0
1979 | 2 | 23 | 0.2 | 0.2 | 0.15 | 0 | 0.2 | 0.15 | 0 | 0 | 0 | 0 | 0 | 0 | 0
1979 | 2 | 24 | 1.67 | 1 | 0.95 | 0 | 1 | 0.95 | 0 | 0 | 0 | 0 | 0 | 0 | 0
1979 | 2 | 25 | 1.12 | 1 | 0.95 | 0 | 1 | 0.95 | 0 | 0 | 0 | 0 | 0 | 0 | 0
1979 | 2 | 26 | 0.09 | 0.09 | 0.04 | 0 | 0.09 | 0.04 | 0 | 0 | 0 | 0 | 0 | 0 | 0
1979 | 2 | 27 | 0 | 0 | 0 | 0 | 0 | 0 | 0 | 0 | 0 | 0 | 0 | 0 | 0
1979 | 2 | 28 | 0 | 0 | 0 | 0 | 0 | 0 | 0 | 0 | 0 | 0 | 0 | 0 | 0
1979 | 3 | 1 | 0.01 | 0.01 | 0 | 0 | 0.01 | 0 | 0 | 0 | 0 | 0 | 0 | 0 | 0
1979 | 3 | 2 | 0 | 0 | 0 | 0 | 0 | 0 | 0 | 0 | 0 | 0 | 0 | 0 | 0
1979 | 3 | 3 | 0 | 0 | 0 | 0 | 0 | 0 | 0 | 0 | 0 | 0 | 0 | 0 | 0
1979 | 3 | 4 | 0 | 0 | 0 | 0 | 0 | 0 | 0 | 0 | 0 | 0 | 0 | 0 | 0
1979 | 3 | 5 | 0.54 | 0.54 | 0.49 | 0 | 0.54 | 0.49 | 0 | 0 | 0 | 0 | 0 | 0 | 0
1979 | 3 | 6 | 0.02 | 0.02 | 0 | 0 | 0.02 | 0 | 0 | 0 | 0 | 0 | 0 | 0 | 0
1979 | 3 | 7 | 0 | 0 | 0 | 0 | 0 | 0 | 0 | 0 | 0 | 0 | 0 | 0 | 0
1979 | 3 | 8 | 0 | 0 | 0 | 0 | 0 | 0 | 0 | 0 | 0 | 0 | 0 | 0 | 0
1979 | 3 | 9 | 0 | 0 | 0 | 0 | 0 | 0 | 0 | 0 | 0 | 0 | 0 | 0 | 0
1979 | 3 | 10 | 0.21 | 0.21 | 0.16 | 0 | 0.21 | 0.16 | 0 | 0 | 0 | 0 | 0 | 0 | 0
1979 | 3 | 11 | 0.37 | 0.37 | 0.32 | 0 | 0.37 | 0.32 | 0 | 0 | 0 | 0 | 0 | 0 | 0
1979 | 3 | 12 | 0 | 0 | 0 | 0 | 0 | 0 | 0 | 0 | 0 | 0 | 0 | 0 | 0
1979 | 3 | 13 | 0 | 0 | 0 | 0 | 0 | 0 | 0 | 0 | 0 | 0 | 0 | 0 | 0
1979 | 3 | 14 | 0.03 | 0.03 | 0 | 0 | 0.03 | 0 | 0 | 0 | 0 | 0 | 0 | 0 | 0
1979 | 3 | 15 | 0 | 0 | 0 | 0 | 0 | 0 | 0 | 0 | 0 | 0 | 0 | 0 | 0
1979 | 3 | 16 | 0 | 0 | 0 | 0 | 0 | 0 | 0 | 0 | 0 | 0 | 0 | 0 | 0
1979 | 3 | 17 | 0 | 0 | 0 | 0 | 0 | 0 | 0 | 0 | 0 | 0 | 0 | 0 | 0
1979 | 3 | 18 | 0 | 0 | 0 | 0 | 0 | 0 | 0 | 0 | 0 | 0 | 0 | 0 | 0
1979 | 3 | 19 | 0 | 0 | 0 | 0 | 0 | 0 | 0 | 0 | 0 | 0 | 0 | 0 | 0
1979 | 3 | 20 | 0 | 0 | 0 | 0 | 0 | 0 | 0 | 0 | 0 | 0 | 0 | 0 | 0
1979 | 3 | 21 | 0 | 0 | 0 | 0 | 0 | 0 | 0 | 0 | 0 | 0 | 0 | 0 | 0
1979 | 3 | 22 | 0 | 0 | 0 | 0 | 0 | 0 | 0 | 0 | 0 | 0 | 0 | 0 | 0
1979 | 3 | 23 | 0 | 0 | 0 | 0 | 0 | 0 | 0 | 0 | 0 | 0 | 0 | 0 | 0
1979 | 3 | 24 | 1.07 | 1 | 0.95 | 0 | 1 | 0.95 | 0 | 0 | 0 | 0 | 0 | 0 | 0
1979 | 3 | 25 | 0 | 0 | 0 | 0 | 0 | 0 | 0 | 0 | 0 | 0 | 0 | 0 | 0
1979 | 3 | 26 | 0 | 0 | 0 | 0 | 0 | 0 | 0 | 0 | 0 | 0 | 0 | 0 | 0
1979 | 3 | 27 | 0 | 0 | 0 | 0 | 0 | 0 | 0 | 0 | 0 | 0 | 0 | 0 | 0
1979 | 3 | 28 | 0 | 0 | 0 | 0 | 0 | 0 | 0 | 0 | 0 | 0 | 0 | 0 | 0
1979 | 3 | 29 | 0 | 0 | 0 | 0 | 0 | 0 | 0 | 0 | 0 | 0 | 0 | 0 | 0
1979 | 3 | 30 | 0 | 0 | 0 | 0 | 0 | 0 | 0 | 0 | 0 | 0 | 0 | 0 | 0
1979 | 3 | 31 | 0.2 | 0.2 | 0.15 | 0 | 0.2 | 0.15 | 0 | 0 | 0 | 0 | 0 | 0 | 0
1979 | 4 | 1 | 0.06 | 0.06 | 0.01 | 0 | 0.06 | 0.01 | 0 | 0 | 0 | 0 | 0 | 0 | 0
1979 | 4 | 2 | 0 | 0 | 0 | 0 | 0 | 0 | 0 | 0 | 0 | 0 | 0 | 0 | 0
1979 | 4 | 3 | 0.38 | 0.38 | 0.33 | 0 | 0.38 | 0.33 | 0 | 0 | 0 | 0 | 0 | 0 | 0
1979 | 4 | 4 | 0.28 | 0.28 | 0.23 | 0 | 0.28 | 0.23 | 0 | 0 | 0 | 0 | 0 | 0 | 0
1979 | 4 | 5 | 0 | 0 | 0 | 0 | 0 | 0 | 0 | 0 | 0 | 0 | 0 | 0 | 0
1979 | 4 | 6 | 0 | 0 | 0 | 0 | 0 | 0 | 0 | 0 | 0 | 0 | 0 | 0 | 0
1979 | 4 | 7 | 0 | 0 | 0 | 0 | 0 | 0 | 0 | 0 | 0 | 0 | 0 | 0 | 0
1979 | 4 | 8 | 0 | 0 | 0 | 0 | 0 | 0 | 0 | 0 | 0 | 0 | 0 | 0 | 0
1979 | 4 | 9 | 0.44 | 0.44 | 0.39 | 0 | 0.44 | 0.39 | 0 | 0 | 0 | 0 | 0 | 0 | 0
1979 | 4 | 10 | 0 | 0 | 0 | 0 | 0 | 0 | 0 | 0 | 0 | 0 | 0 | 0 | 0
1979 | 4 | 11 | 0 | 0 | 0 | 0 | 0 | 0 | 0 | 0 | 0 | 0 | 0 | 0 | 0
1979 | 4 | 12 | 0 | 0 | 0 | 0 | 0 | 0 | 0 | 0 | 0 | 0 | 0 | 0 | 0
1979 | 4 | 13 | 0.08 | 0.08 | 0.03 | 0 | 0.08 | 0.03 | 0 | 0 | 0 | 0 | 0 | 0 | 0
1979 | 4 | 14 | 0.11 | 0.11 | 0.06 | 0 | 0.11 | 0.06 | 0 | 0 | 0 | 0 | 0 | 0 | 0
1979 | 4 | 15 | 0.02 | 0.02 | 0 | 0 | 0.02 | 0 | 0 | 0 | 0 | 0 | 0 | 0 | 0
1979 | 4 | 16 | 0 | 0 | 0 | 0 | 0 | 0 | 0 | 0 | 0 | 0 | 0 | 0 | 0
1979 | 4 | 17 | 0 | 0 | 0 | 0 | 0 | 0 | 0 | 0 | 0 | 0 | 0 | 0 | 0
1979 | 4 | 18 | 0 | 0 | 0 | 0 | 0 | 0 | 0 | 0 | 0 | 0 | 0 | 0 | 0
1979 | 4 | 19 | 0 | 0 | 0 | 0 | 0 | 0 | 0 | 0 | 0 | 0 | 0 | 0 | 0
1979 | 4 | 20 | 0 | 0 | 0 | 0 | 0 | 0 | 0 | 0 | 0 | 0 | 0 | 0 | 0
1979 | 4 | 21 | 0 | 0 | 0 | 0 | 0 | 0 | 0 | 0 | 0 | 0 | 0 | 0 | 0
1979 | 4 | 22 | 0 | 0 | 0 | 0 | 0 | 0 | 0 | 0 | 0 | 0 | 0 | 0 | 0
1979 | 4 | 23 | 0.01 | 0.01 | 0 | 0 | 0.01 | 0 | 0 | 0 | 0 | 0 | 0 | 0 | 0
1979 | 4 | 24 | 0.02 | 0.02 | 0 | 0 | 0.02 | 0 | 0 | 0 | 0 | 0 | 0 | 0 | 0
1979 | 4 | 25 | 0 | 0 | 0 | 0 | 0 | 0 | 0 | 0 | 0 | 0 | 0 | 0 | 0
1979 | 4 | 26 | 0.05 | 0.05 | 0 | 0 | 0.05 | 0 | 0 | 0 | 0 | 0 | 0 | 0 | 0
1979 | 4 | 27 | 0.43 | 0.43 | 0.38 | 0 | 0.43 | 0.38 | 0 | 0 | 0 | 0 | 0 | 0 | 0
1979 | 4 | 28 | 0 | 0 | 0 | 0 | 0 | 0 | 0 | 0 | 0 | 0 | 0 | 0 | 0
1979 | 4 | 29 | 0 | 0 | 0 | 0 | 0 | 0 | 0 | 0 | 0 | 0 | 0 | 0 | 0
1979 | 4 | 30 | 0 | 0 | 0 | 0 | 0 | 0 | 0 | 0 | 0 | 0 | 0 | 0 | 0
1979 | 5 | 1 | 0 | 0 | 0 | 0 | 0 | 0 | 0 | 0 | 0 | 0 | 0 | 0 | 0
1979 | 5 | 2 | 0 | 0 | 0 | 0 | 0 | 0 | 0 | 0 | 0 | 0 | 0 | 0 | 0
1979 | 5 | 3 | 0 | 0 | 0 | 0 | 0 | 0 | 0 | 0 | 0 | 0 | 0 | 0 | 0
1979 | 5 | 4 | 0.04 | 0.04 | 0 | 0 | 0.04 | 0 | 0 | 0 | 0 | 0 | 0 | 0 | 0
1979 | 5 | 5 | 0.06 | 0.06 | 0.01 | 0 | 0.06 | 0.01 | 0 | 0 | 0 | 0 | 0 | 0 | 0
1979 | 5 | 6 | 0 | 0 | 0 | 0 | 0 | 0 | 0 | 0 | 0 | 0 | 0 | 0 | 0
1979 | 5 | 7 | 0 | 0 | 0 | 0 | 0 | 0 | 0 | 0 | 0 | 0 | 0 | 0 | 0
1979 | 5 | 8 | 0 | 0 | 0 | 0 | 0 | 0 | 0 | 0 | 0 | 0 | 0 | 0 | 0
1979 | 5 | 9 | 0 | 0 | 0 | 0 | 0 | 0 | 0 | 0 | 0 | 0 | 0 | 0 | 0
1979 | 5 | 10 | 0 | 0 | 0 | 0 | 0 | 0 | 0 | 0 | 0 | 0 | 0 | 0 | 0
1979 | 5 | 11 | 0.02 | 0.02 | 0 | 0 | 0.02 | 0 | 0 | 0 | 0 | 0 | 0 | 0 | 0
1979 | 5 | 12 | 0 | 0 | 0 | 0 | 0 | 0 | 0 | 0 | 0 | 0 | 0 | 0 | 0
1979 | 5 | 13 | 1.26 | 1 | 0.95 | 0 | 1 | 0.95 | 0 | 0 | 0 | 0 | 0 | 0 | 0
1979 | 5 | 14 | 0 | 0 | 0 | 0 | 0 | 0 | 0 | 0 | 0 | 0 | 0 | 0 | 0
1979 | 5 | 15 | 0.03 | 0.03 | 0 | 0 | 0.03 | 0 | 0 | 0 | 0 | 0 | 0 | 0 | 0
1979 | 5 | 16 | 0 | 0 | 0 | 0 | 0 | 0 | 0 | 0 | 0 | 0 | 0 | 0 | 0
1979 | 5 | 17 | 0 | 0 | 0 | 0 | 0 | 0 | 0 | 0 | 0 | 0 | 0 | 0 | 0
1979 | 5 | 18 | 0.12 | 0.12 | 0.07 | 0 | 0.12 | 0.07 | 0 | 0 | 0 | 0 | 0 | 0 | 0
1979 | 5 | 19 | 0.08 | 0.08 | 0.03 | 0 | 0.08 | 0.03 | 0 | 0 | 0 | 0 | 0 | 0 | 0
1979 | 5 | 20 | 0.01 | 0.01 | 0 | 0 | 0.01 | 0 | 0 | 0 | 0 | 0 | 0 | 0 | 0
1979 | 5 | 21 | 0 | 0 | 0 | 0 | 0 | 0 | 0 | 0 | 0 | 0 | 0 | 0 | 0
1979 | 5 | 22 | 0 | 0 | 0 | 0 | 0 | 0 | 0 | 0 | 0 | 0 | 0 | 0 | 0
1979 | 5 | 23 | 0.7 | 0.7 | 0.65 | 0 | 0.7 | 0.65 | 0 | 0 | 0 | 0 | 0 | 0 | 0
1979 | 5 | 24 | 0.23 | 0.23 | 0.18 | 0 | 0.23 | 0.18 | 0 | 0 | 0 | 0 | 0 | 0 | 0
1979 | 5 | 25 | 0.17 | 0.17 | 0.12 | 0 | 0.17 | 0.12 | 0 | 0 | 0 | 0 | 0 | 0 | 0
1979 | 5 | 26 | 0 | 0 | 0 | 0 | 0 | 0 | 0 | 0 | 0 | 0 | 0 | 0 | 0
1979 | 5 | 27 | 0 | 0 | 0 | 0 | 0 | 0 | 0 | 0 | 0 | 0 | 0 | 0 | 0
1979 | 5 | 28 | 0.01 | 0.01 | 0 | 0 | 0.01 | 0 | 0 | 0 | 0 | 0 | 0 | 0 | 0
1979 | 5 | 29 | 0.22 | 0.22 | 0.17 | 0 | 0.22 | 0.17 | 0 | 0 | 0 | 0 | 0 | 0 | 0
1979 | 5 | 30 | 0 | 0 | 0 | 0 | 0 | 0 | 0 | 0 | 0 | 0 | 0 | 0 | 0
1979 | 5 | 31 | 0.6 | 0.6 | 0.55 | 0 | 0.6 | 0.55 | 0 | 0 | 0 | 0 | 0 | 0 | 0
1979 | 6 | 1 | 0.6 | 0.6 | 0.55 | 0 | 0.6 | 0.55 | 0 | 0 | 0 | 0 | 0 | 0 | 0
1979 | 6 | 2 | 0 | 0 | 0 | 0 | 0 | 0 | 0 | 0 | 0 | 0 | 0 | 0 | 0
1979 | 6 | 3 | 1.08 | 1 | 0.95 | 0 | 1 | 0.95 | 0 | 0 | 0 | 0 | 0 | 0 | 0
1979 | 6 | 4 | 0.18 | 0.18 | 0.13 | 0 | 0.18 | 0.13 | 0 | 0 | 0 | 0 | 0 | 0 | 0
1979 | 6 | 5 | 0 | 0 | 0 | 0 | 0 | 0 | 0 | 0 | 0 | 0 | 0 | 0 | 0
1979 | 6 | 6 | 0 | 0 | 0 | 0 | 0 | 0 | 0 | 0 | 0 | 0 | 0 | 0 | 0
1979 | 6 | 7 | 0 | 0 | 0 | 0 | 0 | 0 | 0 | 0 | 0 | 0 | 0 | 0 | 0
1979 | 6 | 8 | 0 | 0 | 0 | 0 | 0 | 0 | 0 | 0 | 0 | 0 | 0 | 0 | 0
1979 | 6 | 9 | 0 | 0 | 0 | 0 | 0 | 0 | 0 | 0 | 0 | 0 | 0 | 0 | 0
1979 | 6 | 10 | 0 | 0 | 0 | 0 | 0 | 0 | 0 | 0 | 0 | 0 | 0 | 0 | 0
1979 | 6 | 11 | 0.04 | 0.04 | 0 | 0 | 0.04 | 0 | 0 | 0 | 0 | 0 | 0 | 0 | 0
1979 | 6 | 12 | 0 | 0 | 0 | 0 | 0 | 0 | 0 | 0 | 0 | 0 | 0 | 0 | 0
1979 | 6 | 13 | 0 | 0 | 0 | 0 | 0 | 0 | 0 | 0 | 0 | 0 | 0 | 0 | 0
1979 | 6 | 14 | 0 | 0 | 0 | 0 | 0 | 0 | 0 | 0 | 0 | 0 | 0 | 0 | 0
1979 | 6 | 15 | 0 | 0 | 0 | 0 | 0 | 0 | 0 | 0 | 0 | 0 | 0 | 0 | 0
1979 | 6 | 16 | 0 | 0 | 0 | 0 | 0 | 0 | 0 | 0 | 0 | 0 | 0 | 0 | 0
1979 | 6 | 17 | 0.39 | 0.39 | 0.34 | 0 | 0.39 | 0.34 | 0 | 0 | 0 | 0 | 0 | 0 | 0
1979 | 6 | 18 | 0 | 0 | 0 | 0 | 0 | 0 | 0 | 0 | 0 | 0 | 0 | 0 | 0
1979 | 6 | 19 | 0 | 0 | 0 | 0 | 0 | 0 | 0 | 0 | 0 | 0 | 0 | 0 | 0
1979 | 6 | 20 | 0 | 0 | 0 | 0 | 0 | 0 | 0 | 0 | 0 | 0 | 0 | 0 | 0
1979 | 6 | 21 | 0.01 | 0.01 | 0 | 0 | 0.01 | 0 | 0 | 0 | 0 | 0 | 0 | 0 | 0
1979 | 6 | 22 | 0.01 | 0.01 | 0 | 0 | 0.01 | 0 | 0 | 0 | 0 | 0 | 0 | 0 | 0
1979 | 6 | 23 | 0.29 | 0.29 | 0.24 | 0 | 0.29 | 0.24 | 0 | 0 | 0 | 0 | 0 | 0 | 0
1979 | 6 | 24 | 0.04 | 0.04 | 0 | 0 | 0.04 | 0 | 0 | 0 | 0 | 0 | 0 | 0 | 0
1979 | 6 | 25 | 0 | 0 | 0 | 0 | 0 | 0 | 0 | 0 | 0 | 0 | 0 | 0 | 0
1979 | 6 | 26 | 0 | 0 | 0 | 0 | 0 | 0 | 0 | 0 | 0 | 0 | 0 | 0 | 0
1979 | 6 | 27 | 0 | 0 | 0 | 0 | 0 | 0 | 0 | 0 | 0 | 0 | 0 | 0 | 0
1979 | 6 | 28 | 0 | 0 | 0 | 0 | 0 | 0 | 0 | 0 | 0 | 0 | 0 | 0 | 0
1979 | 6 | 29 | 0 | 0 | 0 | 0 | 0 | 0 | 0 | 0 | 0 | 0 | 0 | 0 | 0
1979 | 6 | 30 | 0.35 | 0.35 | 0.3 | 0 | 0.35 | 0.3 | 0 | 0 | 0 | 0 | 0 | 0 | 0
1979 | 7 | 1 | 0.51 | 0.51 | 0.46 | 0 | 0.51 | 0.46 | 0 | 0 | 0 | 0 | 0 | 0 | 0
1979 | 7 | 2 | 0 | 0 | 0 | 0 | 0 | 0 | 0 | 0 | 0 | 0 | 0 | 0 | 0
1979 | 7 | 3 | 0 | 0 | 0 | 0 | 0 | 0 | 0 | 0 | 0 | 0 | 0 | 0 | 0
1979 | 7 | 4 | 0.19 | 0.19 | 0.14 | 0 | 0.19 | 0.14 | 0 | 0 | 0 | 0 | 0 | 0 | 0
1979 | 7 | 5 | 0 | 0 | 0 | 0 | 0 | 0 | 0 | 0 | 0 | 0 | 0 | 0 | 0
1979 | 7 | 6 | 0 | 0 | 0 | 0 | 0 | 0 | 0 | 0 | 0 | 0 | 0 | 0 | 0
1979 | 7 | 7 | 0 | 0 | 0 | 0 | 0 | 0 | 0 | 0 | 0 | 0 | 0 | 0 | 0
1979 | 7 | 8 | 0 | 0 | 0 | 0 | 0 | 0 | 0 | 0 | 0 | 0 | 0 | 0 | 0
1979 | 7 | 9 | 0 | 0 | 0 | 0 | 0 | 0 | 0 | 0 | 0 | 0 | 0 | 0 | 0
1979 | 7 | 10 | 0 | 0 | 0 | 0 | 0 | 0 | 0 | 0 | 0 | 0 | 0 | 0 | 0
1979 | 7 | 11 | 0 | 0 | 0 | 0 | 0 | 0 | 0 | 0 | 0 | 0 | 0 | 0 | 0
1979 | 7 | 12 | 0 | 0 | 0 | 0 | 0 | 0 | 0 | 0 | 0 | 0 | 0 | 0 | 0
1979 | 7 | 13 | 1.28 | 1 | 0.95 | 0 | 1 | 0.95 | 0 | 0 | 0 | 0 | 0 | 0 | 0
1979 | 7 | 14 | 0 | 0 | 0 | 0 | 0 | 0 | 0 | 0 | 0 | 0 | 0 | 0 | 0
1979 | 7 | 15 | 0 | 0 | 0 | 0 | 0 | 0 | 0 | 0 | 0 | 0 | 0 | 0 | 0
1979 | 7 | 16 | 0 | 0 | 0 | 0 | 0 | 0 | 0 | 0 | 0 | 0 | 0 | 0 | 0
1979 | 7 | 17 | 0 | 0 | 0 | 0 | 0 | 0 | 0 | 0 | 0 | 0 | 0 | 0 | 0
1979 | 7 | 18 | 0.01 | 0.01 | 0 | 0 | 0.01 | 0 | 0 | 0 | 0 | 0 | 0 | 0 | 0
1979 | 7 | 19 | 0 | 0 | 0 | 0 | 0 | 0 | 0 | 0 | 0 | 0 | 0 | 0 | 0
1979 | 7 | 20 | 0 | 0 | 0 | 0 | 0 | 0 | 0 | 0 | 0 | 0 | 0 | 0 | 0
1979 | 7 | 21 | 0.12 | 0.12 | 0.07 | 0 | 0.12 | 0.07 | 0 | 0 | 0 | 0 | 0 | 0 | 0
1979 | 7 | 22 | 0 | 0 | 0 | 0 | 0 | 0 | 0 | 0 | 0 | 0 | 0 | 0 | 0
1979 | 7 | 23 | 0.26 | 0.26 | 0.21 | 0 | 0.26 | 0.21 | 0 | 0 | 0 | 0 | 0 | 0 | 0
1979 | 7 | 24 | 0.04 | 0.04 | 0 | 0 | 0.04 | 0 | 0 | 0 | 0 | 0 | 0 | 0 | 0
1979 | 7 | 25 | 0.56 | 0.56 | 0.51 | 0 | 0.56 | 0.51 | 0 | 0 | 0 | 0 | 0 | 0 | 0
1979 | 7 | 26 | 0.01 | 0.01 | 0 | 0 | 0.01 | 0 | 0 | 0 | 0 | 0 | 0 | 0 | 0
1979 | 7 | 27 | 0 | 0 | 0 | 0 | 0 | 0 | 0 | 0 | 0 | 0 | 0 | 0 | 0
1979 | 7 | 28 | 0.23 | 0.23 | 0.18 | 0 | 0.23 | 0.18 | 0 | 0 | 0 | 0 | 0 | 0 | 0
1979 | 7 | 29 | 0.22 | 0.22 | 0.17 | 0 | 0.22 | 0.17 | 0 | 0 | 0 | 0 | 0 | 0 | 0
1979 | 7 | 30 | 0 | 0 | 0 | 0 | 0 | 0 | 0 | 0 | 0 | 0 | 0 | 0 | 0
1979 | 7 | 31 | 0 | 0 | 0 | 0 | 0 | 0 | 0 | 0 | 0 | 0 | 0 | 0 | 0
1979 | 8 | 1 | 0 | 0 | 0 | 0 | 0 | 0 | 0 | 0 | 0 | 0 | 0 | 0 | 0
1979 | 8 | 2 | 0.57 | 0.57 | 0.52 | 0 | 0.57 | 0.52 | 0 | 0 | 0 | 0 | 0 | 0 | 0
1979 | 8 | 3 | 0.04 | 0.04 | 0 | 0 | 0.04 | 0 | 0 | 0 | 0 | 0 | 0 | 0 | 0
1979 | 8 | 4 | 0 | 0 | 0 | 0 | 0 | 0 | 0 | 0 | 0 | 0 | 0 | 0 | 0
1979 | 8 | 5 | 0 | 0 | 0 | 0 | 0 | 0 | 0 | 0 | 0 | 0 | 0 | 0 | 0
1979 | 8 | 6 | 0 | 0 | 0 | 0 | 0 | 0 | 0 | 0 | 0 | 0 | 0 | 0 | 0
1979 | 8 | 7 | 0 | 0 | 0 | 0 | 0 | 0 | 0 | 0 | 0 | 0 | 0 | 0 | 0
1979 | 8 | 8 | 0.38 | 0.38 | 0.33 | 0 | 0.38 | 0.33 | 0 | 0 | 0 | 0 | 0 | 0 | 0
1979 | 8 | 9 | 0 | 0 | 0 | 0 | 0 | 0 | 0 | 0 | 0 | 0 | 0 | 0 | 0
1979 | 8 | 10 | 0.26 | 0.26 | 0.21 | 0 | 0.26 | 0.21 | 0 | 0 | 0 | 0 | 0 | 0 | 0
1979 | 8 | 11 | 1.19 | 1 | 0.95 | 0 | 1 | 0.95 | 0 | 0 | 0 | 0 | 0 | 0 | 0
1979 | 8 | 12 | 1.09 | 1 | 0.95 | 0 | 1 | 0.95 | 0 | 0 | 0 | 0 | 0 | 0 | 0
1979 | 8 | 13 | 0 | 0 | 0 | 0 | 0 | 0 | 0 | 0 | 0 | 0 | 0 | 0 | 0
1979 | 8 | 14 | 0 | 0 | 0 | 0 | 0 | 0 | 0 | 0 | 0 | 0 | 0 | 0 | 0
1979 | 8 | 15 | 0 | 0 | 0 | 0 | 0 | 0 | 0 | 0 | 0 | 0 | 0 | 0 | 0
1979 | 8 | 16 | 0 | 0 | 0 | 0 | 0 | 0 | 0 | 0 | 0 | 0 | 0 | 0 | 0
1979 | 8 | 17 | 0 | 0 | 0 | 0 | 0 | 0 | 0 | 0 | 0 | 0 | 0 | 0 | 0
1979 | 8 | 18 | 0.01 | 0.01 | 0 | 0 | 0.01 | 0 | 0 | 0 | 0 | 0 | 0 | 0 | 0
1979 | 8 | 19 | 0.1 | 0.1 | 0.05 | 0 | 0.1 | 0.05 | 0 | 0 | 0 | 0 | 0 | 0 | 0
1979 | 8 | 20 | 0 | 0 | 0 | 0 | 0 | 0 | 0 | 0 | 0 | 0 | 0 | 0 | 0
1979 | 8 | 21 | 0.52 | 0.52 | 0.47 | 0 | 0.52 | 0.47 | 0 | 0 | 0 | 0 | 0 | 0 | 0
1979 | 8 | 22 | 0 | 0 | 0 | 0 | 0 | 0 | 0 | 0 | 0 | 0 | 0 | 0 | 0
1979 | 8 | 23 | 0 | 0 | 0 | 0 | 0 | 0 | 0 | 0 | 0 | 0 | 0 | 0 | 0
1979 | 8 | 24 | 0.1 | 0.1 | 0.05 | 0 | 0.1 | 0.05 | 0 | 0 | 0 | 0 | 0 | 0 | 0
1979 | 8 | 25 | 0.09 | 0.09 | 0.04 | 0 | 0.09 | 0.04 | 0 | 0 | 0 | 0 | 0 | 0 | 0
1979 | 8 | 26 | 0.1 | 0.1 | 0.05 | 0 | 0.1 | 0.05 | 0 | 0 | 0 | 0 | 0 | 0 | 0
1979 | 8 | 27 | 0.92 | 0.92 | 0.87 | 0 | 0.92 | 0.87 | 0 | 0 | 0 | 0 | 0 | 0 | 0
1979 | 8 | 28 | 0 | 0 | 0 | 0 | 0 | 0 | 0 | 0 | 0 | 0 | 0 | 0 | 0
1979 | 8 | 29 | 0.04 | 0.04 | 0 | 0 | 0.04 | 0 | 0 | 0 | 0 | 0 | 0 | 0 | 0
1979 | 8 | 30 | 0 | 0 | 0 | 0 | 0 | 0 | 0 | 0 | 0 | 0 | 0 | 0 | 0
1979 | 8 | 31 | 0 | 0 | 0 | 0 | 0 | 0 | 0 | 0 | 0 | 0 | 0 | 0 | 0
1979 | 9 | 1 | 0 | 0 | 0 | 0 | 0 | 0 | 0 | 0 | 0 | 0 | 0 | 0 | 0
1979 | 9 | 2 | 0 | 0 | 0 | 0 | 0 | 0 | 0 | 0 | 0 | 0 | 0 | 0 | 0
1979 | 9 | 3 | 0.13 | 0.13 | 0.08 | 0 | 0.13 | 0.08 | 0 | 0 | 0 | 0 | 0 | 0 | 0
1979 | 9 | 4 | 0 | 0 | 0 | 0 | 0 | 0 | 0 | 0 | 0 | 0 | 0 | 0 | 0
1979 | 9 | 5 | 3.68 | 1 | 0.95 | 0 | 1 | 0.95 | 0 | 0 | 0 | 0 | 0 | 0 | 0
1979 | 9 | 6 | 0.01 | 0.01 | 0 | 0 | 0.01 | 0 | 0 | 0 | 0 | 0 | 0 | 0 | 0
1979 | 9 | 7 | 0 | 0 | 0 | 0 | 0 | 0 | 0 | 0 | 0 | 0 | 0 | 0 | 0
1979 | 9 | 8 | 0 | 0 | 0 | 0 | 0 | 0 | 0 | 0 | 0 | 0 | 0 | 0 | 0
1979 | 9 | 9 | 0 | 0 | 0 | 0 | 0 | 0 | 0 | 0 | 0 | 0 | 0 | 0 | 0
1979 | 9 | 10 | 0 | 0 | 0 | 0 | 0 | 0 | 0 | 0 | 0 | 0 | 0 | 0 | 0
1979 | 9 | 11 | 0 | 0 | 0 | 0 | 0 | 0 | 0 | 0 | 0 | 0 | 0 | 0 | 0
1979 | 9 | 12 | 0 | 0 | 0 | 0 | 0 | 0 | 0 | 0 | 0 | 0 | 0 | 0 | 0
1979 | 9 | 13 | 0 | 0 | 0 | 0 | 0 | 0 | 0 | 0 | 0 | 0 | 0 | 0 | 0
1979 | 9 | 14 | 0.14 | 0.14 | 0.09 | 0 | 0.14 | 0.09 | 0 | 0 | 0 | 0 | 0 | 0 | 0
1979 | 9 | 15 | 0 | 0 | 0 | 0 | 0 | 0 | 0 | 0 | 0 | 0 | 0 | 0 | 0
1979 | 9 | 16 | 0 | 0 | 0 | 0 | 0 | 0 | 0 | 0 | 0 | 0 | 0 | 0 | 0
1979 | 9 | 17 | 0 | 0 | 0 | 0 | 0 | 0 | 0 | 0 | 0 | 0 | 0 | 0 | 0
1979 | 9 | 18 | 0 | 0 | 0 | 0 | 0 | 0 | 0 | 0 | 0 | 0 | 0 | 0 | 0
1979 | 9 | 19 | 0 | 0 | 0 | 0 | 0 | 0 | 0 | 0 | 0 | 0 | 0 | 0 | 0
1979 | 9 | 20 | 0 | 0 | 0 | 0 | 0 | 0 | 0 | 0 | 0 | 0 | 0 | 0 | 0
1979 | 9 | 21 | 2.18 | 1 | 0.95 | 0 | 1 | 0.95 | 0 | 0 | 0 | 0 | 0 | 0 | 0
1979 | 9 | 22 | 0.28 | 0.28 | 0.23 | 0 | 0.28 | 0.23 | 0 | 0 | 0 | 0 | 0 | 0 | 0
1979 | 9 | 23 | 0 | 0 | 0 | 0 | 0 | 0 | 0 | 0 | 0 | 0 | 0 | 0 | 0
1979 | 9 | 24 | 0 | 0 | 0 | 0 | 0 | 0 | 0 | 0 | 0 | 0 | 0 | 0 | 0
1979 | 9 | 25 | 0 | 0 | 0 | 0 | 0 | 0 | 0 | 0 | 0 | 0 | 0 | 0 | 0
1979 | 9 | 26 | 0 | 0 | 0 | 0 | 0 | 0 | 0 | 0 | 0 | 0 | 0 | 0 | 0
1979 | 9 | 27 | 0 | 0 | 0 | 0 | 0 | 0 | 0 | 0 | 0 | 0 | 0 | 0 | 0
1979 | 9 | 28 | 0.04 | 0.04 | 0 | 0 | 0.04 | 0 | 0 | 0 | 0 | 0 | 0 | 0 | 0
1979 | 9 | 29 | 0.01 | 0.01 | 0 | 0 | 0.01 | 0 | 0 | 0 | 0 | 0 | 0 | 0 | 0
1979 | 9 | 30 | 0.17 | 0.17 | 0.12 | 0 | 0.17 | 0.12 | 0 | 0 | 0 | 0 | 0 | 0 | 0
1979 | 10 | 1 | 1.53 | 1 | 0.95 | 0 | 1 | 0.95 | 0 | 0 | 0 | 0 | 0 | 0 | 0
1979 | 10 | 2 | 0.52 | 0.52 | 0.47 | 0 | 0.52 | 0.47 | 0 | 0 | 0 | 0 | 0 | 0 | 0
1979 | 10 | 3 | 0.33 | 0.33 | 0.28 | 0 | 0.33 | 0.28 | 0 | 0 | 0 | 0 | 0 | 0 | 0
1979 | 10 | 4 | 0 | 0 | 0 | 0 | 0 | 0 | 0 | 0 | 0 | 0 | 0 | 0 | 0
1979 | 10 | 5 | 0.57 | 0.57 | 0.52 | 0 | 0.57 | 0.52 | 0 | 0 | 0 | 0 | 0 | 0 | 0
1979 | 10 | 6 | 0 | 0 | 0 | 0 | 0 | 0 | 0 | 0 | 0 | 0 | 0 | 0 | 0
1979 | 10 | 7 | 0 | 0 | 0 | 0 | 0 | 0 | 0 | 0 | 0 | 0 | 0 | 0 | 0
1979 | 10 | 8 | 0.04 | 0.04 | 0 | 0 | 0.04 | 0 | 0 | 0 | 0 | 0 | 0 | 0 | 0
1979 | 10 | 9 | 0.64 | 0.64 | 0.59 | 0 | 0.64 | 0.59 | 0 | 0 | 0 | 0 | 0 | 0 | 0
1979 | 10 | 10 | 1.1 | 1 | 0.95 | 0 | 1 | 0.95 | 0 | 0 | 0 | 0 | 0 | 0 | 0
1979 | 10 | 11 | 0.04 | 0.04 | 0 | 0 | 0.04 | 0 | 0 | 0 | 0 | 0 | 0 | 0 | 0
1979 | 10 | 12 | 0.07 | 0.07 | 0.02 | 0 | 0.07 | 0.02 | 0 | 0 | 0 | 0 | 0 | 0 | 0
1979 | 10 | 13 | 0.19 | 0.19 | 0.14 | 0 | 0.19 | 0.14 | 0 | 0 | 0 | 0 | 0 | 0 | 0
1979 | 10 | 14 | 0 | 0 | 0 | 0 | 0 | 0 | 0 | 0 | 0 | 0 | 0 | 0 | 0
1979 | 10 | 15 | 0 | 0 | 0 | 0 | 0 | 0 | 0 | 0 | 0 | 0 | 0 | 0 | 0
1979 | 10 | 16 | 0 | 0 | 0 | 0 | 0 | 0 | 0 | 0 | 0 | 0 | 0 | 0 | 0
1979 | 10 | 17 | 0 | 0 | 0 | 0 | 0 | 0 | 0 | 0 | 0 | 0 | 0 | 0 | 0
1979 | 10 | 18 | 0 | 0 | 0 | 0 | 0 | 0 | 0 | 0 | 0 | 0 | 0 | 0 | 0
1979 | 10 | 19 | 0 | 0 | 0 | 0 | 0 | 0 | 0 | 0 | 0 | 0 | 0 | 0 | 0
1979 | 10 | 20 | 0 | 0 | 0 | 0 | 0 | 0 | 0 | 0 | 0 | 0 | 0 | 0 | 0
1979 | 10 | 21 | 0 | 0 | 0 | 0 | 0 | 0 | 0 | 0 | 0 | 0 | 0 | 0 | 0
1979 | 10 | 22 | 0 | 0 | 0 | 0 | 0 | 0 | 0 | 0 | 0 | 0 | 0 | 0 | 0
1979 | 10 | 23 | 0.5 | 0.5 | 0.45 | 0 | 0.5 | 0.45 | 0 | 0 | 0 | 0 | 0 | 0 | 0
1979 | 10 | 24 | 0 | 0 | 0 | 0 | 0 | 0 | 0 | 0 | 0 | 0 | 0 | 0 | 0
1979 | 10 | 25 | 0 | 0 | 0 | 0 | 0 | 0 | 0 | 0 | 0 | 0 | 0 | 0 | 0
1979 | 10 | 26 | 0 | 0 | 0 | 0 | 0 | 0 | 0 | 0 | 0 | 0 | 0 | 0 | 0
1979 | 10 | 27 | 0 | 0 | 0 | 0 | 0 | 0 | 0 | 0 | 0 | 0 | 0 | 0 | 0
1979 | 10 | 28 | 0.01 | 0.01 | 0 | 0 | 0.01 | 0 | 0 | 0 | 0 | 0 | 0 | 0 | 0
1979 | 10 | 29 | 0 | 0 | 0 | 0 | 0 | 0 | 0 | 0 | 0 | 0 | 0 | 0 | 0
1979 | 10 | 30 | 0 | 0 | 0 | 0 | 0 | 0 | 0 | 0 | 0 | 0 | 0 | 0 | 0
1979 | 10 | 31 | 0 | 0 | 0 | 0 | 0 | 0 | 0 | 0 | 0 | 0 | 0 | 0 | 0
1979 | 11 | 1 | 0 | 0 | 0 | 0 | 0 | 0 | 0 | 0 | 0 | 0 | 0 | 0 | 0
1979 | 11 | 2 | 0.41 | 0.41 | 0.36 | 0 | 0.41 | 0.36 | 0 | 0 | 0 | 0 | 0 | 0 | 0
1979 | 11 | 3 | 0.17 | 0.17 | 0.12 | 0 | 0.17 | 0.12 | 0 | 0 | 0 | 0 | 0 | 0 | 0
1979 | 11 | 4 | 0 | 0 | 0 | 0 | 0 | 0 | 0 | 0 | 0 | 0 | 0 | 0 | 0
1979 | 11 | 5 | 0 | 0 | 0 | 0 | 0 | 0 | 0 | 0 | 0 | 0 | 0 | 0 | 0
1979 | 11 | 6 | 0 | 0 | 0 | 0 | 0 | 0 | 0 | 0 | 0 | 0 | 0 | 0 | 0
1979 | 11 | 7 | 0 | 0 | 0 | 0 | 0 | 0 | 0 | 0 | 0 | 0 | 0 | 0 | 0
1979 | 11 | 8 | 0 | 0 | 0 | 0 | 0 | 0 | 0 | 0 | 0 | 0 | 0 | 0 | 0
1979 | 11 | 9 | 0.01 | 0.01 | 0 | 0 | 0.01 | 0 | 0 | 0 | 0 | 0 | 0 | 0 | 0
1979 | 11 | 10 | 0.39 | 0.39 | 0.34 | 0 | 0.39 | 0.34 | 0 | 0 | 0 | 0 | 0 | 0 | 0
1979 | 11 | 11 | 0.55 | 0.55 | 0.5 | 0 | 0.55 | 0.5 | 0 | 0 | 0 | 0 | 0 | 0 | 0
1979 | 11 | 12 | 0 | 0 | 0 | 0 | 0 | 0 | 0 | 0 | 0 | 0 | 0 | 0 | 0
1979 | 11 | 13 | 0.14 | 0.14 | 0.09 | 0 | 0.14 | 0.09 | 0 | 0 | 0 | 0 | 0 | 0 | 0
1979 | 11 | 14 | 0 | 0 | 0 | 0 | 0 | 0 | 0 | 0 | 0 | 0 | 0 | 0 | 0
1979 | 11 | 15 | 0 | 0 | 0 | 0 | 0 | 0 | 0 | 0 | 0 | 0 | 0 | 0 | 0
1979 | 11 | 16 | 0 | 0 | 0 | 0 | 0 | 0 | 0 | 0 | 0 | 0 | 0 | 0 | 0
1979 | 11 | 17 | 0 | 0 | 0 | 0 | 0 | 0 | 0 | 0 | 0 | 0 | 0 | 0 | 0
1979 | 11 | 18 | 0 | 0 | 0 | 0 | 0 | 0 | 0 | 0 | 0 | 0 | 0 | 0 | 0
1979 | 11 | 19 | 0 | 0 | 0 | 0 | 0 | 0 | 0 | 0 | 0 | 0 | 0 | 0 | 0
1979 | 11 | 20 | 0 | 0 | 0 | 0 | 0 | 0 | 0 | 0 | 0 | 0 | 0 | 0 | 0
1979 | 11 | 21 | 0 | 0 | 0 | 0 | 0 | 0 | 0 | 0 | 0 | 0 | 0 | 0 | 0
1979 | 11 | 22 | 0 | 0 | 0 | 0 | 0 | 0 | 0 | 0 | 0 | 0 | 0 | 0 | 0
1979 | 11 | 23 | 0 | 0 | 0 | 0 | 0 | 0 | 0 | 0 | 0 | 0 | 0 | 0 | 0
1979 | 11 | 24 | 0 | 0 | 0 | 0 | 0 | 0 | 0 | 0 | 0 | 0 | 0 | 0 | 0
1979 | 11 | 25 | 0 | 0 | 0 | 0 | 0 | 0 | 0 | 0 | 0 | 0 | 0 | 0 | 0
1979 | 11 | 26 | 0.66 | 0.66 | 0.61 | 0 | 0.66 | 0.61 | 0 | 0 | 0 | 0 | 0 | 0 | 0
1979 | 11 | 27 | 0 | 0 | 0 | 0 | 0 | 0 | 0 | 0 | 0 | 0 | 0 | 0 | 0
1979 | 11 | 28 | 0 | 0 | 0 | 0 | 0 | 0 | 0 | 0 | 0 | 0 | 0 | 0 | 0
1979 | 11 | 29 | 0 | 0 | 0 | 0 | 0 | 0 | 0 | 0 | 0 | 0 | 0 | 0 | 0
1979 | 11 | 30 | 0 | 0 | 0 | 0 | 0 | 0 | 0 | 0 | 0 | 0 | 0 | 0 | 0
1979 | 12 | 1 | 0 | 0 | 0 | 0 | 0 | 0 | 0 | 0 | 0 | 0 | 0 | 0 | 0
1979 | 12 | 2 | 0 | 0 | 0 | 0 | 0 | 0 | 0 | 0 | 0 | 0 | 0 | 0 | 0
1979 | 12 | 3 | 0 | 0 | 0 | 0 | 0 | 0 | 0 | 0 | 0 | 0 | 0 | 0 | 0
1979 | 12 | 4 | 0 | 0 | 0 | 0 | 0 | 0 | 0 | 0 | 0 | 0 | 0 | 0 | 0
1979 | 12 | 5 | 0 | 0 | 0 | 0 | 0 | 0 | 0 | 0 | 0 | 0 | 0 | 0 | 0
1979 | 12 | 6 | 0.05 | 0.05 | 0 | 0 | 0.05 | 0 | 0 | 0 | 0 | 0 | 0 | 0 | 0
1979 | 12 | 7 | 0 | 0 | 0 | 0 | 0 | 0 | 0 | 0 | 0 | 0 | 0 | 0 | 0
1979 | 12 | 8 | 0 | 0 | 0 | 0 | 0 | 0 | 0 | 0 | 0 | 0 | 0 | 0 | 0
1979 | 12 | 9 | 0 | 0 | 0 | 0 | 0 | 0 | 0 | 0 | 0 | 0 | 0 | 0 | 0
1979 | 12 | 10 | 0 | 0 | 0 | 0 | 0 | 0 | 0 | 0 | 0 | 0 | 0 | 0 | 0
1979 | 12 | 11 | 0 | 0 | 0 | 0 | 0 | 0 | 0 | 0 | 0 | 0 | 0 | 0 | 0
1979 | 12 | 12 | 0 | 0 | 0 | 0 | 0 | 0 | 0 | 0 | 0 | 0 | 0 | 0 | 0
1979 | 12 | 13 | 0.33 | 0.33 | 0.28 | 0 | 0.33 | 0.28 | 0 | 0 | 0 | 0 | 0 | 0 | 0
1979 | 12 | 14 | 0 | 0 | 0 | 0 | 0 | 0 | 0 | 0 | 0 | 0 | 0 | 0 | 0
1979 | 12 | 15 | 0 | 0 | 0 | 0 | 0 | 0 | 0 | 0 | 0 | 0 | 0 | 0 | 0
1979 | 12 | 16 | 0 | 0 | 0 | 0 | 0 | 0 | 0 | 0 | 0 | 0 | 0 | 0 | 0
1979 | 12 | 17 | 0 | 0 | 0 | 0 | 0 | 0 | 0 | 0 | 0 | 0 | 0 | 0 | 0
1979 | 12 | 18 | 0 | 0 | 0 | 0 | 0 | 0 | 0 | 0 | 0 | 0 | 0 | 0 | 0
1979 | 12 | 19 | 0 | 0 | 0 | 0 | 0 | 0 | 0 | 0 | 0 | 0 | 0 | 0 | 0
1979 | 12 | 20 | 0 | 0 | 0 | 0 | 0 | 0 | 0 | 0 | 0 | 0 | 0 | 0 | 0
1979 | 12 | 21 | 0 | 0 | 0 | 0 | 0 | 0 | 0 | 0 | 0 | 0 | 0 | 0 | 0
1979 | 12 | 22 | 0 | 0 | 0 | 0 | 0 | 0 | 0 | 0 | 0 | 0 | 0 | 0 | 0
1979 | 12 | 23 | 0 | 0 | 0 | 0 | 0 | 0 | 0 | 0 | 0 | 0 | 0 | 0 | 0
1979 | 12 | 24 | 0.09 | 0.09 | 0.04 | 0 | 0.09 | 0.04 | 0 | 0 | 0 | 0 | 0 | 0 | 0
1979 | 12 | 25 | 0.38 | 0.38 | 0.33 | 0 | 0.38 | 0.33 | 0 | 0 | 0 | 0 | 0 | 0 | 0
1979 | 12 | 26 | 0 | 0 | 0 | 0 | 0 | 0 | 0 | 0 | 0 | 0 | 0 | 0 | 0
1979 | 12 | 27 | 0 | 0 | 0 | 0 | 0 | 0 | 0 | 0 | 0 | 0 | 0 | 0 | 0
1979 | 12 | 28 | 0 | 0 | 0 | 0 | 0 | 0 | 0 | 0 | 0 | 0 | 0 | 0 | 0
1979 | 12 | 29 | 0 | 0 | 0 | 0 | 0 | 0 | 0 | 0 | 0 | 0 | 0 | 0 | 0
1979 | 12 | 30 | 0 | 0 | 0 | 0 | 0 | 0 | 0 | 0 | 0 | 0 | 0 | 0 | 0
1979 | 12 | 31 | 0 | 0 | 0 | 0 | 0 | 0 | 0 | 0 | 0 | 0 | 0 | 0 | 0
1980 | 1 | 1 | 0 | 0 | 0 | 0 | 0 | 0 | 0 | 0 | 0 | 0 | 0 | 0 | 0
1980 | 1 | 2 | 0 | 0 | 0 | 0 | 0 | 0 | 0 | 0 | 0 | 0 | 0 | 0 | 0
1980 | 1 | 3 | 0 | 0 | 0 | 0 | 0 | 0 | 0 | 0 | 0 | 0 | 0 | 0 | 0
1980 | 1 | 4 | 0.16 | 0.16 | 0.11 | 0 | 0.16 | 0.11 | 0 | 0 | 0 | 0 | 0 | 0 | 0
1980 | 1 | 5 | 0.39 | 0.39 | 0.34 | 0 | 0.39 | 0.34 | 0 | 0 | 0 | 0 | 0 | 0 | 0
1980 | 1 | 6 | 0 | 0 | 0 | 0 | 0 | 0 | 0 | 0 | 0 | 0 | 0 | 0 | 0
1980 | 1 | 7 | 0.02 | 0.02 | 0 | 0 | 0.02 | 0 | 0 | 0 | 0 | 0 | 0 | 0 | 0
1980 | 1 | 8 | 0 | 0 | 0 | 0 | 0 | 0 | 0 | 0 | 0 | 0 | 0 | 0 | 0
1980 | 1 | 9 | 0 | 0 | 0 | 0 | 0 | 0 | 0 | 0 | 0 | 0 | 0 | 0 | 0
1980 | 1 | 10 | 0 | 0 | 0 | 0 | 0 | 0 | 0 | 0 | 0 | 0 | 0 | 0 | 0
1980 | 1 | 11 | 0.52 | 0.52 | 0.47 | 0 | 0.52 | 0.47 | 0 | 0 | 0 | 0 | 0 | 0 | 0
1980 | 1 | 12 | 0 | 0 | 0 | 0 | 0 | 0 | 0 | 0 | 0 | 0 | 0 | 0 | 0
1980 | 1 | 13 | 0 | 0 | 0 | 0 | 0 | 0 | 0 | 0 | 0 | 0 | 0 | 0 | 0
1980 | 1 | 14 | 0.02 | 0.02 | 0 | 0 | 0.02 | 0 | 0 | 0 | 0 | 0 | 0 | 0 | 0
1980 | 1 | 15 | 0 | 0 | 0 | 0 | 0 | 0 | 0 | 0 | 0 | 0 | 0 | 0 | 0
1980 | 1 | 16 | 0 | 0 | 0 | 0 | 0 | 0 | 0 | 0 | 0 | 0 | 0 | 0 | 0
1980 | 1 | 17 | 0 | 0 | 0 | 0 | 0 | 0 | 0 | 0 | 0 | 0 | 0 | 0 | 0
1980 | 1 | 18 | 1.3 | 1 | 0.95 | 0 | 1 | 0.95 | 0 | 0 | 0 | 0 | 0 | 0 | 0
1980 | 1 | 19 | 0 | 0 | 0 | 0 | 0 | 0 | 0 | 0 | 0 | 0 | 0 | 0 | 0
1980 | 1 | 20 | 0 | 0 | 0 | 0 | 0 | 0 | 0 | 0 | 0 | 0 | 0 | 0 | 0
1980 | 1 | 21 | 0 | 0 | 0 | 0 | 0 | 0 | 0 | 0 | 0 | 0 | 0 | 0 | 0
1980 | 1 | 22 | 0.33 | 0.33 | 0.28 | 0 | 0.33 | 0.28 | 0 | 0 | 0 | 0 | 0 | 0 | 0
1980 | 1 | 23 | 0 | 0 | 0 | 0 | 0 | 0 | 0 | 0 | 0 | 0 | 0 | 0 | 0
1980 | 1 | 24 | 0 | 0 | 0 | 0 | 0 | 0 | 0 | 0 | 0 | 0 | 0 | 0 | 0
1980 | 1 | 25 | 0 | 0 | 0 | 0 | 0 | 0 | 0 | 0 | 0 | 0 | 0 | 0 | 0
1980 | 1 | 26 | 0 | 0 | 0 | 0 | 0 | 0 | 0 | 0 | 0 | 0 | 0 | 0 | 0
1980 | 1 | 27 | 0 | 0 | 0 | 0 | 0 | 0 | 0 | 0 | 0 | 0 | 0 | 0 | 0
1980 | 1 | 28 | 0 | 0 | 0 | 0 | 0 | 0 | 0 | 0 | 0 | 0 | 0 | 0 | 0
1980 | 1 | 29 | 0 | 0 | 0 | 0 | 0 | 0 | 0 | 0 | 0 | 0 | 0 | 0 | 0
1980 | 1 | 30 | 0 | 0 | 0 | 0 | 0 | 0 | 0 | 0 | 0 | 0 | 0 | 0 | 0
1980 | 1 | 31 | 0.11 | 0.11 | 0.06 | 0 | 0.11 | 0.06 | 0 | 0 | 0 | 0 | 0 | 0 | 0
1980 | 2 | 1 | 0 | 0 | 0 | 0 | 0 | 0 | 0 | 0 | 0 | 0 | 0 | 0 | 0
1980 | 2 | 2 | 0 | 0 | 0 | 0 | 0 | 0 | 0 | 0 | 0 | 0 | 0 | 0 | 0
1980 | 2 | 3 | 0 | 0 | 0 | 0 | 0 | 0 | 0 | 0 | 0 | 0 | 0 | 0 | 0
1980 | 2 | 4 | 0 | 0 | 0 | 0 | 0 | 0 | 0 | 0 | 0 | 0 | 0 | 0 | 0
1980 | 2 | 5 | 0 | 0 | 0 | 0 | 0 | 0 | 0 | 0 | 0 | 0 | 0 | 0 | 0
1980 | 2 | 6 | 0.03 | 0.03 | 0 | 0 | 0.03 | 0 | 0 | 0 | 0 | 0 | 0 | 0 | 0
1980 | 2 | 7 | 0.01 | 0.01 | 0 | 0 | 0.01 | 0 | 0 | 0 | 0 | 0 | 0 | 0 | 0
1980 | 2 | 8 | 0 | 0 | 0 | 0 | 0 | 0 | 0 | 0 | 0 | 0 | 0 | 0 | 0
1980 | 2 | 9 | 0.14 | 0.14 | 0.09 | 0 | 0.14 | 0.09 | 0 | 0 | 0 | 0 | 0 | 0 | 0
1980 | 2 | 10 | 0.02 | 0.02 | 0 | 0 | 0.02 | 0 | 0 | 0 | 0 | 0 | 0 | 0 | 0
1980 | 2 | 11 | 0 | 0 | 0 | 0 | 0 | 0 | 0 | 0 | 0 | 0 | 0 | 0 | 0
1980 | 2 | 12 | 0 | 0 | 0 | 0 | 0 | 0 | 0 | 0 | 0 | 0 | 0 | 0 | 0
1980 | 2 | 13 | 0 | 0 | 0 | 0 | 0 | 0 | 0 | 0 | 0 | 0 | 0 | 0 | 0
1980 | 2 | 14 | 0 | 0 | 0 | 0 | 0 | 0 | 0 | 0 | 0 | 0 | 0 | 0 | 0
1980 | 2 | 15 | 0 | 0 | 0 | 0 | 0 | 0 | 0 | 0 | 0 | 0 | 0 | 0 | 0
1980 | 2 | 16 | 0.2 | 0.2 | 0.15 | 0 | 0.2 | 0.15 | 0 | 0 | 0 | 0 | 0 | 0 | 0
1980 | 2 | 17 | 0 | 0 | 0 | 0 | 0 | 0 | 0 | 0 | 0 | 0 | 0 | 0 | 0
1980 | 2 | 18 | 0 | 0 | 0 | 0 | 0 | 0 | 0 | 0 | 0 | 0 | 0 | 0 | 0
1980 | 2 | 19 | 0 | 0 | 0 | 0 | 0 | 0 | 0 | 0 | 0 | 0 | 0 | 0 | 0
1980 | 2 | 20 | 0.03 | 0.03 | 0 | 0 | 0.03 | 0 | 0 | 0 | 0 | 0 | 0 | 0 | 0
1980 | 2 | 21 | 0.01 | 0.01 | 0 | 0 | 0.01 | 0 | 0 | 0 | 0 | 0 | 0 | 0 | 0
1980 | 2 | 22 | 0.26 | 0.26 | 0.21 | 0 | 0.26 | 0.21 | 0 | 0 | 0 | 0 | 0 | 0 | 0
1980 | 2 | 23 | 0.02 | 0.02 | 0 | 0 | 0.02 | 0 | 0 | 0 | 0 | 0 | 0 | 0 | 0
1980 | 2 | 24 | 0.05 | 0.05 | 0 | 0 | 0.05 | 0 | 0 | 0 | 0 | 0 | 0 | 0 | 0
1980 | 2 | 25 | 0.24 | 0.24 | 0.19 | 0 | 0.24 | 0.19 | 0 | 0 | 0 | 0 | 0 | 0 | 0
1980 | 2 | 26 | 0 | 0 | 0 | 0 | 0 | 0 | 0 | 0 | 0 | 0 | 0 | 0 | 0
1980 | 2 | 27 | 0 | 0 | 0 | 0 | 0 | 0 | 0 | 0 | 0 | 0 | 0 | 0 | 0
1980 | 2 | 28 | 0.15 | 0.15 | 0.1 | 0 | 0.15 | 0.1 | 0 | 0 | 0 | 0 | 0 | 0 | 0
1980 | 2 | 29 | 0 | 0 | 0 | 0 | 0 | 0 | 0 | 0 | 0 | 0 | 0 | 0 | 0
1980 | 3 | 1 | 0.3 | 0.3 | 0.25 | 0 | 0.3 | 0.25 | 0 | 0 | 0 | 0 | 0 | 0 | 0
1980 | 3 | 2 | 0.08 | 0.08 | 0.03 | 0 | 0.08 | 0.03 | 0 | 0 | 0 | 0 | 0 | 0 | 0
1980 | 3 | 3 | 0 | 0 | 0 | 0 | 0 | 0 | 0 | 0 | 0 | 0 | 0 | 0 | 0
1980 | 3 | 4 | 0.01 | 0.01 | 0 | 0 | 0.01 | 0 | 0 | 0 | 0 | 0 | 0 | 0 | 0
1980 | 3 | 5 | 0.16 | 0.16 | 0.11 | 0 | 0.16 | 0.11 | 0 | 0 | 0 | 0 | 0 | 0 | 0
1980 | 3 | 6 | 0 | 0 | 0 | 0 | 0 | 0 | 0 | 0 | 0 | 0 | 0 | 0 | 0
1980 | 3 | 7 | 0 | 0 | 0 | 0 | 0 | 0 | 0 | 0 | 0 | 0 | 0 | 0 | 0
1980 | 3 | 8 | 0 | 0 | 0 | 0 | 0 | 0 | 0 | 0 | 0 | 0 | 0 | 0 | 0
1980 | 3 | 9 | 0 | 0 | 0 | 0 | 0 | 0 | 0 | 0 | 0 | 0 | 0 | 0 | 0
1980 | 3 | 10 | 0.02 | 0.02 | 0 | 0 | 0.02 | 0 | 0 | 0 | 0 | 0 | 0 | 0 | 0
1980 | 3 | 11 | 0 | 0 | 0 | 0 | 0 | 0 | 0 | 0 | 0 | 0 | 0 | 0 | 0
1980 | 3 | 12 | 0 | 0 | 0 | 0 | 0 | 0 | 0 | 0 | 0 | 0 | 0 | 0 | 0
1980 | 3 | 13 | 1.16 | 1 | 0.95 | 0 | 1 | 0.95 | 0 | 0 | 0 | 0 | 0 | 0 | 0
1980 | 3 | 14 | 0.06 | 0.06 | 0.01 | 0 | 0.06 | 0.01 | 0 | 0 | 0 | 0 | 0 | 0 | 0
1980 | 3 | 15 | 0 | 0 | 0 | 0 | 0 | 0 | 0 | 0 | 0 | 0 | 0 | 0 | 0
1980 | 3 | 16 | 0 | 0 | 0 | 0 | 0 | 0 | 0 | 0 | 0 | 0 | 0 | 0 | 0
1980 | 3 | 17 | 0.08 | 0.08 | 0.03 | 0 | 0.08 | 0.03 | 0 | 0 | 0 | 0 | 0 | 0 | 0
1980 | 3 | 18 | 0.06 | 0.06 | 0.01 | 0 | 0.06 | 0.01 | 0 | 0 | 0 | 0 | 0 | 0 | 0
1980 | 3 | 19 | 0 | 0 | 0 | 0 | 0 | 0 | 0 | 0 | 0 | 0 | 0 | 0 | 0
1980 | 3 | 20 | 0 | 0 | 0 | 0 | 0 | 0 | 0 | 0 | 0 | 0 | 0 | 0 | 0
1980 | 3 | 21 | 0.91 | 0.91 | 0.86 | 0 | 0.91 | 0.86 | 0 | 0 | 0 | 0 | 0 | 0 | 0
1980 | 3 | 22 | 0 | 0 | 0 | 0 | 0 | 0 | 0 | 0 | 0 | 0 | 0 | 0 | 0
1980 | 3 | 23 | 0 | 0 | 0 | 0 | 0 | 0 | 0 | 0 | 0 | 0 | 0 | 0 | 0
1980 | 3 | 24 | 0.21 | 0.21 | 0.16 | 0 | 0.21 | 0.16 | 0 | 0 | 0 | 0 | 0 | 0 | 0
1980 | 3 | 25 | 0 | 0 | 0 | 0 | 0 | 0 | 0 | 0 | 0 | 0 | 0 | 0 | 0
1980 | 3 | 26 | 0 | 0 | 0 | 0 | 0 | 0 | 0 | 0 | 0 | 0 | 0 | 0 | 0
1980 | 3 | 27 | 0 | 0 | 0 | 0 | 0 | 0 | 0 | 0 | 0 | 0 | 0 | 0 | 0
1980 | 3 | 28 | 0.72 | 0.72 | 0.67 | 0 | 0.72 | 0.67 | 0 | 0 | 0 | 0 | 0 | 0 | 0
1980 | 3 | 29 | 0.54 | 0.54 | 0.49 | 0 | 0.54 | 0.49 | 0 | 0 | 0 | 0 | 0 | 0 | 0
1980 | 3 | 30 | 0.18 | 0.18 | 0.13 | 0 | 0.18 | 0.13 | 0 | 0 | 0 | 0 | 0 | 0 | 0
1980 | 3 | 31 | 0.55 | 0.55 | 0.5 | 0 | 0.55 | 0.5 | 0 | 0 | 0 | 0 | 0 | 0 | 0
1980 | 4 | 1 | 0 | 0 | 0 | 0 | 0 | 0 | 0 | 0 | 0 | 0 | 0 | 0 | 0
1980 | 4 | 2 | 0 | 0 | 0 | 0 | 0 | 0 | 0 | 0 | 0 | 0 | 0 | 0 | 0
1980 | 4 | 3 | 0 | 0 | 0 | 0 | 0 | 0 | 0 | 0 | 0 | 0 | 0 | 0 | 0
1980 | 4 | 4 | 0.23 | 0.23 | 0.18 | 0 | 0.23 | 0.18 | 0 | 0 | 0 | 0 | 0 | 0 | 0
1980 | 4 | 5 | 0 | 0 | 0 | 0 | 0 | 0 | 0 | 0 | 0 | 0 | 0 | 0 | 0
1980 | 4 | 6 | 0 | 0 | 0 | 0 | 0 | 0 | 0 | 0 | 0 | 0 | 0 | 0 | 0
1980 | 4 | 7 | 0 | 0 | 0 | 0 | 0 | 0 | 0 | 0 | 0 | 0 | 0 | 0 | 0
1980 | 4 | 8 | 0.05 | 0.05 | 0 | 0 | 0.05 | 0 | 0 | 0 | 0 | 0 | 0 | 0 | 0
1980 | 4 | 9 | 0.73 | 0.73 | 0.68 | 0 | 0.73 | 0.68 | 0 | 0 | 0 | 0 | 0 | 0 | 0
1980 | 4 | 10 | 0 | 0 | 0 | 0 | 0 | 0 | 0 | 0 | 0 | 0 | 0 | 0 | 0
1980 | 4 | 11 | 0 | 0 | 0 | 0 | 0 | 0 | 0 | 0 | 0 | 0 | 0 | 0 | 0
1980 | 4 | 12 | 0 | 0 | 0 | 0 | 0 | 0 | 0 | 0 | 0 | 0 | 0 | 0 | 0
1980 | 4 | 13 | 0 | 0 | 0 | 0 | 0 | 0 | 0 | 0 | 0 | 0 | 0 | 0 | 0
1980 | 4 | 14 | 0.41 | 0.41 | 0.36 | 0 | 0.41 | 0.36 | 0 | 0 | 0 | 0 | 0 | 0 | 0
1980 | 4 | 15 | 0 | 0 | 0 | 0 | 0 | 0 | 0 | 0 | 0 | 0 | 0 | 0 | 0
1980 | 4 | 16 | 0 | 0 | 0 | 0 | 0 | 0 | 0 | 0 | 0 | 0 | 0 | 0 | 0
1980 | 4 | 17 | 0 | 0 | 0 | 0 | 0 | 0 | 0 | 0 | 0 | 0 | 0 | 0 | 0
1980 | 4 | 18 | 0 | 0 | 0 | 0 | 0 | 0 | 0 | 0 | 0 | 0 | 0 | 0 | 0
1980 | 4 | 19 | 0 | 0 | 0 | 0 | 0 | 0 | 0 | 0 | 0 | 0 | 0 | 0 | 0
1980 | 4 | 20 | 0 | 0 | 0 | 0 | 0 | 0 | 0 | 0 | 0 | 0 | 0 | 0 | 0
1980 | 4 | 21 | 0 | 0 | 0 | 0 | 0 | 0 | 0 | 0 | 0 | 0 | 0 | 0 | 0
1980 | 4 | 22 | 0 | 0 | 0 | 0 | 0 | 0 | 0 | 0 | 0 | 0 | 0 | 0 | 0
1980 | 4 | 23 | 0 | 0 | 0 | 0 | 0 | 0 | 0 | 0 | 0 | 0 | 0 | 0 | 0
1980 | 4 | 24 | 0.15 | 0.15 | 0.1 | 0 | 0.15 | 0.1 | 0 | 0 | 0 | 0 | 0 | 0 | 0
1980 | 4 | 25 | 0 | 0 | 0 | 0 | 0 | 0 | 0 | 0 | 0 | 0 | 0 | 0 | 0
1980 | 4 | 26 | 0.45 | 0.45 | 0.4 | 0 | 0.45 | 0.4 | 0 | 0 | 0 | 0 | 0 | 0 | 0
1980 | 4 | 27 | 0.79 | 0.79 | 0.74 | 0 | 0.79 | 0.74 | 0 | 0 | 0 | 0 | 0 | 0 | 0
1980 | 4 | 28 | 0.28 | 0.28 | 0.23 | 0 | 0.28 | 0.23 | 0 | 0 | 0 | 0 | 0 | 0 | 0
1980 | 4 | 29 | 0.09 | 0.09 | 0.04 | 0 | 0.09 | 0.04 | 0 | 0 | 0 | 0 | 0 | 0 | 0
1980 | 4 | 30 | 0.1 | 0.1 | 0.05 | 0 | 0.1 | 0.05 | 0 | 0 | 0 | 0 | 0 | 0 | 0
1980 | 5 | 1 | 0.19 | 0.19 | 0.14 | 0 | 0.19 | 0.14 | 0 | 0 | 0 | 0 | 0 | 0 | 0
1980 | 5 | 2 | 0.14 | 0.14 | 0.09 | 0 | 0.14 | 0.09 | 0 | 0 | 0 | 0 | 0 | 0 | 0
1980 | 5 | 3 | 0 | 0 | 0 | 0 | 0 | 0 | 0 | 0 | 0 | 0 | 0 | 0 | 0
1980 | 5 | 4 | 0 | 0 | 0 | 0 | 0 | 0 | 0 | 0 | 0 | 0 | 0 | 0 | 0
1980 | 5 | 5 | 0 | 0 | 0 | 0 | 0 | 0 | 0 | 0 | 0 | 0 | 0 | 0 | 0
1980 | 5 | 6 | 0 | 0 | 0 | 0 | 0 | 0 | 0 | 0 | 0 | 0 | 0 | 0 | 0
1980 | 5 | 7 | 0.05 | 0.05 | 0 | 0 | 0.05 | 0 | 0 | 0 | 0 | 0 | 0 | 0 | 0
1980 | 5 | 8 | 0.05 | 0.05 | 0 | 0 | 0.05 | 0 | 0 | 0 | 0 | 0 | 0 | 0 | 0
1980 | 5 | 9 | 0 | 0 | 0 | 0 | 0 | 0 | 0 | 0 | 0 | 0 | 0 | 0 | 0
1980 | 5 | 10 | 0 | 0 | 0 | 0 | 0 | 0 | 0 | 0 | 0 | 0 | 0 | 0 | 0
1980 | 5 | 11 | 0.03 | 0.03 | 0 | 0 | 0.03 | 0 | 0 | 0 | 0 | 0 | 0 | 0 | 0
1980 | 5 | 12 | 0 | 0 | 0 | 0 | 0 | 0 | 0 | 0 | 0 | 0 | 0 | 0 | 0
1980 | 5 | 13 | 0.06 | 0.06 | 0.01 | 0 | 0.06 | 0.01 | 0 | 0 | 0 | 0 | 0 | 0 | 0
1980 | 5 | 14 | 0 | 0 | 0 | 0 | 0 | 0 | 0 | 0 | 0 | 0 | 0 | 0 | 0
1980 | 5 | 15 | 0 | 0 | 0 | 0 | 0 | 0 | 0 | 0 | 0 | 0 | 0 | 0 | 0
1980 | 5 | 16 | 0 | 0 | 0 | 0 | 0 | 0 | 0 | 0 | 0 | 0 | 0 | 0 | 0
1980 | 5 | 17 | 0 | 0 | 0 | 0 | 0 | 0 | 0 | 0 | 0 | 0 | 0 | 0 | 0
1980 | 5 | 18 | 0.97 | 0.97 | 0.92 | 0 | 0.97 | 0.92 | 0 | 0 | 0 | 0 | 0 | 0 | 0
1980 | 5 | 19 | 0.25 | 0.25 | 0.2 | 0 | 0.25 | 0.2 | 0 | 0 | 0 | 0 | 0 | 0 | 0
1980 | 5 | 20 | 0.48 | 0.48 | 0.43 | 0 | 0.48 | 0.43 | 0 | 0 | 0 | 0 | 0 | 0 | 0
1980 | 5 | 21 | 0.28 | 0.28 | 0.23 | 0 | 0.28 | 0.23 | 0 | 0 | 0 | 0 | 0 | 0 | 0
1980 | 5 | 22 | 0 | 0 | 0 | 0 | 0 | 0 | 0 | 0 | 0 | 0 | 0 | 0 | 0
1980 | 5 | 23 | 0 | 0 | 0 | 0 | 0 | 0 | 0 | 0 | 0 | 0 | 0 | 0 | 0
1980 | 5 | 24 | 0.11 | 0.11 | 0.06 | 0 | 0.11 | 0.06 | 0 | 0 | 0 | 0 | 0 | 0 | 0
1980 | 5 | 25 | 0.03 | 0.03 | 0 | 0 | 0.03 | 0 | 0 | 0 | 0 | 0 | 0 | 0 | 0
1980 | 5 | 26 | 0 | 0 | 0 | 0 | 0 | 0 | 0 | 0 | 0 | 0 | 0 | 0 | 0
1980 | 5 | 27 | 0 | 0 | 0 | 0 | 0 | 0 | 0 | 0 | 0 | 0 | 0 | 0 | 0
1980 | 5 | 28 | 0 | 0 | 0 | 0 | 0 | 0 | 0 | 0 | 0 | 0 | 0 | 0 | 0
1980 | 5 | 29 | 0 | 0 | 0 | 0 | 0 | 0 | 0 | 0 | 0 | 0 | 0 | 0 | 0
1980 | 5 | 30 | 0 | 0 | 0 | 0 | 0 | 0 | 0 | 0 | 0 | 0 | 0 | 0 | 0
1980 | 5 | 31 | 0 | 0 | 0 | 0 | 0 | 0 | 0 | 0 | 0 | 0 | 0 | 0 | 0
1980 | 6 | 1 | 0.01 | 0.01 | 0 | 0 | 0.01 | 0 | 0 | 0 | 0 | 0 | 0 | 0 | 0
1980 | 6 | 2 | 0 | 0 | 0 | 0 | 0 | 0 | 0 | 0 | 0 | 0 | 0 | 0 | 0
1980 | 6 | 3 | 0.18 | 0.18 | 0.13 | 0 | 0.18 | 0.13 | 0 | 0 | 0 | 0 | 0 | 0 | 0
1980 | 6 | 4 | 0 | 0 | 0 | 0 | 0 | 0 | 0 | 0 | 0 | 0 | 0 | 0 | 0
1980 | 6 | 5 | 0 | 0 | 0 | 0 | 0 | 0 | 0 | 0 | 0 | 0 | 0 | 0 | 0
1980 | 6 | 6 | 0.55 | 0.55 | 0.5 | 0 | 0.55 | 0.5 | 0 | 0 | 0 | 0 | 0 | 0 | 0
1980 | 6 | 7 | 0.11 | 0.11 | 0.06 | 0 | 0.11 | 0.06 | 0 | 0 | 0 | 0 | 0 | 0 | 0
1980 | 6 | 8 | 0 | 0 | 0 | 0 | 0 | 0 | 0 | 0 | 0 | 0 | 0 | 0 | 0
1980 | 6 | 9 | 0.01 | 0.01 | 0 | 0 | 0.01 | 0 | 0 | 0 | 0 | 0 | 0 | 0 | 0
1980 | 6 | 10 | 0.08 | 0.08 | 0.03 | 0 | 0.08 | 0.03 | 0 | 0 | 0 | 0 | 0 | 0 | 0
1980 | 6 | 11 | 0 | 0 | 0 | 0 | 0 | 0 | 0 | 0 | 0 | 0 | 0 | 0 | 0
1980 | 6 | 12 | 0 | 0 | 0 | 0 | 0 | 0 | 0 | 0 | 0 | 0 | 0 | 0 | 0
1980 | 6 | 13 | 0 | 0 | 0 | 0 | 0 | 0 | 0 | 0 | 0 | 0 | 0 | 0 | 0
1980 | 6 | 14 | 0 | 0 | 0 | 0 | 0 | 0 | 0 | 0 | 0 | 0 | 0 | 0 | 0
1980 | 6 | 15 | 0.31 | 0.31 | 0.26 | 0 | 0.31 | 0.26 | 0 | 0 | 0 | 0 | 0 | 0 | 0
1980 | 6 | 16 | 0.12 | 0.12 | 0.07 | 0 | 0.12 | 0.07 | 0 | 0 | 0 | 0 | 0 | 0 | 0
1980 | 6 | 17 | 0 | 0 | 0 | 0 | 0 | 0 | 0 | 0 | 0 | 0 | 0 | 0 | 0
1980 | 6 | 18 | 0 | 0 | 0 | 0 | 0 | 0 | 0 | 0 | 0 | 0 | 0 | 0 | 0
1980 | 6 | 19 | 0 | 0 | 0 | 0 | 0 | 0 | 0 | 0 | 0 | 0 | 0 | 0 | 0
1980 | 6 | 20 | 0 | 0 | 0 | 0 | 0 | 0 | 0 | 0 | 0 | 0 | 0 | 0 | 0
1980 | 6 | 21 | 0 | 0 | 0 | 0 | 0 | 0 | 0 | 0 | 0 | 0 | 0 | 0 | 0
1980 | 6 | 22 | 0 | 0 | 0 | 0 | 0 | 0 | 0 | 0 | 0 | 0 | 0 | 0 | 0
1980 | 6 | 23 | 0 | 0 | 0 | 0 | 0 | 0 | 0 | 0 | 0 | 0 | 0 | 0 | 0
1980 | 6 | 24 | 0 | 0 | 0 | 0 | 0 | 0 | 0 | 0 | 0 | 0 | 0 | 0 | 0
1980 | 6 | 25 | 0 | 0 | 0 | 0 | 0 | 0 | 0 | 0 | 0 | 0 | 0 | 0 | 0
1980 | 6 | 26 | 0 | 0 | 0 | 0 | 0 | 0 | 0 | 0 | 0 | 0 | 0 | 0 | 0
1980 | 6 | 27 | 0 | 0 | 0 | 0 | 0 | 0 | 0 | 0 | 0 | 0 | 0 | 0 | 0
1980 | 6 | 28 | 0 | 0 | 0 | 0 | 0 | 0 | 0 | 0 | 0 | 0 | 0 | 0 | 0
1980 | 6 | 29 | 0.31 | 0.31 | 0.26 | 0 | 0.31 | 0.26 | 0 | 0 | 0 | 0 | 0 | 0 | 0
1980 | 6 | 30 | 0 | 0 | 0 | 0 | 0 | 0 | 0 | 0 | 0 | 0 | 0 | 0 | 0
1980 | 7 | 1 | 0 | 0 | 0 | 0 | 0 | 0 | 0 | 0 | 0 | 0 | 0 | 0 | 0
1980 | 7 | 2 | 0 | 0 | 0 | 0 | 0 | 0 | 0 | 0 | 0 | 0 | 0 | 0 | 0
1980 | 7 | 3 | 0.53 | 0.53 | 0.48 | 0 | 0.53 | 0.48 | 0 | 0 | 0 | 0 | 0 | 0 | 0
1980 | 7 | 4 | 0 | 0 | 0 | 0 | 0 | 0 | 0 | 0 | 0 | 0 | 0 | 0 | 0
1980 | 7 | 5 | 0.19 | 0.19 | 0.14 | 0 | 0.19 | 0.14 | 0 | 0 | 0 | 0 | 0 | 0 | 0
1980 | 7 | 6 | 0.01 | 0.01 | 0 | 0 | 0.01 | 0 | 0 | 0 | 0 | 0 | 0 | 0 | 0
1980 | 7 | 7 | 0 | 0 | 0 | 0 | 0 | 0 | 0 | 0 | 0 | 0 | 0 | 0 | 0
1980 | 7 | 8 | 0.53 | 0.53 | 0.48 | 0 | 0.53 | 0.48 | 0 | 0 | 0 | 0 | 0 | 0 | 0
1980 | 7 | 9 | 0.01 | 0.01 | 0 | 0 | 0.01 | 0 | 0 | 0 | 0 | 0 | 0 | 0 | 0
1980 | 7 | 10 | 0 | 0 | 0 | 0 | 0 | 0 | 0 | 0 | 0 | 0 | 0 | 0 | 0
1980 | 7 | 11 | 0 | 0 | 0 | 0 | 0 | 0 | 0 | 0 | 0 | 0 | 0 | 0 | 0
1980 | 7 | 12 | 0.01 | 0.01 | 0 | 0 | 0.01 | 0 | 0 | 0 | 0 | 0 | 0 | 0 | 0
1980 | 7 | 13 | 0 | 0 | 0 | 0 | 0 | 0 | 0 | 0 | 0 | 0 | 0 | 0 | 0
1980 | 7 | 14 | 0 | 0 | 0 | 0 | 0 | 0 | 0 | 0 | 0 | 0 | 0 | 0 | 0
1980 | 7 | 15 | 0 | 0 | 0 | 0 | 0 | 0 | 0 | 0 | 0 | 0 | 0 | 0 | 0
1980 | 7 | 16 | 0 | 0 | 0 | 0 | 0 | 0 | 0 | 0 | 0 | 0 | 0 | 0 | 0
1980 | 7 | 17 | 1.02 | 1 | 0.95 | 0 | 1 | 0.95 | 0 | 0 | 0 | 0 | 0 | 0 | 0
1980 | 7 | 18 | 0 | 0 | 0 | 0 | 0 | 0 | 0 | 0 | 0 | 0 | 0 | 0 | 0
1980 | 7 | 19 | 0 | 0 | 0 | 0 | 0 | 0 | 0 | 0 | 0 | 0 | 0 | 0 | 0
1980 | 7 | 20 | 0 | 0 | 0 | 0 | 0 | 0 | 0 | 0 | 0 | 0 | 0 | 0 | 0
1980 | 7 | 21 | 0.11 | 0.11 | 0.06 | 0 | 0.11 | 0.06 | 0 | 0 | 0 | 0 | 0 | 0 | 0
1980 | 7 | 22 | 1.34 | 1 | 0.95 | 0 | 1 | 0.95 | 0 | 0 | 0 | 0 | 0 | 0 | 0
1980 | 7 | 23 | 0.07 | 0.07 | 0.02 | 0 | 0.07 | 0.02 | 0 | 0 | 0 | 0 | 0 | 0 | 0
1980 | 7 | 24 | 0 | 0 | 0 | 0 | 0 | 0 | 0 | 0 | 0 | 0 | 0 | 0 | 0
1980 | 7 | 25 | 0 | 0 | 0 | 0 | 0 | 0 | 0 | 0 | 0 | 0 | 0 | 0 | 0
1980 | 7 | 26 | 0 | 0 | 0 | 0 | 0 | 0 | 0 | 0 | 0 | 0 | 0 | 0 | 0
1980 | 7 | 27 | 0 | 0 | 0 | 0 | 0 | 0 | 0 | 0 | 0 | 0 | 0 | 0 | 0
1980 | 7 | 28 | 0 | 0 | 0 | 0 | 0 | 0 | 0 | 0 | 0 | 0 | 0 | 0 | 0
1980 | 7 | 29 | 0.04 | 0.04 | 0 | 0 | 0.04 | 0 | 0 | 0 | 0 | 0 | 0 | 0 | 0
1980 | 7 | 30 | 0 | 0 | 0 | 0 | 0 | 0 | 0 | 0 | 0 | 0 | 0 | 0 | 0
1980 | 7 | 31 | 0 | 0 | 0 | 0 | 0 | 0 | 0 | 0 | 0 | 0 | 0 | 0 | 0
1980 | 8 | 1 | 0.01 | 0.01 | 0 | 0 | 0.01 | 0 | 0 | 0 | 0 | 0 | 0 | 0 | 0
1980 | 8 | 2 | 0 | 0 | 0 | 0 | 0 | 0 | 0 | 0 | 0 | 0 | 0 | 0 | 0
1980 | 8 | 3 | 0.24 | 0.24 | 0.19 | 0 | 0.24 | 0.19 | 0 | 0 | 0 | 0 | 0 | 0 | 0
1980 | 8 | 4 | 0 | 0 | 0 | 0 | 0 | 0 | 0 | 0 | 0 | 0 | 0 | 0 | 0
1980 | 8 | 5 | 0.1 | 0.1 | 0.05 | 0 | 0.1 | 0.05 | 0 | 0 | 0 | 0 | 0 | 0 | 0
1980 | 8 | 6 | 0 | 0 | 0 | 0 | 0 | 0 | 0 | 0 | 0 | 0 | 0 | 0 | 0
1980 | 8 | 7 | 0 | 0 | 0 | 0 | 0 | 0 | 0 | 0 | 0 | 0 | 0 | 0 | 0
1980 | 8 | 8 | 0 | 0 | 0 | 0 | 0 | 0 | 0 | 0 | 0 | 0 | 0 | 0 | 0
1980 | 8 | 9 | 0 | 0 | 0 | 0 | 0 | 0 | 0 | 0 | 0 | 0 | 0 | 0 | 0
1980 | 8 | 10 | 0.01 | 0.01 | 0 | 0 | 0.01 | 0 | 0 | 0 | 0 | 0 | 0 | 0 | 0
1980 | 8 | 11 | 0 | 0 | 0 | 0 | 0 | 0 | 0 | 0 | 0 | 0 | 0 | 0 | 0
1980 | 8 | 12 | 0 | 0 | 0 | 0 | 0 | 0 | 0 | 0 | 0 | 0 | 0 | 0 | 0
1980 | 8 | 13 | 0 | 0 | 0 | 0 | 0 | 0 | 0 | 0 | 0 | 0 | 0 | 0 | 0
1980 | 8 | 14 | 0 | 0 | 0 | 0 | 0 | 0 | 0 | 0 | 0 | 0 | 0 | 0 | 0
1980 | 8 | 15 | 0.52 | 0.52 | 0.47 | 0 | 0.52 | 0.47 | 0 | 0 | 0 | 0 | 0 | 0 | 0
1980 | 8 | 16 | 0 | 0 | 0 | 0 | 0 | 0 | 0 | 0 | 0 | 0 | 0 | 0 | 0
1980 | 8 | 17 | 0 | 0 | 0 | 0 | 0 | 0 | 0 | 0 | 0 | 0 | 0 | 0 | 0
1980 | 8 | 18 | 0.22 | 0.22 | 0.17 | 0 | 0.22 | 0.17 | 0 | 0 | 0 | 0 | 0 | 0 | 0
1980 | 8 | 19 | 0.01 | 0.01 | 0 | 0 | 0.01 | 0 | 0 | 0 | 0 | 0 | 0 | 0 | 0
1980 | 8 | 20 | 0 | 0 | 0 | 0 | 0 | 0 | 0 | 0 | 0 | 0 | 0 | 0 | 0
1980 | 8 | 21 | 0 | 0 | 0 | 0 | 0 | 0 | 0 | 0 | 0 | 0 | 0 | 0 | 0
1980 | 8 | 22 | 0 | 0 | 0 | 0 | 0 | 0 | 0 | 0 | 0 | 0 | 0 | 0 | 0
1980 | 8 | 23 | 0 | 0 | 0 | 0 | 0 | 0 | 0 | 0 | 0 | 0 | 0 | 0 | 0
1980 | 8 | 24 | 0 | 0 | 0 | 0 | 0 | 0 | 0 | 0 | 0 | 0 | 0 | 0 | 0
1980 | 8 | 25 | 0 | 0 | 0 | 0 | 0 | 0 | 0 | 0 | 0 | 0 | 0 | 0 | 0
1980 | 8 | 26 | 0 | 0 | 0 | 0 | 0 | 0 | 0 | 0 | 0 | 0 | 0 | 0 | 0
1980 | 8 | 27 | 0 | 0 | 0 | 0 | 0 | 0 | 0 | 0 | 0 | 0 | 0 | 0 | 0
1980 | 8 | 28 | 0 | 0 | 0 | 0 | 0 | 0 | 0 | 0 | 0 | 0 | 0 | 0 | 0
1980 | 8 | 29 | 0 | 0 | 0 | 0 | 0 | 0 | 0 | 0 | 0 | 0 | 0 | 0 | 0
1980 | 8 | 30 | 0 | 0 | 0 | 0 | 0 | 0 | 0 | 0 | 0 | 0 | 0 | 0 | 0
1980 | 8 | 31 | 0 | 0 | 0 | 0 | 0 | 0 | 0 | 0 | 0 | 0 | 0 | 0 | 0
1980 | 9 | 1 | 0 | 0 | 0 | 0 | 0 | 0 | 0 | 0 | 0 | 0 | 0 | 0 | 0
1980 | 9 | 2 | 0 | 0 | 0 | 0 | 0 | 0 | 0 | 0 | 0 | 0 | 0 | 0 | 0
1980 | 9 | 3 | 0 | 0 | 0 | 0 | 0 | 0 | 0 | 0 | 0 | 0 | 0 | 0 | 0
1980 | 9 | 4 | 0 | 0 | 0 | 0 | 0 | 0 | 0 | 0 | 0 | 0 | 0 | 0 | 0
1980 | 9 | 5 | 0 | 0 | 0 | 0 | 0 | 0 | 0 | 0 | 0 | 0 | 0 | 0 | 0
1980 | 9 | 6 | 0.04 | 0.04 | 0 | 0 | 0.04 | 0 | 0 | 0 | 0 | 0 | 0 | 0 | 0
1980 | 9 | 7 | 0 | 0 | 0 | 0 | 0 | 0 | 0 | 0 | 0 | 0 | 0 | 0 | 0
1980 | 9 | 8 | 0 | 0 | 0 | 0 | 0 | 0 | 0 | 0 | 0 | 0 | 0 | 0 | 0
1980 | 9 | 9 | 0 | 0 | 0 | 0 | 0 | 0 | 0 | 0 | 0 | 0 | 0 | 0 | 0
1980 | 9 | 10 | 0.32 | 0.32 | 0.27 | 0 | 0.32 | 0.27 | 0 | 0 | 0 | 0 | 0 | 0 | 0
1980 | 9 | 11 | 0 | 0 | 0 | 0 | 0 | 0 | 0 | 0 | 0 | 0 | 0 | 0 | 0
1980 | 9 | 12 | 0 | 0 | 0 | 0 | 0 | 0 | 0 | 0 | 0 | 0 | 0 | 0 | 0
1980 | 9 | 13 | 0 | 0 | 0 | 0 | 0 | 0 | 0 | 0 | 0 | 0 | 0 | 0 | 0
1980 | 9 | 14 | 0.52 | 0.52 | 0.47 | 0 | 0.52 | 0.47 | 0 | 0 | 0 | 0 | 0 | 0 | 0
1980 | 9 | 15 | 0 | 0 | 0 | 0 | 0 | 0 | 0 | 0 | 0 | 0 | 0 | 0 | 0
1980 | 9 | 16 | 0 | 0 | 0 | 0 | 0 | 0 | 0 | 0 | 0 | 0 | 0 | 0 | 0
1980 | 9 | 17 | 0.06 | 0.06 | 0.01 | 0 | 0.06 | 0.01 | 0 | 0 | 0 | 0 | 0 | 0 | 0
1980 | 9 | 18 | 0.02 | 0.02 | 0 | 0 | 0.02 | 0 | 0 | 0 | 0 | 0 | 0 | 0 | 0
1980 | 9 | 19 | 0 | 0 | 0 | 0 | 0 | 0 | 0 | 0 | 0 | 0 | 0 | 0 | 0
1980 | 9 | 20 | 0 | 0 | 0 | 0 | 0 | 0 | 0 | 0 | 0 | 0 | 0 | 0 | 0
1980 | 9 | 21 | 0 | 0 | 0 | 0 | 0 | 0 | 0 | 0 | 0 | 0 | 0 | 0 | 0
1980 | 9 | 22 | 0 | 0 | 0 | 0 | 0 | 0 | 0 | 0 | 0 | 0 | 0 | 0 | 0
1980 | 9 | 23 | 0 | 0 | 0 | 0 | 0 | 0 | 0 | 0 | 0 | 0 | 0 | 0 | 0
1980 | 9 | 24 | 0 | 0 | 0 | 0 | 0 | 0 | 0 | 0 | 0 | 0 | 0 | 0 | 0
1980 | 9 | 25 | 0.94 | 0.94 | 0.89 | 0 | 0.94 | 0.89 | 0 | 0 | 0 | 0 | 0 | 0 | 0
1980 | 9 | 26 | 0 | 0 | 0 | 0 | 0 | 0 | 0 | 0 | 0 | 0 | 0 | 0 | 0
1980 | 9 | 27 | 0 | 0 | 0 | 0 | 0 | 0 | 0 | 0 | 0 | 0 | 0 | 0 | 0
1980 | 9 | 28 | 0 | 0 | 0 | 0 | 0 | 0 | 0 | 0 | 0 | 0 | 0 | 0 | 0
1980 | 9 | 29 | 0 | 0 | 0 | 0 | 0 | 0 | 0 | 0 | 0 | 0 | 0 | 0 | 0
1980 | 9 | 30 | 0 | 0 | 0 | 0 | 0 | 0 | 0 | 0 | 0 | 0 | 0 | 0 | 0
1980 | 10 | 1 | 0 | 0 | 0 | 0 | 0 | 0 | 0 | 0 | 0 | 0 | 0 | 0 | 0
1980 | 10 | 2 | 0.28 | 0.28 | 0.23 | 0 | 0.28 | 0.23 | 0 | 0 | 0 | 0 | 0 | 0 | 0
1980 | 10 | 3 | 0.33 | 0.33 | 0.28 | 0 | 0.33 | 0.28 | 0 | 0 | 0 | 0 | 0 | 0 | 0
1980 | 10 | 4 | 0 | 0 | 0 | 0 | 0 | 0 | 0 | 0 | 0 | 0 | 0 | 0 | 0
1980 | 10 | 5 | 0 | 0 | 0 | 0 | 0 | 0 | 0 | 0 | 0 | 0 | 0 | 0 | 0
1980 | 10 | 6 | 0 | 0 | 0 | 0 | 0 | 0 | 0 | 0 | 0 | 0 | 0 | 0 | 0
1980 | 10 | 7 | 0 | 0 | 0 | 0 | 0 | 0 | 0 | 0 | 0 | 0 | 0 | 0 | 0
1980 | 10 | 8 | 0 | 0 | 0 | 0 | 0 | 0 | 0 | 0 | 0 | 0 | 0 | 0 | 0
1980 | 10 | 9 | 0 | 0 | 0 | 0 | 0 | 0 | 0 | 0 | 0 | 0 | 0 | 0 | 0
1980 | 10 | 10 | 0 | 0 | 0 | 0 | 0 | 0 | 0 | 0 | 0 | 0 | 0 | 0 | 0
1980 | 10 | 11 | 0 | 0 | 0 | 0 | 0 | 0 | 0 | 0 | 0 | 0 | 0 | 0 | 0
1980 | 10 | 12 | 0 | 0 | 0 | 0 | 0 | 0 | 0 | 0 | 0 | 0 | 0 | 0 | 0
1980 | 10 | 13 | 0 | 0 | 0 | 0 | 0 | 0 | 0 | 0 | 0 | 0 | 0 | 0 | 0
1980 | 10 | 14 | 0 | 0 | 0 | 0 | 0 | 0 | 0 | 0 | 0 | 0 | 0 | 0 | 0
1980 | 10 | 15 | 0 | 0 | 0 | 0 | 0 | 0 | 0 | 0 | 0 | 0 | 0 | 0 | 0
1980 | 10 | 16 | 0 | 0 | 0 | 0 | 0 | 0 | 0 | 0 | 0 | 0 | 0 | 0 | 0
1980 | 10 | 17 | 0 | 0 | 0 | 0 | 0 | 0 | 0 | 0 | 0 | 0 | 0 | 0 | 0
1980 | 10 | 18 | 0.33 | 0.33 | 0.28 | 0 | 0.33 | 0.28 | 0 | 0 | 0 | 0 | 0 | 0 | 0
1980 | 10 | 19 | 0.02 | 0.02 | 0 | 0 | 0.02 | 0 | 0 | 0 | 0 | 0 | 0 | 0 | 0
1980 | 10 | 20 | 0 | 0 | 0 | 0 | 0 | 0 | 0 | 0 | 0 | 0 | 0 | 0 | 0
1980 | 10 | 21 | 0 | 0 | 0 | 0 | 0 | 0 | 0 | 0 | 0 | 0 | 0 | 0 | 0
1980 | 10 | 22 | 0 | 0 | 0 | 0 | 0 | 0 | 0 | 0 | 0 | 0 | 0 | 0 | 0
1980 | 10 | 23 | 0 | 0 | 0 | 0 | 0 | 0 | 0 | 0 | 0 | 0 | 0 | 0 | 0
1980 | 10 | 24 | 0 | 0 | 0 | 0 | 0 | 0 | 0 | 0 | 0 | 0 | 0 | 0 | 0
1980 | 10 | 25 | 1.61 | 1 | 0.95 | 0 | 1 | 0.95 | 0 | 0 | 0 | 0 | 0 | 0 | 0
1980 | 10 | 26 | 0 | 0 | 0 | 0 | 0 | 0 | 0 | 0 | 0 | 0 | 0 | 0 | 0
1980 | 10 | 27 | 0 | 0 | 0 | 0 | 0 | 0 | 0 | 0 | 0 | 0 | 0 | 0 | 0
1980 | 10 | 28 | 0.02 | 0.02 | 0 | 0 | 0.02 | 0 | 0 | 0 | 0 | 0 | 0 | 0 | 0
1980 | 10 | 29 | 0 | 0 | 0 | 0 | 0 | 0 | 0 | 0 | 0 | 0 | 0 | 0 | 0
1980 | 10 | 30 | 0 | 0 | 0 | 0 | 0 | 0 | 0 | 0 | 0 | 0 | 0 | 0 | 0
1980 | 10 | 31 | 0 | 0 | 0 | 0 | 0 | 0 | 0 | 0 | 0 | 0 | 0 | 0 | 0
1980 | 11 | 1 | 0 | 0 | 0 | 0 | 0 | 0 | 0 | 0 | 0 | 0 | 0 | 0 | 0
1980 | 11 | 2 | 0 | 0 | 0 | 0 | 0 | 0 | 0 | 0 | 0 | 0 | 0 | 0 | 0
1980 | 11 | 3 | 0 | 0 | 0 | 0 | 0 | 0 | 0 | 0 | 0 | 0 | 0 | 0 | 0
1980 | 11 | 4 | 0.35 | 0.35 | 0.3 | 0 | 0.35 | 0.3 | 0 | 0 | 0 | 0 | 0 | 0 | 0
1980 | 11 | 5 | 0 | 0 | 0 | 0 | 0 | 0 | 0 | 0 | 0 | 0 | 0 | 0 | 0
1980 | 11 | 6 | 0 | 0 | 0 | 0 | 0 | 0 | 0 | 0 | 0 | 0 | 0 | 0 | 0
1980 | 11 | 7 | 0 | 0 | 0 | 0 | 0 | 0 | 0 | 0 | 0 | 0 | 0 | 0 | 0
1980 | 11 | 8 | 0 | 0 | 0 | 0 | 0 | 0 | 0 | 0 | 0 | 0 | 0 | 0 | 0
1980 | 11 | 9 | 0.15 | 0.15 | 0.1 | 0 | 0.15 | 0.1 | 0 | 0 | 0 | 0 | 0 | 0 | 0
1980 | 11 | 10 | 0 | 0 | 0 | 0 | 0 | 0 | 0 | 0 | 0 | 0 | 0 | 0 | 0
1980 | 11 | 11 | 0 | 0 | 0 | 0 | 0 | 0 | 0 | 0 | 0 | 0 | 0 | 0 | 0
1980 | 11 | 12 | 0 | 0 | 0 | 0 | 0 | 0 | 0 | 0 | 0 | 0 | 0 | 0 | 0
1980 | 11 | 13 | 0 | 0 | 0 | 0 | 0 | 0 | 0 | 0 | 0 | 0 | 0 | 0 | 0
1980 | 11 | 14 | 0 | 0 | 0 | 0 | 0 | 0 | 0 | 0 | 0 | 0 | 0 | 0 | 0
1980 | 11 | 15 | 0 | 0 | 0 | 0 | 0 | 0 | 0 | 0 | 0 | 0 | 0 | 0 | 0
1980 | 11 | 16 | 0.04 | 0.04 | 0 | 0 | 0.04 | 0 | 0 | 0 | 0 | 0 | 0 | 0 | 0
1980 | 11 | 17 | 0.88 | 0.88 | 0.83 | 0 | 0.88 | 0.83 | 0 | 0 | 0 | 0 | 0 | 0 | 0
1980 | 11 | 18 | 0.05 | 0.05 | 0 | 0 | 0.05 | 0 | 0 | 0 | 0 | 0 | 0 | 0 | 0
1980 | 11 | 19 | 0 | 0 | 0 | 0 | 0 | 0 | 0 | 0 | 0 | 0 | 0 | 0 | 0
1980 | 11 | 20 | 0 | 0 | 0 | 0 | 0 | 0 | 0 | 0 | 0 | 0 | 0 | 0 | 0
1980 | 11 | 21 | 0 | 0 | 0 | 0 | 0 | 0 | 0 | 0 | 0 | 0 | 0 | 0 | 0
1980 | 11 | 22 | 0 | 0 | 0 | 0 | 0 | 0 | 0 | 0 | 0 | 0 | 0 | 0 | 0
1980 | 11 | 23 | 0 | 0 | 0 | 0 | 0 | 0 | 0 | 0 | 0 | 0 | 0 | 0 | 0
1980 | 11 | 24 | 0.74 | 0.74 | 0.69 | 0 | 0.74 | 0.69 | 0 | 0 | 0 | 0 | 0 | 0 | 0
1980 | 11 | 25 | 0 | 0 | 0 | 0 | 0 | 0 | 0 | 0 | 0 | 0 | 0 | 0 | 0
1980 | 11 | 26 | 0 | 0 | 0 | 0 | 0 | 0 | 0 | 0 | 0 | 0 | 0 | 0 | 0
1980 | 11 | 27 | 0.33 | 0.33 | 0.28 | 0 | 0.33 | 0.28 | 0 | 0 | 0 | 0 | 0 | 0 | 0
1980 | 11 | 28 | 0.02 | 0.02 | 0 | 0 | 0.02 | 0 | 0 | 0 | 0 | 0 | 0 | 0 | 0
1980 | 11 | 29 | 0 | 0 | 0 | 0 | 0 | 0 | 0 | 0 | 0 | 0 | 0 | 0 | 0
1980 | 11 | 30 | 0 | 0 | 0 | 0 | 0 | 0 | 0 | 0 | 0 | 0 | 0 | 0 | 0
1980 | 12 | 1 | 0 | 0 | 0 | 0 | 0 | 0 | 0 | 0 | 0 | 0 | 0 | 0 | 0
1980 | 12 | 2 | 0.04 | 0.04 | 0 | 0 | 0.04 | 0 | 0 | 0 | 0 | 0 | 0 | 0 | 0
1980 | 12 | 3 | 0 | 0 | 0 | 0 | 0 | 0 | 0 | 0 | 0 | 0 | 0 | 0 | 0
1980 | 12 | 4 | 0 | 0 | 0 | 0 | 0 | 0 | 0 | 0 | 0 | 0 | 0 | 0 | 0
1980 | 12 | 5 | 0 | 0 | 0 | 0 | 0 | 0 | 0 | 0 | 0 | 0 | 0 | 0 | 0
1980 | 12 | 6 | 0 | 0 | 0 | 0 | 0 | 0 | 0 | 0 | 0 | 0 | 0 | 0 | 0
1980 | 12 | 7 | 0 | 0 | 0 | 0 | 0 | 0 | 0 | 0 | 0 | 0 | 0 | 0 | 0
1980 | 12 | 8 | 0 | 0 | 0 | 0 | 0 | 0 | 0 | 0 | 0 | 0 | 0 | 0 | 0
1980 | 12 | 9 | 0.25 | 0.25 | 0.2 | 0 | 0.25 | 0.2 | 0 | 0 | 0 | 0 | 0 | 0 | 0
1980 | 12 | 10 | 0 | 0 | 0 | 0 | 0 | 0 | 0 | 0 | 0 | 0 | 0 | 0 | 0
1980 | 12 | 11 | 0 | 0 | 0 | 0 | 0 | 0 | 0 | 0 | 0 | 0 | 0 | 0 | 0
1980 | 12 | 12 | 0 | 0 | 0 | 0 | 0 | 0 | 0 | 0 | 0 | 0 | 0 | 0 | 0
1980 | 12 | 13 | 0 | 0 | 0 | 0 | 0 | 0 | 0 | 0 | 0 | 0 | 0 | 0 | 0
1980 | 12 | 14 | 0 | 0 | 0 | 0 | 0 | 0 | 0 | 0 | 0 | 0 | 0 | 0 | 0
1980 | 12 | 15 | 0 | 0 | 0 | 0 | 0 | 0 | 0 | 0 | 0 | 0 | 0 | 0 | 0
1980 | 12 | 16 | 0.03 | 0.03 | 0 | 0 | 0.03 | 0 | 0 | 0 | 0 | 0 | 0 | 0 | 0
1980 | 12 | 17 | 0 | 0 | 0 | 0 | 0 | 0 | 0 | 0 | 0 | 0 | 0 | 0 | 0
1980 | 12 | 18 | 0 | 0 | 0 | 0 | 0 | 0 | 0 | 0 | 0 | 0 | 0 | 0 | 0
1980 | 12 | 19 | 0 | 0 | 0 | 0 | 0 | 0 | 0 | 0 | 0 | 0 | 0 | 0 | 0
1980 | 12 | 20 | 0 | 0 | 0 | 0 | 0 | 0 | 0 | 0 | 0 | 0 | 0 | 0 | 0
1980 | 12 | 21 | 0 | 0 | 0 | 0 | 0 | 0 | 0 | 0 | 0 | 0 | 0 | 0 | 0
1980 | 12 | 22 | 0 | 0 | 0 | 0 | 0 | 0 | 0 | 0 | 0 | 0 | 0 | 0 | 0
1980 | 12 | 23 | 0.15 | 0.15 | 0.1 | 0 | 0.15 | 0.1 | 0 | 0 | 0 | 0 | 0 | 0 | 0
1980 | 12 | 24 | 0.14 | 0.14 | 0.09 | 0 | 0.14 | 0.09 | 0 | 0 | 0 | 0 | 0 | 0 | 0
1980 | 12 | 25 | 0 | 0 | 0 | 0 | 0 | 0 | 0 | 0 | 0 | 0 | 0 | 0 | 0
1980 | 12 | 26 | 0 | 0 | 0 | 0 | 0 | 0 | 0 | 0 | 0 | 0 | 0 | 0 | 0
1980 | 12 | 27 | 0 | 0 | 0 | 0 | 0 | 0 | 0 | 0 | 0 | 0 | 0 | 0 | 0
1980 | 12 | 28 | 0 | 0 | 0 | 0 | 0 | 0 | 0 | 0 | 0 | 0 | 0 | 0 | 0
1980 | 12 | 29 | 0 | 0 | 0 | 0 | 0 | 0 | 0 | 0 | 0 | 0 | 0 | 0 | 0
1980 | 12 | 30 | 0 | 0 | 0 | 0 | 0 | 0 | 0 | 0 | 0 | 0 | 0 | 0 | 0
1980 | 12 | 31 | 0.04 | 0.04 | 0 | 0 | 0.04 | 0 | 0 | 0 | 0 | 0 | 0 | 0 | 0
1981 | 1 | 1 | 0.14 | 0.14 | 0.09 | 0 | 0.14 | 0.09 | 0 | 0 | 0 | 0 | 0 | 0 | 0
1981 | 1 | 2 | 0 | 0 | 0 | 0 | 0 | 0 | 0 | 0 | 0 | 0 | 0 | 0 | 0
1981 | 1 | 3 | 0 | 0 | 0 | 0 | 0 | 0 | 0 | 0 | 0 | 0 | 0 | 0 | 0
1981 | 1 | 4 | 0 | 0 | 0 | 0 | 0 | 0 | 0 | 0 | 0 | 0 | 0 | 0 | 0
1981 | 1 | 5 | 0 | 0 | 0 | 0 | 0 | 0 | 0 | 0 | 0 | 0 | 0 | 0 | 0
1981 | 1 | 6 | 0 | 0 | 0 | 0 | 0 | 0 | 0 | 0 | 0 | 0 | 0 | 0 | 0
1981 | 1 | 7 | 0.05 | 0.05 | 0 | 0 | 0.05 | 0 | 0 | 0 | 0 | 0 | 0 | 0 | 0
1981 | 1 | 8 | 0 | 0 | 0 | 0 | 0 | 0 | 0 | 0 | 0 | 0 | 0 | 0 | 0
1981 | 1 | 9 | 0 | 0 | 0 | 0 | 0 | 0 | 0 | 0 | 0 | 0 | 0 | 0 | 0
1981 | 1 | 10 | 0 | 0 | 0 | 0 | 0 | 0 | 0 | 0 | 0 | 0 | 0 | 0 | 0
1981 | 1 | 11 | 0 | 0 | 0 | 0 | 0 | 0 | 0 | 0 | 0 | 0 | 0 | 0 | 0
1981 | 1 | 12 | 0 | 0 | 0 | 0 | 0 | 0 | 0 | 0 | 0 | 0 | 0 | 0 | 0
1981 | 1 | 13 | 0 | 0 | 0 | 0 | 0 | 0 | 0 | 0 | 0 | 0 | 0 | 0 | 0
1981 | 1 | 14 | 0 | 0 | 0 | 0 | 0 | 0 | 0 | 0 | 0 | 0 | 0 | 0 | 0
1981 | 1 | 15 | 0.08 | 0.08 | 0.03 | 0 | 0.08 | 0.03 | 0 | 0 | 0 | 0 | 0 | 0 | 0
1981 | 1 | 16 | 0 | 0 | 0 | 0 | 0 | 0 | 0 | 0 | 0 | 0 | 0 | 0 | 0
1981 | 1 | 17 | 0 | 0 | 0 | 0 | 0 | 0 | 0 | 0 | 0 | 0 | 0 | 0 | 0
1981 | 1 | 18 | 0 | 0 | 0 | 0 | 0 | 0 | 0 | 0 | 0 | 0 | 0 | 0 | 0
1981 | 1 | 19 | 0 | 0 | 0 | 0 | 0 | 0 | 0 | 0 | 0 | 0 | 0 | 0 | 0
1981 | 1 | 20 | 0 | 0 | 0 | 0 | 0 | 0 | 0 | 0 | 0 | 0 | 0 | 0 | 0
1981 | 1 | 21 | 0.11 | 0.11 | 0.06 | 0 | 0.11 | 0.06 | 0 | 0 | 0 | 0 | 0 | 0 | 0
1981 | 1 | 22 | 0 | 0 | 0 | 0 | 0 | 0 | 0 | 0 | 0 | 0 | 0 | 0 | 0
1981 | 1 | 23 | 0 | 0 | 0 | 0 | 0 | 0 | 0 | 0 | 0 | 0 | 0 | 0 | 0
1981 | 1 | 24 | 0 | 0 | 0 | 0 | 0 | 0 | 0 | 0 | 0 | 0 | 0 | 0 | 0
1981 | 1 | 25 | 0 | 0 | 0 | 0 | 0 | 0 | 0 | 0 | 0 | 0 | 0 | 0 | 0
1981 | 1 | 26 | 0 | 0 | 0 | 0 | 0 | 0 | 0 | 0 | 0 | 0 | 0 | 0 | 0
1981 | 1 | 27 | 0 | 0 | 0 | 0 | 0 | 0 | 0 | 0 | 0 | 0 | 0 | 0 | 0
1981 | 1 | 28 | 0 | 0 | 0 | 0 | 0 | 0 | 0 | 0 | 0 | 0 | 0 | 0 | 0
1981 | 1 | 29 | 0 | 0 | 0 | 0 | 0 | 0 | 0 | 0 | 0 | 0 | 0 | 0 | 0
1981 | 1 | 30 | 0 | 0 | 0 | 0 | 0 | 0 | 0 | 0 | 0 | 0 | 0 | 0 | 0
1981 | 1 | 31 | 0 | 0 | 0 | 0 | 0 | 0 | 0 | 0 | 0 | 0 | 0 | 0 | 0
1981 | 2 | 1 | 0 | 0 | 0 | 0 | 0 | 0 | 0 | 0 | 0 | 0 | 0 | 0 | 0
1981 | 2 | 2 | 0.72 | 0.72 | 0.67 | 0 | 0.72 | 0.67 | 0 | 0 | 0 | 0 | 0 | 0 | 0
1981 | 2 | 3 | 0 | 0 | 0 | 0 | 0 | 0 | 0 | 0 | 0 | 0 | 0 | 0 | 0
1981 | 2 | 4 | 0 | 0 | 0 | 0 | 0 | 0 | 0 | 0 | 0 | 0 | 0 | 0 | 0
1981 | 2 | 5 | 0 | 0 | 0 | 0 | 0 | 0 | 0 | 0 | 0 | 0 | 0 | 0 | 0
1981 | 2 | 6 | 0 | 0 | 0 | 0 | 0 | 0 | 0 | 0 | 0 | 0 | 0 | 0 | 0
1981 | 2 | 7 | 0 | 0 | 0 | 0 | 0 | 0 | 0 | 0 | 0 | 0 | 0 | 0 | 0
1981 | 2 | 8 | 0.29 | 0.29 | 0.24 | 0 | 0.29 | 0.24 | 0 | 0 | 0 | 0 | 0 | 0 | 0
1981 | 2 | 9 | 0 | 0 | 0 | 0 | 0 | 0 | 0 | 0 | 0 | 0 | 0 | 0 | 0
1981 | 2 | 10 | 0.01 | 0.01 | 0 | 0 | 0.01 | 0 | 0 | 0 | 0 | 0 | 0 | 0 | 0
1981 | 2 | 11 | 0.61 | 0.61 | 0.56 | 0 | 0.61 | 0.56 | 0 | 0 | 0 | 0 | 0 | 0 | 0
1981 | 2 | 12 | 0 | 0 | 0 | 0 | 0 | 0 | 0 | 0 | 0 | 0 | 0 | 0 | 0
1981 | 2 | 13 | 0 | 0 | 0 | 0 | 0 | 0 | 0 | 0 | 0 | 0 | 0 | 0 | 0
1981 | 2 | 14 | 0 | 0 | 0 | 0 | 0 | 0 | 0 | 0 | 0 | 0 | 0 | 0 | 0
1981 | 2 | 15 | 0 | 0 | 0 | 0 | 0 | 0 | 0 | 0 | 0 | 0 | 0 | 0 | 0
1981 | 2 | 16 | 0 | 0 | 0 | 0 | 0 | 0 | 0 | 0 | 0 | 0 | 0 | 0 | 0
1981 | 2 | 17 | 0 | 0 | 0 | 0 | 0 | 0 | 0 | 0 | 0 | 0 | 0 | 0 | 0
1981 | 2 | 18 | 0 | 0 | 0 | 0 | 0 | 0 | 0 | 0 | 0 | 0 | 0 | 0 | 0
1981 | 2 | 19 | 0.2 | 0.2 | 0.15 | 0 | 0.2 | 0.15 | 0 | 0 | 0 | 0 | 0 | 0 | 0
1981 | 2 | 20 | 0.3 | 0.3 | 0.25 | 0 | 0.3 | 0.25 | 0 | 0 | 0 | 0 | 0 | 0 | 0
1981 | 2 | 21 | 0.09 | 0.09 | 0.04 | 0 | 0.09 | 0.04 | 0 | 0 | 0 | 0 | 0 | 0 | 0
1981 | 2 | 22 | 0.02 | 0.02 | 0 | 0 | 0.02 | 0 | 0 | 0 | 0 | 0 | 0 | 0 | 0
1981 | 2 | 23 | 0.58 | 0.58 | 0.53 | 0 | 0.58 | 0.53 | 0 | 0 | 0 | 0 | 0 | 0 | 0
1981 | 2 | 24 | 0 | 0 | 0 | 0 | 0 | 0 | 0 | 0 | 0 | 0 | 0 | 0 | 0
1981 | 2 | 25 | 0 | 0 | 0 | 0 | 0 | 0 | 0 | 0 | 0 | 0 | 0 | 0 | 0
1981 | 2 | 26 | 0 | 0 | 0 | 0 | 0 | 0 | 0 | 0 | 0 | 0 | 0 | 0 | 0
1981 | 2 | 27 | 0 | 0 | 0 | 0 | 0 | 0 | 0 | 0 | 0 | 0 | 0 | 0 | 0
1981 | 2 | 28 | 0 | 0 | 0 | 0 | 0 | 0 | 0 | 0 | 0 | 0 | 0 | 0 | 0
1981 | 3 | 1 | 0 | 0 | 0 | 0 | 0 | 0 | 0 | 0 | 0 | 0 | 0 | 0 | 0
1981 | 3 | 2 | 0 | 0 | 0 | 0 | 0 | 0 | 0 | 0 | 0 | 0 | 0 | 0 | 0
1981 | 3 | 3 | 0 | 0 | 0 | 0 | 0 | 0 | 0 | 0 | 0 | 0 | 0 | 0 | 0
1981 | 3 | 4 | 0.06 | 0.06 | 0.01 | 0 | 0.06 | 0.01 | 0 | 0 | 0 | 0 | 0 | 0 | 0
1981 | 3 | 5 | 0.35 | 0.35 | 0.3 | 0 | 0.35 | 0.3 | 0 | 0 | 0 | 0 | 0 | 0 | 0
1981 | 3 | 6 | 0.01 | 0.01 | 0 | 0 | 0.01 | 0 | 0 | 0 | 0 | 0 | 0 | 0 | 0
1981 | 3 | 7 | 0 | 0 | 0 | 0 | 0 | 0 | 0 | 0 | 0 | 0 | 0 | 0 | 0
1981 | 3 | 8 | 0 | 0 | 0 | 0 | 0 | 0 | 0 | 0 | 0 | 0 | 0 | 0 | 0
1981 | 3 | 9 | 0 | 0 | 0 | 0 | 0 | 0 | 0 | 0 | 0 | 0 | 0 | 0 | 0
1981 | 3 | 10 | 0 | 0 | 0 | 0 | 0 | 0 | 0 | 0 | 0 | 0 | 0 | 0 | 0
1981 | 3 | 11 | 0 | 0 | 0 | 0 | 0 | 0 | 0 | 0 | 0 | 0 | 0 | 0 | 0
1981 | 3 | 12 | 0 | 0 | 0 | 0 | 0 | 0 | 0 | 0 | 0 | 0 | 0 | 0 | 0
1981 | 3 | 13 | 0 | 0 | 0 | 0 | 0 | 0 | 0 | 0 | 0 | 0 | 0 | 0 | 0
1981 | 3 | 14 | 0 | 0 | 0 | 0 | 0 | 0 | 0 | 0 | 0 | 0 | 0 | 0 | 0
1981 | 3 | 15 | 0 | 0 | 0 | 0 | 0 | 0 | 0 | 0 | 0 | 0 | 0 | 0 | 0
1981 | 3 | 16 | 0.16 | 0.16 | 0.11 | 0 | 0.16 | 0.11 | 0 | 0 | 0 | 0 | 0 | 0 | 0
1981 | 3 | 17 | 0 | 0 | 0 | 0 | 0 | 0 | 0 | 0 | 0 | 0 | 0 | 0 | 0
1981 | 3 | 18 | 0 | 0 | 0 | 0 | 0 | 0 | 0 | 0 | 0 | 0 | 0 | 0 | 0
1981 | 3 | 19 | 0 | 0 | 0 | 0 | 0 | 0 | 0 | 0 | 0 | 0 | 0 | 0 | 0
1981 | 3 | 20 | 0 | 0 | 0 | 0 | 0 | 0 | 0 | 0 | 0 | 0 | 0 | 0 | 0
1981 | 3 | 21 | 0.01 | 0.01 | 0 | 0 | 0.01 | 0 | 0 | 0 | 0 | 0 | 0 | 0 | 0
1981 | 3 | 22 | 0 | 0 | 0 | 0 | 0 | 0 | 0 | 0 | 0 | 0 | 0 | 0 | 0
1981 | 3 | 23 | 0 | 0 | 0 | 0 | 0 | 0 | 0 | 0 | 0 | 0 | 0 | 0 | 0
1981 | 3 | 24 | 0 | 0 | 0 | 0 | 0 | 0 | 0 | 0 | 0 | 0 | 0 | 0 | 0
1981 | 3 | 25 | 0 | 0 | 0 | 0 | 0 | 0 | 0 | 0 | 0 | 0 | 0 | 0 | 0
1981 | 3 | 26 | 0 | 0 | 0 | 0 | 0 | 0 | 0 | 0 | 0 | 0 | 0 | 0 | 0
1981 | 3 | 27 | 0 | 0 | 0 | 0 | 0 | 0 | 0 | 0 | 0 | 0 | 0 | 0 | 0
1981 | 3 | 28 | 0 | 0 | 0 | 0 | 0 | 0 | 0 | 0 | 0 | 0 | 0 | 0 | 0
1981 | 3 | 29 | 0 | 0 | 0 | 0 | 0 | 0 | 0 | 0 | 0 | 0 | 0 | 0 | 0
1981 | 3 | 30 | 0.9 | 0.9 | 0.85 | 0 | 0.9 | 0.85 | 0 | 0 | 0 | 0 | 0 | 0 | 0
1981 | 3 | 31 | 0 | 0 | 0 | 0 | 0 | 0 | 0 | 0 | 0 | 0 | 0 | 0 | 0
1981 | 4 | 1 | 0.45 | 0.45 | 0.4 | 0 | 0.45 | 0.4 | 0 | 0 | 0 | 0 | 0 | 0 | 0
1981 | 4 | 2 | 0 | 0 | 0 | 0 | 0 | 0 | 0 | 0 | 0 | 0 | 0 | 0 | 0
1981 | 4 | 3 | 0 | 0 | 0 | 0 | 0 | 0 | 0 | 0 | 0 | 0 | 0 | 0 | 0
1981 | 4 | 4 | 0 | 0 | 0 | 0 | 0 | 0 | 0 | 0 | 0 | 0 | 0 | 0 | 0
1981 | 4 | 5 | 0.28 | 0.28 | 0.23 | 0 | 0.28 | 0.23 | 0 | 0 | 0 | 0 | 0 | 0 | 0
1981 | 4 | 6 | 0 | 0 | 0 | 0 | 0 | 0 | 0 | 0 | 0 | 0 | 0 | 0 | 0
1981 | 4 | 7 | 0 | 0 | 0 | 0 | 0 | 0 | 0 | 0 | 0 | 0 | 0 | 0 | 0
1981 | 4 | 8 | 0 | 0 | 0 | 0 | 0 | 0 | 0 | 0 | 0 | 0 | 0 | 0 | 0
1981 | 4 | 9 | 0.27 | 0.27 | 0.22 | 0 | 0.27 | 0.22 | 0 | 0 | 0 | 0 | 0 | 0 | 0
1981 | 4 | 10 | 0 | 0 | 0 | 0 | 0 | 0 | 0 | 0 | 0 | 0 | 0 | 0 | 0
1981 | 4 | 11 | 0.02 | 0.02 | 0 | 0 | 0.02 | 0 | 0 | 0 | 0 | 0 | 0 | 0 | 0
1981 | 4 | 12 | 0.31 | 0.31 | 0.26 | 0 | 0.31 | 0.26 | 0 | 0 | 0 | 0 | 0 | 0 | 0
1981 | 4 | 13 | 0.03 | 0.03 | 0 | 0 | 0.03 | 0 | 0 | 0 | 0 | 0 | 0 | 0 | 0
1981 | 4 | 14 | 0.14 | 0.14 | 0.09 | 0 | 0.14 | 0.09 | 0 | 0 | 0 | 0 | 0 | 0 | 0
1981 | 4 | 15 | 0 | 0 | 0 | 0 | 0 | 0 | 0 | 0 | 0 | 0 | 0 | 0 | 0
1981 | 4 | 16 | 0 | 0 | 0 | 0 | 0 | 0 | 0 | 0 | 0 | 0 | 0 | 0 | 0
1981 | 4 | 17 | 0.07 | 0.07 | 0.02 | 0 | 0.07 | 0.02 | 0 | 0 | 0 | 0 | 0 | 0 | 0
1981 | 4 | 18 | 0 | 0 | 0 | 0 | 0 | 0 | 0 | 0 | 0 | 0 | 0 | 0 | 0
1981 | 4 | 19 | 0 | 0 | 0 | 0 | 0 | 0 | 0 | 0 | 0 | 0 | 0 | 0 | 0
1981 | 4 | 20 | 0.06 | 0.06 | 0.01 | 0 | 0.06 | 0.01 | 0 | 0 | 0 | 0 | 0 | 0 | 0
1981 | 4 | 21 | 0 | 0 | 0 | 0 | 0 | 0 | 0 | 0 | 0 | 0 | 0 | 0 | 0
1981 | 4 | 22 | 0 | 0 | 0 | 0 | 0 | 0 | 0 | 0 | 0 | 0 | 0 | 0 | 0
1981 | 4 | 23 | 0.52 | 0.52 | 0.47 | 0 | 0.52 | 0.47 | 0 | 0 | 0 | 0 | 0 | 0 | 0
1981 | 4 | 24 | 0 | 0 | 0 | 0 | 0 | 0 | 0 | 0 | 0 | 0 | 0 | 0 | 0
1981 | 4 | 25 | 0 | 0 | 0 | 0 | 0 | 0 | 0 | 0 | 0 | 0 | 0 | 0 | 0
1981 | 4 | 26 | 0 | 0 | 0 | 0 | 0 | 0 | 0 | 0 | 0 | 0 | 0 | 0 | 0
1981 | 4 | 27 | 0 | 0 | 0 | 0 | 0 | 0 | 0 | 0 | 0 | 0 | 0 | 0 | 0
1981 | 4 | 28 | 0.27 | 0.27 | 0.22 | 0 | 0.27 | 0.22 | 0 | 0 | 0 | 0 | 0 | 0 | 0
1981 | 4 | 29 | 0.06 | 0.06 | 0.01 | 0 | 0.06 | 0.01 | 0 | 0 | 0 | 0 | 0 | 0 | 0
1981 | 4 | 30 | 0.15 | 0.15 | 0.1 | 0 | 0.15 | 0.1 | 0 | 0 | 0 | 0 | 0 | 0 | 0
1981 | 5 | 1 | 0.58 | 0.58 | 0.53 | 0 | 0.58 | 0.53 | 0 | 0 | 0 | 0 | 0 | 0 | 0
1981 | 5 | 2 | 0 | 0 | 0 | 0 | 0 | 0 | 0 | 0 | 0 | 0 | 0 | 0 | 0
1981 | 5 | 3 | 0 | 0 | 0 | 0 | 0 | 0 | 0 | 0 | 0 | 0 | 0 | 0 | 0
1981 | 5 | 4 | 0 | 0 | 0 | 0 | 0 | 0 | 0 | 0 | 0 | 0 | 0 | 0 | 0
1981 | 5 | 5 | 0 | 0 | 0 | 0 | 0 | 0 | 0 | 0 | 0 | 0 | 0 | 0 | 0
1981 | 5 | 6 | 0.01 | 0.01 | 0 | 0 | 0.01 | 0 | 0 | 0 | 0 | 0 | 0 | 0 | 0
1981 | 5 | 7 | 0 | 0 | 0 | 0 | 0 | 0 | 0 | 0 | 0 | 0 | 0 | 0 | 0
1981 | 5 | 8 | 0 | 0 | 0 | 0 | 0 | 0 | 0 | 0 | 0 | 0 | 0 | 0 | 0
1981 | 5 | 9 | 0 | 0 | 0 | 0 | 0 | 0 | 0 | 0 | 0 | 0 | 0 | 0 | 0
1981 | 5 | 10 | 0.23 | 0.23 | 0.18 | 0 | 0.23 | 0.18 | 0 | 0 | 0 | 0 | 0 | 0 | 0
1981 | 5 | 11 | 0.88 | 0.88 | 0.83 | 0 | 0.88 | 0.83 | 0 | 0 | 0 | 0 | 0 | 0 | 0
1981 | 5 | 12 | 0.14 | 0.14 | 0.09 | 0 | 0.14 | 0.09 | 0 | 0 | 0 | 0 | 0 | 0 | 0
1981 | 5 | 13 | 0 | 0 | 0 | 0 | 0 | 0 | 0 | 0 | 0 | 0 | 0 | 0 | 0
1981 | 5 | 14 | 0 | 0 | 0 | 0 | 0 | 0 | 0 | 0 | 0 | 0 | 0 | 0 | 0
1981 | 5 | 15 | 0.62 | 0.62 | 0.57 | 0 | 0.62 | 0.57 | 0 | 0 | 0 | 0 | 0 | 0 | 0
1981 | 5 | 16 | 0 | 0 | 0 | 0 | 0 | 0 | 0 | 0 | 0 | 0 | 0 | 0 | 0
1981 | 5 | 17 | 0 | 0 | 0 | 0 | 0 | 0 | 0 | 0 | 0 | 0 | 0 | 0 | 0
1981 | 5 | 18 | 0.18 | 0.18 | 0.13 | 0 | 0.18 | 0.13 | 0 | 0 | 0 | 0 | 0 | 0 | 0
1981 | 5 | 19 | 0.3 | 0.3 | 0.25 | 0 | 0.3 | 0.25 | 0 | 0 | 0 | 0 | 0 | 0 | 0
1981 | 5 | 20 | 0.05 | 0.05 | 0 | 0 | 0.05 | 0 | 0 | 0 | 0 | 0 | 0 | 0 | 0
1981 | 5 | 21 | 0 | 0 | 0 | 0 | 0 | 0 | 0 | 0 | 0 | 0 | 0 | 0 | 0
1981 | 5 | 22 | 0 | 0 | 0 | 0 | 0 | 0 | 0 | 0 | 0 | 0 | 0 | 0 | 0
1981 | 5 | 23 | 0 | 0 | 0 | 0 | 0 | 0 | 0 | 0 | 0 | 0 | 0 | 0 | 0
1981 | 5 | 24 | 0 | 0 | 0 | 0 | 0 | 0 | 0 | 0 | 0 | 0 | 0 | 0 | 0
1981 | 5 | 25 | 0 | 0 | 0 | 0 | 0 | 0 | 0 | 0 | 0 | 0 | 0 | 0 | 0
1981 | 5 | 26 | 0 | 0 | 0 | 0 | 0 | 0 | 0 | 0 | 0 | 0 | 0 | 0 | 0
1981 | 5 | 27 | 0.08 | 0.08 | 0.03 | 0 | 0.08 | 0.03 | 0 | 0 | 0 | 0 | 0 | 0 | 0
1981 | 5 | 28 | 0.24 | 0.24 | 0.19 | 0 | 0.24 | 0.19 | 0 | 0 | 0 | 0 | 0 | 0 | 0
1981 | 5 | 29 | 0 | 0 | 0 | 0 | 0 | 0 | 0 | 0 | 0 | 0 | 0 | 0 | 0
1981 | 5 | 30 | 0.11 | 0.11 | 0.06 | 0 | 0.11 | 0.06 | 0 | 0 | 0 | 0 | 0 | 0 | 0
1981 | 5 | 31 | 0 | 0 | 0 | 0 | 0 | 0 | 0 | 0 | 0 | 0 | 0 | 0 | 0
1981 | 6 | 1 | 0.28 | 0.28 | 0.23 | 0 | 0.28 | 0.23 | 0 | 0 | 0 | 0 | 0 | 0 | 0
1981 | 6 | 2 | 0.52 | 0.52 | 0.47 | 0 | 0.52 | 0.47 | 0 | 0 | 0 | 0 | 0 | 0 | 0
1981 | 6 | 3 | 0.01 | 0.01 | 0 | 0 | 0.01 | 0 | 0 | 0 | 0 | 0 | 0 | 0 | 0
1981 | 6 | 4 | 0.02 | 0.02 | 0 | 0 | 0.02 | 0 | 0 | 0 | 0 | 0 | 0 | 0 | 0
1981 | 6 | 5 | 0 | 0 | 0 | 0 | 0 | 0 | 0 | 0 | 0 | 0 | 0 | 0 | 0
1981 | 6 | 6 | 0.02 | 0.02 | 0 | 0 | 0.02 | 0 | 0 | 0 | 0 | 0 | 0 | 0 | 0
1981 | 6 | 7 | 0 | 0 | 0 | 0 | 0 | 0 | 0 | 0 | 0 | 0 | 0 | 0 | 0
1981 | 6 | 8 | 0 | 0 | 0 | 0 | 0 | 0 | 0 | 0 | 0 | 0 | 0 | 0 | 0
1981 | 6 | 9 | 0.03 | 0.03 | 0 | 0 | 0.03 | 0 | 0 | 0 | 0 | 0 | 0 | 0 | 0
1981 | 6 | 10 | 0.46 | 0.46 | 0.41 | 0 | 0.46 | 0.41 | 0 | 0 | 0 | 0 | 0 | 0 | 0
1981 | 6 | 11 | 0 | 0 | 0 | 0 | 0 | 0 | 0 | 0 | 0 | 0 | 0 | 0 | 0
1981 | 6 | 12 | 0 | 0 | 0 | 0 | 0 | 0 | 0 | 0 | 0 | 0 | 0 | 0 | 0
1981 | 6 | 13 | 0.4 | 0.4 | 0.35 | 0 | 0.4 | 0.35 | 0 | 0 | 0 | 0 | 0 | 0 | 0
1981 | 6 | 14 | 0.07 | 0.07 | 0.02 | 0 | 0.07 | 0.02 | 0 | 0 | 0 | 0 | 0 | 0 | 0
1981 | 6 | 15 | 0 | 0 | 0 | 0 | 0 | 0 | 0 | 0 | 0 | 0 | 0 | 0 | 0
1981 | 6 | 16 | 0 | 0 | 0 | 0 | 0 | 0 | 0 | 0 | 0 | 0 | 0 | 0 | 0
1981 | 6 | 17 | 0 | 0 | 0 | 0 | 0 | 0 | 0 | 0 | 0 | 0 | 0 | 0 | 0
1981 | 6 | 18 | 0 | 0 | 0 | 0 | 0 | 0 | 0 | 0 | 0 | 0 | 0 | 0 | 0
1981 | 6 | 19 | 0.26 | 0.26 | 0.21 | 0 | 0.26 | 0.21 | 0 | 0 | 0 | 0 | 0 | 0 | 0
1981 | 6 | 20 | 0.11 | 0.11 | 0.06 | 0 | 0.11 | 0.06 | 0 | 0 | 0 | 0 | 0 | 0 | 0
1981 | 6 | 21 | 0.03 | 0.03 | 0 | 0 | 0.03 | 0 | 0 | 0 | 0 | 0 | 0 | 0 | 0
1981 | 6 | 22 | 0.01 | 0.01 | 0 | 0 | 0.01 | 0 | 0 | 0 | 0 | 0 | 0 | 0 | 0
1981 | 6 | 23 | 0 | 0 | 0 | 0 | 0 | 0 | 0 | 0 | 0 | 0 | 0 | 0 | 0
1981 | 6 | 24 | 0 | 0 | 0 | 0 | 0 | 0 | 0 | 0 | 0 | 0 | 0 | 0 | 0
1981 | 6 | 25 | 0.33 | 0.33 | 0.28 | 0 | 0.33 | 0.28 | 0 | 0 | 0 | 0 | 0 | 0 | 0
1981 | 6 | 26 | 0 | 0 | 0 | 0 | 0 | 0 | 0 | 0 | 0 | 0 | 0 | 0 | 0
1981 | 6 | 27 | 0 | 0 | 0 | 0 | 0 | 0 | 0 | 0 | 0 | 0 | 0 | 0 | 0
1981 | 6 | 28 | 0 | 0 | 0 | 0 | 0 | 0 | 0 | 0 | 0 | 0 | 0 | 0 | 0
1981 | 6 | 29 | 0 | 0 | 0 | 0 | 0 | 0 | 0 | 0 | 0 | 0 | 0 | 0 | 0
1981 | 6 | 30 | 0 | 0 | 0 | 0 | 0 | 0 | 0 | 0 | 0 | 0 | 0 | 0 | 0
1981 | 7 | 1 | 0.54 | 0.54 | 0.49 | 0 | 0.54 | 0.49 | 0 | 0 | 0 | 0 | 0 | 0 | 0
1981 | 7 | 2 | 0.02 | 0.02 | 0 | 0 | 0.02 | 0 | 0 | 0 | 0 | 0 | 0 | 0 | 0
1981 | 7 | 3 | 0.14 | 0.14 | 0.09 | 0 | 0.14 | 0.09 | 0 | 0 | 0 | 0 | 0 | 0 | 0
1981 | 7 | 4 | 1.59 | 1 | 0.95 | 0 | 1 | 0.95 | 0 | 0 | 0 | 0 | 0 | 0 | 0
1981 | 7 | 5 | 0.01 | 0.01 | 0 | 0 | 0.01 | 0 | 0 | 0 | 0 | 0 | 0 | 0 | 0
1981 | 7 | 6 | 0 | 0 | 0 | 0 | 0 | 0 | 0 | 0 | 0 | 0 | 0 | 0 | 0
1981 | 7 | 7 | 0 | 0 | 0 | 0 | 0 | 0 | 0 | 0 | 0 | 0 | 0 | 0 | 0
1981 | 7 | 8 | 0 | 0 | 0 | 0 | 0 | 0 | 0 | 0 | 0 | 0 | 0 | 0 | 0
1981 | 7 | 9 | 0 | 0 | 0 | 0 | 0 | 0 | 0 | 0 | 0 | 0 | 0 | 0 | 0
1981 | 7 | 10 | 0 | 0 | 0 | 0 | 0 | 0 | 0 | 0 | 0 | 0 | 0 | 0 | 0
1981 | 7 | 11 | 0 | 0 | 0 | 0 | 0 | 0 | 0 | 0 | 0 | 0 | 0 | 0 | 0
1981 | 7 | 12 | 0 | 0 | 0 | 0 | 0 | 0 | 0 | 0 | 0 | 0 | 0 | 0 | 0
1981 | 7 | 13 | 0.57 | 0.57 | 0.52 | 0 | 0.57 | 0.52 | 0 | 0 | 0 | 0 | 0 | 0 | 0
1981 | 7 | 14 | 0 | 0 | 0 | 0 | 0 | 0 | 0 | 0 | 0 | 0 | 0 | 0 | 0
1981 | 7 | 15 | 0 | 0 | 0 | 0 | 0 | 0 | 0 | 0 | 0 | 0 | 0 | 0 | 0
1981 | 7 | 16 | 0 | 0 | 0 | 0 | 0 | 0 | 0 | 0 | 0 | 0 | 0 | 0 | 0
1981 | 7 | 17 | 0 | 0 | 0 | 0 | 0 | 0 | 0 | 0 | 0 | 0 | 0 | 0 | 0
1981 | 7 | 18 | 0 | 0 | 0 | 0 | 0 | 0 | 0 | 0 | 0 | 0 | 0 | 0 | 0
1981 | 7 | 19 | 0 | 0 | 0 | 0 | 0 | 0 | 0 | 0 | 0 | 0 | 0 | 0 | 0
1981 | 7 | 20 | 0.76 | 0.76 | 0.71 | 0 | 0.76 | 0.71 | 0 | 0 | 0 | 0 | 0 | 0 | 0
1981 | 7 | 21 | 0.2 | 0.2 | 0.15 | 0 | 0.2 | 0.15 | 0 | 0 | 0 | 0 | 0 | 0 | 0
1981 | 7 | 22 | 0 | 0 | 0 | 0 | 0 | 0 | 0 | 0 | 0 | 0 | 0 | 0 | 0
1981 | 7 | 23 | 0 | 0 | 0 | 0 | 0 | 0 | 0 | 0 | 0 | 0 | 0 | 0 | 0
1981 | 7 | 24 | 0.02 | 0.02 | 0 | 0 | 0.02 | 0 | 0 | 0 | 0 | 0 | 0 | 0 | 0
1981 | 7 | 25 | 1.03 | 1 | 0.95 | 0 | 1 | 0.95 | 0 | 0 | 0 | 0 | 0 | 0 | 0
1981 | 7 | 26 | 0.09 | 0.09 | 0.04 | 0 | 0.09 | 0.04 | 0 | 0 | 0 | 0 | 0 | 0 | 0
1981 | 7 | 27 | 0 | 0 | 0 | 0 | 0 | 0 | 0 | 0 | 0 | 0 | 0 | 0 | 0
1981 | 7 | 28 | 0.72 | 0.72 | 0.67 | 0 | 0.72 | 0.67 | 0 | 0 | 0 | 0 | 0 | 0 | 0
1981 | 7 | 29 | 0 | 0 | 0 | 0 | 0 | 0 | 0 | 0 | 0 | 0 | 0 | 0 | 0
1981 | 7 | 30 | 0 | 0 | 0 | 0 | 0 | 0 | 0 | 0 | 0 | 0 | 0 | 0 | 0
1981 | 7 | 31 | 0 | 0 | 0 | 0 | 0 | 0 | 0 | 0 | 0 | 0 | 0 | 0 | 0
1981 | 8 | 1 | 0 | 0 | 0 | 0 | 0 | 0 | 0 | 0 | 0 | 0 | 0 | 0 | 0
1981 | 8 | 2 | 0 | 0 | 0 | 0 | 0 | 0 | 0 | 0 | 0 | 0 | 0 | 0 | 0
1981 | 8 | 3 | 0.08 | 0.08 | 0.03 | 0 | 0.08 | 0.03 | 0 | 0 | 0 | 0 | 0 | 0 | 0
1981 | 8 | 4 | 0 | 0 | 0 | 0 | 0 | 0 | 0 | 0 | 0 | 0 | 0 | 0 | 0
1981 | 8 | 5 | 0 | 0 | 0 | 0 | 0 | 0 | 0 | 0 | 0 | 0 | 0 | 0 | 0
1981 | 8 | 6 | 0.15 | 0.15 | 0.1 | 0 | 0.15 | 0.1 | 0 | 0 | 0 | 0 | 0 | 0 | 0
1981 | 8 | 7 | 0 | 0 | 0 | 0 | 0 | 0 | 0 | 0 | 0 | 0 | 0 | 0 | 0
1981 | 8 | 8 | 0.05 | 0.05 | 0 | 0 | 0.05 | 0 | 0 | 0 | 0 | 0 | 0 | 0 | 0
1981 | 8 | 9 | 0 | 0 | 0 | 0 | 0 | 0 | 0 | 0 | 0 | 0 | 0 | 0 | 0
1981 | 8 | 10 | 0 | 0 | 0 | 0 | 0 | 0 | 0 | 0 | 0 | 0 | 0 | 0 | 0
1981 | 8 | 11 | 0.64 | 0.64 | 0.59 | 0 | 0.64 | 0.59 | 0 | 0 | 0 | 0 | 0 | 0 | 0
1981 | 8 | 12 | 0.72 | 0.72 | 0.67 | 0 | 0.72 | 0.67 | 0 | 0 | 0 | 0 | 0 | 0 | 0
1981 | 8 | 13 | 0 | 0 | 0 | 0 | 0 | 0 | 0 | 0 | 0 | 0 | 0 | 0 | 0
1981 | 8 | 14 | 0 | 0 | 0 | 0 | 0 | 0 | 0 | 0 | 0 | 0 | 0 | 0 | 0
1981 | 8 | 15 | 0.38 | 0.38 | 0.33 | 0 | 0.38 | 0.33 | 0 | 0 | 0 | 0 | 0 | 0 | 0
1981 | 8 | 16 | 0 | 0 | 0 | 0 | 0 | 0 | 0 | 0 | 0 | 0 | 0 | 0 | 0
1981 | 8 | 17 | 0 | 0 | 0 | 0 | 0 | 0 | 0 | 0 | 0 | 0 | 0 | 0 | 0
1981 | 8 | 18 | 0 | 0 | 0 | 0 | 0 | 0 | 0 | 0 | 0 | 0 | 0 | 0 | 0
1981 | 8 | 19 | 0 | 0 | 0 | 0 | 0 | 0 | 0 | 0 | 0 | 0 | 0 | 0 | 0
1981 | 8 | 20 | 0 | 0 | 0 | 0 | 0 | 0 | 0 | 0 | 0 | 0 | 0 | 0 | 0
1981 | 8 | 21 | 0 | 0 | 0 | 0 | 0 | 0 | 0 | 0 | 0 | 0 | 0 | 0 | 0
1981 | 8 | 22 | 0 | 0 | 0 | 0 | 0 | 0 | 0 | 0 | 0 | 0 | 0 | 0 | 0
1981 | 8 | 23 | 0 | 0 | 0 | 0 | 0 | 0 | 0 | 0 | 0 | 0 | 0 | 0 | 0
1981 | 8 | 24 | 0 | 0 | 0 | 0 | 0 | 0 | 0 | 0 | 0 | 0 | 0 | 0 | 0
1981 | 8 | 25 | 0 | 0 | 0 | 0 | 0 | 0 | 0 | 0 | 0 | 0 | 0 | 0 | 0
1981 | 8 | 26 | 0 | 0 | 0 | 0 | 0 | 0 | 0 | 0 | 0 | 0 | 0 | 0 | 0
1981 | 8 | 27 | 0 | 0 | 0 | 0 | 0 | 0 | 0 | 0 | 0 | 0 | 0 | 0 | 0
1981 | 8 | 28 | 0 | 0 | 0 | 0 | 0 | 0 | 0 | 0 | 0 | 0 | 0 | 0 | 0
1981 | 8 | 29 | 0 | 0 | 0 | 0 | 0 | 0 | 0 | 0 | 0 | 0 | 0 | 0 | 0
1981 | 8 | 30 | 0.69 | 0.69 | 0.64 | 0 | 0.69 | 0.64 | 0 | 0 | 0 | 0 | 0 | 0 | 0
1981 | 8 | 31 | 0.31 | 0.31 | 0.26 | 0 | 0.31 | 0.26 | 0 | 0 | 0 | 0 | 0 | 0 | 0
1981 | 9 | 1 | 0 | 0 | 0 | 0 | 0 | 0 | 0 | 0 | 0 | 0 | 0 | 0 | 0
1981 | 9 | 2 | 0 | 0 | 0 | 0 | 0 | 0 | 0 | 0 | 0 | 0 | 0 | 0 | 0
1981 | 9 | 3 | 0 | 0 | 0 | 0 | 0 | 0 | 0 | 0 | 0 | 0 | 0 | 0 | 0
1981 | 9 | 4 | 0 | 0 | 0 | 0 | 0 | 0 | 0 | 0 | 0 | 0 | 0 | 0 | 0
1981 | 9 | 5 | 0 | 0 | 0 | 0 | 0 | 0 | 0 | 0 | 0 | 0 | 0 | 0 | 0
1981 | 9 | 6 | 0 | 0 | 0 | 0 | 0 | 0 | 0 | 0 | 0 | 0 | 0 | 0 | 0
1981 | 9 | 7 | 0 | 0 | 0 | 0 | 0 | 0 | 0 | 0 | 0 | 0 | 0 | 0 | 0
1981 | 9 | 8 | 0.08 | 0.08 | 0.03 | 0 | 0.08 | 0.03 | 0 | 0 | 0 | 0 | 0 | 0 | 0
1981 | 9 | 9 | 0 | 0 | 0 | 0 | 0 | 0 | 0 | 0 | 0 | 0 | 0 | 0 | 0
1981 | 9 | 10 | 0 | 0 | 0 | 0 | 0 | 0 | 0 | 0 | 0 | 0 | 0 | 0 | 0
1981 | 9 | 11 | 0 | 0 | 0 | 0 | 0 | 0 | 0 | 0 | 0 | 0 | 0 | 0 | 0
1981 | 9 | 12 | 0 | 0 | 0 | 0 | 0 | 0 | 0 | 0 | 0 | 0 | 0 | 0 | 0
1981 | 9 | 13 | 0 | 0 | 0 | 0 | 0 | 0 | 0 | 0 | 0 | 0 | 0 | 0 | 0
1981 | 9 | 14 | 0 | 0 | 0 | 0 | 0 | 0 | 0 | 0 | 0 | 0 | 0 | 0 | 0
1981 | 9 | 15 | 1.21 | 1 | 0.95 | 0 | 1 | 0.95 | 0 | 0 | 0 | 0 | 0 | 0 | 0
1981 | 9 | 16 | 0.34 | 0.34 | 0.29 | 0 | 0.34 | 0.29 | 0 | 0 | 0 | 0 | 0 | 0 | 0
1981 | 9 | 17 | 0.06 | 0.06 | 0.01 | 0 | 0.06 | 0.01 | 0 | 0 | 0 | 0 | 0 | 0 | 0
1981 | 9 | 18 | 0.04 | 0.04 | 0 | 0 | 0.04 | 0 | 0 | 0 | 0 | 0 | 0 | 0 | 0
1981 | 9 | 19 | 0 | 0 | 0 | 0 | 0 | 0 | 0 | 0 | 0 | 0 | 0 | 0 | 0
1981 | 9 | 20 | 0 | 0 | 0 | 0 | 0 | 0 | 0 | 0 | 0 | 0 | 0 | 0 | 0
1981 | 9 | 21 | 0 | 0 | 0 | 0 | 0 | 0 | 0 | 0 | 0 | 0 | 0 | 0 | 0
1981 | 9 | 22 | 0.18 | 0.18 | 0.13 | 0 | 0.18 | 0.13 | 0 | 0 | 0 | 0 | 0 | 0 | 0
1981 | 9 | 23 | 0 | 0 | 0 | 0 | 0 | 0 | 0 | 0 | 0 | 0 | 0 | 0 | 0
1981 | 9 | 24 | 0 | 0 | 0 | 0 | 0 | 0 | 0 | 0 | 0 | 0 | 0 | 0 | 0
1981 | 9 | 25 | 0 | 0 | 0 | 0 | 0 | 0 | 0 | 0 | 0 | 0 | 0 | 0 | 0
1981 | 9 | 26 | 0 | 0 | 0 | 0 | 0 | 0 | 0 | 0 | 0 | 0 | 0 | 0 | 0
1981 | 9 | 27 | 0.03 | 0.03 | 0 | 0 | 0.03 | 0 | 0 | 0 | 0 | 0 | 0 | 0 | 0
1981 | 9 | 28 | 0 | 0 | 0 | 0 | 0 | 0 | 0 | 0 | 0 | 0 | 0 | 0 | 0
1981 | 9 | 29 | 0 | 0 | 0 | 0 | 0 | 0 | 0 | 0 | 0 | 0 | 0 | 0 | 0
1981 | 9 | 30 | 0 | 0 | 0 | 0 | 0 | 0 | 0 | 0 | 0 | 0 | 0 | 0 | 0
1981 | 10 | 1 | 0.2 | 0.2 | 0.15 | 0 | 0.2 | 0.15 | 0 | 0 | 0 | 0 | 0 | 0 | 0
1981 | 10 | 2 | 0.02 | 0.02 | 0 | 0 | 0.02 | 0 | 0 | 0 | 0 | 0 | 0 | 0 | 0
1981 | 10 | 3 | 0 | 0 | 0 | 0 | 0 | 0 | 0 | 0 | 0 | 0 | 0 | 0 | 0
1981 | 10 | 4 | 0 | 0 | 0 | 0 | 0 | 0 | 0 | 0 | 0 | 0 | 0 | 0 | 0
1981 | 10 | 5 | 0 | 0 | 0 | 0 | 0 | 0 | 0 | 0 | 0 | 0 | 0 | 0 | 0
1981 | 10 | 6 | 0.59 | 0.59 | 0.54 | 0 | 0.59 | 0.54 | 0 | 0 | 0 | 0 | 0 | 0 | 0
1981 | 10 | 7 | 0 | 0 | 0 | 0 | 0 | 0 | 0 | 0 | 0 | 0 | 0 | 0 | 0
1981 | 10 | 8 | 0 | 0 | 0 | 0 | 0 | 0 | 0 | 0 | 0 | 0 | 0 | 0 | 0
1981 | 10 | 9 | 0 | 0 | 0 | 0 | 0 | 0 | 0 | 0 | 0 | 0 | 0 | 0 | 0
1981 | 10 | 10 | 0 | 0 | 0 | 0 | 0 | 0 | 0 | 0 | 0 | 0 | 0 | 0 | 0
1981 | 10 | 11 | 0 | 0 | 0 | 0 | 0 | 0 | 0 | 0 | 0 | 0 | 0 | 0 | 0
1981 | 10 | 12 | 0 | 0 | 0 | 0 | 0 | 0 | 0 | 0 | 0 | 0 | 0 | 0 | 0
1981 | 10 | 13 | 0 | 0 | 0 | 0 | 0 | 0 | 0 | 0 | 0 | 0 | 0 | 0 | 0
1981 | 10 | 14 | 0 | 0 | 0 | 0 | 0 | 0 | 0 | 0 | 0 | 0 | 0 | 0 | 0
1981 | 10 | 15 | 0 | 0 | 0 | 0 | 0 | 0 | 0 | 0 | 0 | 0 | 0 | 0 | 0
1981 | 10 | 16 | 0 | 0 | 0 | 0 | 0 | 0 | 0 | 0 | 0 | 0 | 0 | 0 | 0
1981 | 10 | 17 | 0 | 0 | 0 | 0 | 0 | 0 | 0 | 0 | 0 | 0 | 0 | 0 | 0
1981 | 10 | 18 | 0.45 | 0.45 | 0.4 | 0 | 0.45 | 0.4 | 0 | 0 | 0 | 0 | 0 | 0 | 0
1981 | 10 | 19 | 0 | 0 | 0 | 0 | 0 | 0 | 0 | 0 | 0 | 0 | 0 | 0 | 0
1981 | 10 | 20 | 0 | 0 | 0 | 0 | 0 | 0 | 0 | 0 | 0 | 0 | 0 | 0 | 0
1981 | 10 | 21 | 0 | 0 | 0 | 0 | 0 | 0 | 0 | 0 | 0 | 0 | 0 | 0 | 0
1981 | 10 | 22 | 0 | 0 | 0 | 0 | 0 | 0 | 0 | 0 | 0 | 0 | 0 | 0 | 0
1981 | 10 | 23 | 0.57 | 0.57 | 0.52 | 0 | 0.57 | 0.52 | 0 | 0 | 0 | 0 | 0 | 0 | 0
1981 | 10 | 24 | 0 | 0 | 0 | 0 | 0 | 0 | 0 | 0 | 0 | 0 | 0 | 0 | 0
1981 | 10 | 25 | 0.33 | 0.33 | 0.28 | 0 | 0.33 | 0.28 | 0 | 0 | 0 | 0 | 0 | 0 | 0
1981 | 10 | 26 | 0.84 | 0.84 | 0.79 | 0 | 0.84 | 0.79 | 0 | 0 | 0 | 0 | 0 | 0 | 0
1981 | 10 | 27 | 0.64 | 0.64 | 0.59 | 0 | 0.64 | 0.59 | 0 | 0 | 0 | 0 | 0 | 0 | 0
1981 | 10 | 28 | 0 | 0 | 0 | 0 | 0 | 0 | 0 | 0 | 0 | 0 | 0 | 0 | 0
1981 | 10 | 29 | 0 | 0 | 0 | 0 | 0 | 0 | 0 | 0 | 0 | 0 | 0 | 0 | 0
1981 | 10 | 30 | 0 | 0 | 0 | 0 | 0 | 0 | 0 | 0 | 0 | 0 | 0 | 0 | 0
1981 | 10 | 31 | 0 | 0 | 0 | 0 | 0 | 0 | 0 | 0 | 0 | 0 | 0 | 0 | 0
1981 | 11 | 1 | 0 | 0 | 0 | 0 | 0 | 0 | 0 | 0 | 0 | 0 | 0 | 0 | 0
1981 | 11 | 2 | 0 | 0 | 0 | 0 | 0 | 0 | 0 | 0 | 0 | 0 | 0 | 0 | 0
1981 | 11 | 3 | 0 | 0 | 0 | 0 | 0 | 0 | 0 | 0 | 0 | 0 | 0 | 0 | 0
1981 | 11 | 4 | 0 | 0 | 0 | 0 | 0 | 0 | 0 | 0 | 0 | 0 | 0 | 0 | 0
1981 | 11 | 5 | 0.08 | 0.08 | 0.03 | 0 | 0.08 | 0.03 | 0 | 0 | 0 | 0 | 0 | 0 | 0
1981 | 11 | 6 | 0.19 | 0.19 | 0.14 | 0 | 0.19 | 0.14 | 0 | 0 | 0 | 0 | 0 | 0 | 0
1981 | 11 | 7 | 0 | 0 | 0 | 0 | 0 | 0 | 0 | 0 | 0 | 0 | 0 | 0 | 0
1981 | 11 | 8 | 0 | 0 | 0 | 0 | 0 | 0 | 0 | 0 | 0 | 0 | 0 | 0 | 0
1981 | 11 | 9 | 0 | 0 | 0 | 0 | 0 | 0 | 0 | 0 | 0 | 0 | 0 | 0 | 0
1981 | 11 | 10 | 0 | 0 | 0 | 0 | 0 | 0 | 0 | 0 | 0 | 0 | 0 | 0 | 0
1981 | 11 | 11 | 0 | 0 | 0 | 0 | 0 | 0 | 0 | 0 | 0 | 0 | 0 | 0 | 0
1981 | 11 | 12 | 0 | 0 | 0 | 0 | 0 | 0 | 0 | 0 | 0 | 0 | 0 | 0 | 0
1981 | 11 | 13 | 0 | 0 | 0 | 0 | 0 | 0 | 0 | 0 | 0 | 0 | 0 | 0 | 0
1981 | 11 | 14 | 0 | 0 | 0 | 0 | 0 | 0 | 0 | 0 | 0 | 0 | 0 | 0 | 0
1981 | 11 | 15 | 0 | 0 | 0 | 0 | 0 | 0 | 0 | 0 | 0 | 0 | 0 | 0 | 0
1981 | 11 | 16 | 0 | 0 | 0 | 0 | 0 | 0 | 0 | 0 | 0 | 0 | 0 | 0 | 0
1981 | 11 | 17 | 0.01 | 0.01 | 0 | 0 | 0.01 | 0 | 0 | 0 | 0 | 0 | 0 | 0 | 0
1981 | 11 | 18 | 0 | 0 | 0 | 0 | 0 | 0 | 0 | 0 | 0 | 0 | 0 | 0 | 0
1981 | 11 | 19 | 0 | 0 | 0 | 0 | 0 | 0 | 0 | 0 | 0 | 0 | 0 | 0 | 0
1981 | 11 | 20 | 0 | 0 | 0 | 0 | 0 | 0 | 0 | 0 | 0 | 0 | 0 | 0 | 0
1981 | 11 | 21 | 0 | 0 | 0 | 0 | 0 | 0 | 0 | 0 | 0 | 0 | 0 | 0 | 0
1981 | 11 | 22 | 0 | 0 | 0 | 0 | 0 | 0 | 0 | 0 | 0 | 0 | 0 | 0 | 0
1981 | 11 | 23 | 0 | 0 | 0 | 0 | 0 | 0 | 0 | 0 | 0 | 0 | 0 | 0 | 0
1981 | 11 | 24 | 0.01 | 0.01 | 0 | 0 | 0.01 | 0 | 0 | 0 | 0 | 0 | 0 | 0 | 0
1981 | 11 | 25 | 0 | 0 | 0 | 0 | 0 | 0 | 0 | 0 | 0 | 0 | 0 | 0 | 0
1981 | 11 | 26 | 0 | 0 | 0 | 0 | 0 | 0 | 0 | 0 | 0 | 0 | 0 | 0 | 0
1981 | 11 | 27 | 0 | 0 | 0 | 0 | 0 | 0 | 0 | 0 | 0 | 0 | 0 | 0 | 0
1981 | 11 | 28 | 0 | 0 | 0 | 0 | 0 | 0 | 0 | 0 | 0 | 0 | 0 | 0 | 0
1981 | 11 | 29 | 0 | 0 | 0 | 0 | 0 | 0 | 0 | 0 | 0 | 0 | 0 | 0 | 0
1981 | 11 | 30 | 0 | 0 | 0 | 0 | 0 | 0 | 0 | 0 | 0 | 0 | 0 | 0 | 0
1981 | 12 | 1 | 0.46 | 0.46 | 0.41 | 0 | 0.46 | 0.41 | 0 | 0 | 0 | 0 | 0 | 0 | 0
1981 | 12 | 2 | 0.04 | 0.04 | 0 | 0 | 0.04 | 0 | 0 | 0 | 0 | 0 | 0 | 0 | 0
1981 | 12 | 3 | 0 | 0 | 0 | 0 | 0 | 0 | 0 | 0 | 0 | 0 | 0 | 0 | 0
1981 | 12 | 4 | 0.04 | 0.04 | 0 | 0 | 0.04 | 0 | 0 | 0 | 0 | 0 | 0 | 0 | 0
1981 | 12 | 5 | 0.02 | 0.02 | 0 | 0 | 0.02 | 0 | 0 | 0 | 0 | 0 | 0 | 0 | 0
1981 | 12 | 6 | 0 | 0 | 0 | 0 | 0 | 0 | 0 | 0 | 0 | 0 | 0 | 0 | 0
1981 | 12 | 7 | 0 | 0 | 0 | 0 | 0 | 0 | 0 | 0 | 0 | 0 | 0 | 0 | 0
1981 | 12 | 8 | 0 | 0 | 0 | 0 | 0 | 0 | 0 | 0 | 0 | 0 | 0 | 0 | 0
1981 | 12 | 9 | 0 | 0 | 0 | 0 | 0 | 0 | 0 | 0 | 0 | 0 | 0 | 0 | 0
1981 | 12 | 10 | 0 | 0 | 0 | 0 | 0 | 0 | 0 | 0 | 0 | 0 | 0 | 0 | 0
1981 | 12 | 11 | 0 | 0 | 0 | 0 | 0 | 0 | 0 | 0 | 0 | 0 | 0 | 0 | 0
1981 | 12 | 12 | 0 | 0 | 0 | 0 | 0 | 0 | 0 | 0 | 0 | 0 | 0 | 0 | 0
1981 | 12 | 13 | 0 | 0 | 0 | 0 | 0 | 0 | 0 | 0 | 0 | 0 | 0 | 0 | 0
1981 | 12 | 14 | 0.84 | 0.84 | 0.79 | 0 | 0.84 | 0.79 | 0 | 0 | 0 | 0 | 0 | 0 | 0
1981 | 12 | 15 | 0.79 | 0.79 | 0.74 | 0 | 0.79 | 0.74 | 0 | 0 | 0 | 0 | 0 | 0 | 0
1981 | 12 | 16 | 0.09 | 0.09 | 0.04 | 0 | 0.09 | 0.04 | 0 | 0 | 0 | 0 | 0 | 0 | 0
1981 | 12 | 17 | 0 | 0 | 0 | 0 | 0 | 0 | 0 | 0 | 0 | 0 | 0 | 0 | 0
1981 | 12 | 18 | 0 | 0 | 0 | 0 | 0 | 0 | 0 | 0 | 0 | 0 | 0 | 0 | 0
1981 | 12 | 19 | 0 | 0 | 0 | 0 | 0 | 0 | 0 | 0 | 0 | 0 | 0 | 0 | 0
1981 | 12 | 20 | 0 | 0 | 0 | 0 | 0 | 0 | 0 | 0 | 0 | 0 | 0 | 0 | 0
1981 | 12 | 21 | 0 | 0 | 0 | 0 | 0 | 0 | 0 | 0 | 0 | 0 | 0 | 0 | 0
1981 | 12 | 22 | 0.08 | 0.08 | 0.03 | 0 | 0.08 | 0.03 | 0 | 0 | 0 | 0 | 0 | 0 | 0
1981 | 12 | 23 | 0 | 0 | 0 | 0 | 0 | 0 | 0 | 0 | 0 | 0 | 0 | 0 | 0
1981 | 12 | 24 | 0 | 0 | 0 | 0 | 0 | 0 | 0 | 0 | 0 | 0 | 0 | 0 | 0
1981 | 12 | 25 | 0 | 0 | 0 | 0 | 0 | 0 | 0 | 0 | 0 | 0 | 0 | 0 | 0
1981 | 12 | 26 | 0.01 | 0.01 | 0 | 0 | 0.01 | 0 | 0 | 0 | 0 | 0 | 0 | 0 | 0
1981 | 12 | 27 | 0.05 | 0.05 | 0 | 0 | 0.05 | 0 | 0 | 0 | 0 | 0 | 0 | 0 | 0
1981 | 12 | 28 | 0 | 0 | 0 | 0 | 0 | 0 | 0 | 0 | 0 | 0 | 0 | 0 | 0
1981 | 12 | 29 | 0 | 0 | 0 | 0 | 0 | 0 | 0 | 0 | 0 | 0 | 0 | 0 | 0
1981 | 12 | 30 | 0 | 0 | 0 | 0 | 0 | 0 | 0 | 0 | 0 | 0 | 0 | 0 | 0
1981 | 12 | 31 | 0.38 | 0.38 | 0.33 | 0 | 0.38 | 0.33 | 0 | 0 | 0 | 0 | 0 | 0 | 0
1982 | 1 | 1 | 0.1 | 0.1 | 0.05 | 0 | 0.1 | 0.05 | 0 | 0 | 0 | 0 | 0 | 0 | 0
1982 | 1 | 2 | 0 | 0 | 0 | 0 | 0 | 0 | 0 | 0 | 0 | 0 | 0 | 0 | 0
1982 | 1 | 3 | 0.21 | 0.21 | 0.16 | 0 | 0.21 | 0.16 | 0 | 0 | 0 | 0 | 0 | 0 | 0
1982 | 1 | 4 | 0.61 | 0.61 | 0.56 | 0 | 0.61 | 0.56 | 0 | 0 | 0 | 0 | 0 | 0 | 0
1982 | 1 | 5 | 0 | 0 | 0 | 0 | 0 | 0 | 0 | 0 | 0 | 0 | 0 | 0 | 0
1982 | 1 | 6 | 0 | 0 | 0 | 0 | 0 | 0 | 0 | 0 | 0 | 0 | 0 | 0 | 0
1982 | 1 | 7 | 0 | 0 | 0 | 0 | 0 | 0 | 0 | 0 | 0 | 0 | 0 | 0 | 0
1982 | 1 | 8 | 0 | 0 | 0 | 0 | 0 | 0 | 0 | 0 | 0 | 0 | 0 | 0 | 0
1982 | 1 | 9 | 0 | 0 | 0 | 0 | 0 | 0 | 0 | 0 | 0 | 0 | 0 | 0 | 0
1982 | 1 | 10 | 0 | 0 | 0 | 0 | 0 | 0 | 0 | 0 | 0 | 0 | 0 | 0 | 0
1982 | 1 | 11 | 0 | 0 | 0 | 0 | 0 | 0 | 0 | 0 | 0 | 0 | 0 | 0 | 0
1982 | 1 | 12 | 0 | 0 | 0 | 0 | 0 | 0 | 0 | 0 | 0 | 0 | 0 | 0 | 0
1982 | 1 | 13 | 0.42 | 0.42 | 0.37 | 0 | 0.42 | 0.37 | 0 | 0 | 0 | 0 | 0 | 0 | 0
1982 | 1 | 14 | 0.11 | 0.11 | 0.06 | 0 | 0.11 | 0.06 | 0 | 0 | 0 | 0 | 0 | 0 | 0
1982 | 1 | 15 | 0 | 0 | 0 | 0 | 0 | 0 | 0 | 0 | 0 | 0 | 0 | 0 | 0
1982 | 1 | 16 | 0.02 | 0.02 | 0 | 0 | 0.02 | 0 | 0 | 0 | 0 | 0 | 0 | 0 | 0
1982 | 1 | 17 | 0 | 0 | 0 | 0 | 0 | 0 | 0 | 0 | 0 | 0 | 0 | 0 | 0
1982 | 1 | 18 | 0 | 0 | 0 | 0 | 0 | 0 | 0 | 0 | 0 | 0 | 0 | 0 | 0
1982 | 1 | 19 | 0 | 0 | 0 | 0 | 0 | 0 | 0 | 0 | 0 | 0 | 0 | 0 | 0
1982 | 1 | 20 | 0 | 0 | 0 | 0 | 0 | 0 | 0 | 0 | 0 | 0 | 0 | 0 | 0
1982 | 1 | 21 | 0.25 | 0.25 | 0.2 | 0 | 0.25 | 0.2 | 0 | 0 | 0 | 0 | 0 | 0 | 0
1982 | 1 | 22 | 0.04 | 0.04 | 0 | 0 | 0.04 | 0 | 0 | 0 | 0 | 0 | 0 | 0 | 0
1982 | 1 | 23 | 0.44 | 0.44 | 0.39 | 0 | 0.44 | 0.39 | 0 | 0 | 0 | 0 | 0 | 0 | 0
1982 | 1 | 24 | 0 | 0 | 0 | 0 | 0 | 0 | 0 | 0 | 0 | 0 | 0 | 0 | 0
1982 | 1 | 25 | 0 | 0 | 0 | 0 | 0 | 0 | 0 | 0 | 0 | 0 | 0 | 0 | 0
1982 | 1 | 26 | 0.01 | 0.01 | 0 | 0 | 0.01 | 0 | 0 | 0 | 0 | 0 | 0 | 0 | 0
1982 | 1 | 27 | 0 | 0 | 0 | 0 | 0 | 0 | 0 | 0 | 0 | 0 | 0 | 0 | 0
1982 | 1 | 28 | 0 | 0 | 0 | 0 | 0 | 0 | 0 | 0 | 0 | 0 | 0 | 0 | 0
1982 | 1 | 29 | 0 | 0 | 0 | 0 | 0 | 0 | 0 | 0 | 0 | 0 | 0 | 0 | 0
1982 | 1 | 30 | 0 | 0 | 0 | 0 | 0 | 0 | 0 | 0 | 0 | 0 | 0 | 0 | 0
1982 | 1 | 31 | 0.06 | 0.06 | 0.01 | 0 | 0.06 | 0.01 | 0 | 0 | 0 | 0 | 0 | 0 | 0
1982 | 2 | 1 | 0 | 0 | 0 | 0 | 0 | 0 | 0 | 0 | 0 | 0 | 0 | 0 | 0
1982 | 2 | 2 | 0.61 | 0.61 | 0.56 | 0 | 0.61 | 0.56 | 0 | 0 | 0 | 0 | 0 | 0 | 0
1982 | 2 | 3 | 0.57 | 0.57 | 0.52 | 0 | 0.57 | 0.52 | 0 | 0 | 0 | 0 | 0 | 0 | 0
1982 | 2 | 4 | 0 | 0 | 0 | 0 | 0 | 0 | 0 | 0 | 0 | 0 | 0 | 0 | 0
1982 | 2 | 5 | 0 | 0 | 0 | 0 | 0 | 0 | 0 | 0 | 0 | 0 | 0 | 0 | 0
1982 | 2 | 6 | 0 | 0 | 0 | 0 | 0 | 0 | 0 | 0 | 0 | 0 | 0 | 0 | 0
1982 | 2 | 7 | 0 | 0 | 0 | 0 | 0 | 0 | 0 | 0 | 0 | 0 | 0 | 0 | 0
1982 | 2 | 8 | 0 | 0 | 0 | 0 | 0 | 0 | 0 | 0 | 0 | 0 | 0 | 0 | 0
1982 | 2 | 9 | 0.56 | 0.56 | 0.51 | 0 | 0.56 | 0.51 | 0 | 0 | 0 | 0 | 0 | 0 | 0
1982 | 2 | 10 | 0 | 0 | 0 | 0 | 0 | 0 | 0 | 0 | 0 | 0 | 0 | 0 | 0
1982 | 2 | 11 | 0 | 0 | 0 | 0 | 0 | 0 | 0 | 0 | 0 | 0 | 0 | 0 | 0
1982 | 2 | 12 | 0 | 0 | 0 | 0 | 0 | 0 | 0 | 0 | 0 | 0 | 0 | 0 | 0
1982 | 2 | 13 | 0.07 | 0.07 | 0.02 | 0 | 0.07 | 0.02 | 0 | 0 | 0 | 0 | 0 | 0 | 0
1982 | 2 | 14 | 0 | 0 | 0 | 0 | 0 | 0 | 0 | 0 | 0 | 0 | 0 | 0 | 0
1982 | 2 | 15 | 0 | 0 | 0 | 0 | 0 | 0 | 0 | 0 | 0 | 0 | 0 | 0 | 0
1982 | 2 | 16 | 0.15 | 0.15 | 0.1 | 0 | 0.15 | 0.1 | 0 | 0 | 0 | 0 | 0 | 0 | 0
1982 | 2 | 17 | 0.91 | 0.91 | 0.86 | 0 | 0.91 | 0.86 | 0 | 0 | 0 | 0 | 0 | 0 | 0
1982 | 2 | 18 | 0.04 | 0.04 | 0 | 0 | 0.04 | 0 | 0 | 0 | 0 | 0 | 0 | 0 | 0
1982 | 2 | 19 | 0.35 | 0.35 | 0.3 | 0 | 0.35 | 0.3 | 0 | 0 | 0 | 0 | 0 | 0 | 0
1982 | 2 | 20 | 0 | 0 | 0 | 0 | 0 | 0 | 0 | 0 | 0 | 0 | 0 | 0 | 0
1982 | 2 | 21 | 0 | 0 | 0 | 0 | 0 | 0 | 0 | 0 | 0 | 0 | 0 | 0 | 0
1982 | 2 | 22 | 0 | 0 | 0 | 0 | 0 | 0 | 0 | 0 | 0 | 0 | 0 | 0 | 0
1982 | 2 | 23 | 0 | 0 | 0 | 0 | 0 | 0 | 0 | 0 | 0 | 0 | 0 | 0 | 0
1982 | 2 | 24 | 0 | 0 | 0 | 0 | 0 | 0 | 0 | 0 | 0 | 0 | 0 | 0 | 0
1982 | 2 | 25 | 0 | 0 | 0 | 0 | 0 | 0 | 0 | 0 | 0 | 0 | 0 | 0 | 0
1982 | 2 | 26 | 0 | 0 | 0 | 0 | 0 | 0 | 0 | 0 | 0 | 0 | 0 | 0 | 0
1982 | 2 | 27 | 0.07 | 0.07 | 0.02 | 0 | 0.07 | 0.02 | 0 | 0 | 0 | 0 | 0 | 0 | 0
1982 | 2 | 28 | 0 | 0 | 0 | 0 | 0 | 0 | 0 | 0 | 0 | 0 | 0 | 0 | 0
1982 | 3 | 1 | 0 | 0 | 0 | 0 | 0 | 0 | 0 | 0 | 0 | 0 | 0 | 0 | 0
1982 | 3 | 2 | 0 | 0 | 0 | 0 | 0 | 0 | 0 | 0 | 0 | 0 | 0 | 0 | 0
1982 | 3 | 3 | 0 | 0 | 0 | 0 | 0 | 0 | 0 | 0 | 0 | 0 | 0 | 0 | 0
1982 | 3 | 4 | 0.01 | 0.01 | 0 | 0 | 0.01 | 0 | 0 | 0 | 0 | 0 | 0 | 0 | 0
1982 | 3 | 5 | 0 | 0 | 0 | 0 | 0 | 0 | 0 | 0 | 0 | 0 | 0 | 0 | 0
1982 | 3 | 6 | 0.04 | 0.04 | 0 | 0 | 0.04 | 0 | 0 | 0 | 0 | 0 | 0 | 0 | 0
1982 | 3 | 7 | 0.71 | 0.71 | 0.66 | 0 | 0.71 | 0.66 | 0 | 0 | 0 | 0 | 0 | 0 | 0
1982 | 3 | 8 | 0 | 0 | 0 | 0 | 0 | 0 | 0 | 0 | 0 | 0 | 0 | 0 | 0
1982 | 3 | 9 | 0 | 0 | 0 | 0 | 0 | 0 | 0 | 0 | 0 | 0 | 0 | 0 | 0
1982 | 3 | 10 | 0 | 0 | 0 | 0 | 0 | 0 | 0 | 0 | 0 | 0 | 0 | 0 | 0
1982 | 3 | 11 | 0.08 | 0.08 | 0.03 | 0 | 0.08 | 0.03 | 0 | 0 | 0 | 0 | 0 | 0 | 0
1982 | 3 | 12 | 0.24 | 0.24 | 0.19 | 0 | 0.24 | 0.19 | 0 | 0 | 0 | 0 | 0 | 0 | 0
1982 | 3 | 13 | 0.07 | 0.07 | 0.02 | 0 | 0.07 | 0.02 | 0 | 0 | 0 | 0 | 0 | 0 | 0
1982 | 3 | 14 | 0 | 0 | 0 | 0 | 0 | 0 | 0 | 0 | 0 | 0 | 0 | 0 | 0
1982 | 3 | 15 | 0.15 | 0.15 | 0.1 | 0 | 0.15 | 0.1 | 0 | 0 | 0 | 0 | 0 | 0 | 0
1982 | 3 | 16 | 0.5 | 0.5 | 0.45 | 0 | 0.5 | 0.45 | 0 | 0 | 0 | 0 | 0 | 0 | 0
1982 | 3 | 17 | 0 | 0 | 0 | 0 | 0 | 0 | 0 | 0 | 0 | 0 | 0 | 0 | 0
1982 | 3 | 18 | 0 | 0 | 0 | 0 | 0 | 0 | 0 | 0 | 0 | 0 | 0 | 0 | 0
1982 | 3 | 19 | 0.01 | 0.01 | 0 | 0 | 0.01 | 0 | 0 | 0 | 0 | 0 | 0 | 0 | 0
1982 | 3 | 20 | 0.19 | 0.19 | 0.14 | 0 | 0.19 | 0.14 | 0 | 0 | 0 | 0 | 0 | 0 | 0
1982 | 3 | 21 | 0.1 | 0.1 | 0.05 | 0 | 0.1 | 0.05 | 0 | 0 | 0 | 0 | 0 | 0 | 0
1982 | 3 | 22 | 0 | 0 | 0 | 0 | 0 | 0 | 0 | 0 | 0 | 0 | 0 | 0 | 0
1982 | 3 | 23 | 0 | 0 | 0 | 0 | 0 | 0 | 0 | 0 | 0 | 0 | 0 | 0 | 0
1982 | 3 | 24 | 0 | 0 | 0 | 0 | 0 | 0 | 0 | 0 | 0 | 0 | 0 | 0 | 0
1982 | 3 | 25 | 0.06 | 0.06 | 0.01 | 0 | 0.06 | 0.01 | 0 | 0 | 0 | 0 | 0 | 0 | 0
1982 | 3 | 26 | 0.11 | 0.11 | 0.06 | 0 | 0.11 | 0.06 | 0 | 0 | 0 | 0 | 0 | 0 | 0
1982 | 3 | 27 | 0 | 0 | 0 | 0 | 0 | 0 | 0 | 0 | 0 | 0 | 0 | 0 | 0
1982 | 3 | 28 | 0 | 0 | 0 | 0 | 0 | 0 | 0 | 0 | 0 | 0 | 0 | 0 | 0
1982 | 3 | 29 | 0 | 0 | 0 | 0 | 0 | 0 | 0 | 0 | 0 | 0 | 0 | 0 | 0
1982 | 3 | 30 | 0 | 0 | 0 | 0 | 0 | 0 | 0 | 0 | 0 | 0 | 0 | 0 | 0
1982 | 3 | 31 | 0.37 | 0.37 | 0.32 | 0 | 0.37 | 0.32 | 0 | 0 | 0 | 0 | 0 | 0 | 0
1982 | 4 | 1 | 0 | 0 | 0 | 0 | 0 | 0 | 0 | 0 | 0 | 0 | 0 | 0 | 0
1982 | 4 | 2 | 0 | 0 | 0 | 0 | 0 | 0 | 0 | 0 | 0 | 0 | 0 | 0 | 0
1982 | 4 | 3 | 0.43 | 0.43 | 0.38 | 0 | 0.43 | 0.38 | 0 | 0 | 0 | 0 | 0 | 0 | 0
1982 | 4 | 4 | 0 | 0 | 0 | 0 | 0 | 0 | 0 | 0 | 0 | 0 | 0 | 0 | 0
1982 | 4 | 5 | 0.09 | 0.09 | 0.04 | 0 | 0.09 | 0.04 | 0 | 0 | 0 | 0 | 0 | 0 | 0
1982 | 4 | 6 | 0.23 | 0.23 | 0.18 | 0 | 0.23 | 0.18 | 0 | 0 | 0 | 0 | 0 | 0 | 0
1982 | 4 | 7 | 0 | 0 | 0 | 0 | 0 | 0 | 0 | 0 | 0 | 0 | 0 | 0 | 0
1982 | 4 | 8 | 0 | 0 | 0 | 0 | 0 | 0 | 0 | 0 | 0 | 0 | 0 | 0 | 0
1982 | 4 | 9 | 0.21 | 0.21 | 0.16 | 0 | 0.21 | 0.16 | 0 | 0 | 0 | 0 | 0 | 0 | 0
1982 | 4 | 10 | 0 | 0 | 0 | 0 | 0 | 0 | 0 | 0 | 0 | 0 | 0 | 0 | 0
1982 | 4 | 11 | 0 | 0 | 0 | 0 | 0 | 0 | 0 | 0 | 0 | 0 | 0 | 0 | 0
1982 | 4 | 12 | 0 | 0 | 0 | 0 | 0 | 0 | 0 | 0 | 0 | 0 | 0 | 0 | 0
1982 | 4 | 13 | 0 | 0 | 0 | 0 | 0 | 0 | 0 | 0 | 0 | 0 | 0 | 0 | 0
1982 | 4 | 14 | 0 | 0 | 0 | 0 | 0 | 0 | 0 | 0 | 0 | 0 | 0 | 0 | 0
1982 | 4 | 15 | 0 | 0 | 0 | 0 | 0 | 0 | 0 | 0 | 0 | 0 | 0 | 0 | 0
1982 | 4 | 16 | 0 | 0 | 0 | 0 | 0 | 0 | 0 | 0 | 0 | 0 | 0 | 0 | 0
1982 | 4 | 17 | 0.54 | 0.54 | 0.49 | 0 | 0.54 | 0.49 | 0 | 0 | 0 | 0 | 0 | 0 | 0
1982 | 4 | 18 | 0 | 0 | 0 | 0 | 0 | 0 | 0 | 0 | 0 | 0 | 0 | 0 | 0
1982 | 4 | 19 | 0 | 0 | 0 | 0 | 0 | 0 | 0 | 0 | 0 | 0 | 0 | 0 | 0
1982 | 4 | 20 | 0 | 0 | 0 | 0 | 0 | 0 | 0 | 0 | 0 | 0 | 0 | 0 | 0
1982 | 4 | 21 | 0 | 0 | 0 | 0 | 0 | 0 | 0 | 0 | 0 | 0 | 0 | 0 | 0
1982 | 4 | 22 | 0 | 0 | 0 | 0 | 0 | 0 | 0 | 0 | 0 | 0 | 0 | 0 | 0
1982 | 4 | 23 | 0 | 0 | 0 | 0 | 0 | 0 | 0 | 0 | 0 | 0 | 0 | 0 | 0
1982 | 4 | 24 | 0 | 0 | 0 | 0 | 0 | 0 | 0 | 0 | 0 | 0 | 0 | 0 | 0
1982 | 4 | 25 | 0 | 0 | 0 | 0 | 0 | 0 | 0 | 0 | 0 | 0 | 0 | 0 | 0
1982 | 4 | 26 | 1.02 | 1 | 0.95 | 0 | 1 | 0.95 | 0 | 0 | 0 | 0 | 0 | 0 | 0
1982 | 4 | 27 | 0.67 | 0.67 | 0.62 | 0 | 0.67 | 0.62 | 0 | 0 | 0 | 0 | 0 | 0 | 0
1982 | 4 | 28 | 0 | 0 | 0 | 0 | 0 | 0 | 0 | 0 | 0 | 0 | 0 | 0 | 0
1982 | 4 | 29 | 0 | 0 | 0 | 0 | 0 | 0 | 0 | 0 | 0 | 0 | 0 | 0 | 0
1982 | 4 | 30 | 0 | 0 | 0 | 0 | 0 | 0 | 0 | 0 | 0 | 0 | 0 | 0 | 0
1982 | 5 | 1 | 0 | 0 | 0 | 0 | 0 | 0 | 0 | 0 | 0 | 0 | 0 | 0 | 0
1982 | 5 | 2 | 0 | 0 | 0 | 0 | 0 | 0 | 0 | 0 | 0 | 0 | 0 | 0 | 0
1982 | 5 | 3 | 0 | 0 | 0 | 0 | 0 | 0 | 0 | 0 | 0 | 0 | 0 | 0 | 0
1982 | 5 | 4 | 0 | 0 | 0 | 0 | 0 | 0 | 0 | 0 | 0 | 0 | 0 | 0 | 0
1982 | 5 | 5 | 0 | 0 | 0 | 0 | 0 | 0 | 0 | 0 | 0 | 0 | 0 | 0 | 0
1982 | 5 | 6 | 0 | 0 | 0 | 0 | 0 | 0 | 0 | 0 | 0 | 0 | 0 | 0 | 0
1982 | 5 | 7 | 0 | 0 | 0 | 0 | 0 | 0 | 0 | 0 | 0 | 0 | 0 | 0 | 0
1982 | 5 | 8 | 0.3 | 0.3 | 0.25 | 0 | 0.3 | 0.25 | 0 | 0 | 0 | 0 | 0 | 0 | 0
1982 | 5 | 9 | 0 | 0 | 0 | 0 | 0 | 0 | 0 | 0 | 0 | 0 | 0 | 0 | 0
1982 | 5 | 10 | 0 | 0 | 0 | 0 | 0 | 0 | 0 | 0 | 0 | 0 | 0 | 0 | 0
1982 | 5 | 11 | 0 | 0 | 0 | 0 | 0 | 0 | 0 | 0 | 0 | 0 | 0 | 0 | 0
1982 | 5 | 12 | 0 | 0 | 0 | 0 | 0 | 0 | 0 | 0 | 0 | 0 | 0 | 0 | 0
1982 | 5 | 13 | 0 | 0 | 0 | 0 | 0 | 0 | 0 | 0 | 0 | 0 | 0 | 0 | 0
1982 | 5 | 14 | 0 | 0 | 0 | 0 | 0 | 0 | 0 | 0 | 0 | 0 | 0 | 0 | 0
1982 | 5 | 15 | 0 | 0 | 0 | 0 | 0 | 0 | 0 | 0 | 0 | 0 | 0 | 0 | 0
1982 | 5 | 16 | 0 | 0 | 0 | 0 | 0 | 0 | 0 | 0 | 0 | 0 | 0 | 0 | 0
1982 | 5 | 17 | 0 | 0 | 0 | 0 | 0 | 0 | 0 | 0 | 0 | 0 | 0 | 0 | 0
1982 | 5 | 18 | 0 | 0 | 0 | 0 | 0 | 0 | 0 | 0 | 0 | 0 | 0 | 0 | 0
1982 | 5 | 19 | 0.92 | 0.92 | 0.87 | 0 | 0.92 | 0.87 | 0 | 0 | 0 | 0 | 0 | 0 | 0
1982 | 5 | 20 | 0 | 0 | 0 | 0 | 0 | 0 | 0 | 0 | 0 | 0 | 0 | 0 | 0
1982 | 5 | 21 | 0 | 0 | 0 | 0 | 0 | 0 | 0 | 0 | 0 | 0 | 0 | 0 | 0
1982 | 5 | 22 | 1.13 | 1 | 0.95 | 0 | 1 | 0.95 | 0 | 0 | 0 | 0 | 0 | 0 | 0
1982 | 5 | 23 | 0 | 0 | 0 | 0 | 0 | 0 | 0 | 0 | 0 | 0 | 0 | 0 | 0
1982 | 5 | 24 | 0.01 | 0.01 | 0 | 0 | 0.01 | 0 | 0 | 0 | 0 | 0 | 0 | 0 | 0
1982 | 5 | 25 | 0 | 0 | 0 | 0 | 0 | 0 | 0 | 0 | 0 | 0 | 0 | 0 | 0
1982 | 5 | 26 | 0 | 0 | 0 | 0 | 0 | 0 | 0 | 0 | 0 | 0 | 0 | 0 | 0
1982 | 5 | 27 | 0 | 0 | 0 | 0 | 0 | 0 | 0 | 0 | 0 | 0 | 0 | 0 | 0
1982 | 5 | 28 | 1.56 | 1 | 0.95 | 0 | 1 | 0.95 | 0 | 0 | 0 | 0 | 0 | 0 | 0
1982 | 5 | 29 | 0.07 | 0.07 | 0.02 | 0 | 0.07 | 0.02 | 0 | 0 | 0 | 0 | 0 | 0 | 0
1982 | 5 | 30 | 1.12 | 1 | 0.95 | 0 | 1 | 0.95 | 0 | 0 | 0 | 0 | 0 | 0 | 0
1982 | 5 | 31 | 0 | 0 | 0 | 0 | 0 | 0 | 0 | 0 | 0 | 0 | 0 | 0 | 0
1982 | 6 | 1 | 1.13 | 1 | 0.95 | 0 | 1 | 0.95 | 0 | 0 | 0 | 0 | 0 | 0 | 0
1982 | 6 | 2 | 0 | 0 | 0 | 0 | 0 | 0 | 0 | 0 | 0 | 0 | 0 | 0 | 0
1982 | 6 | 3 | 0.5 | 0.5 | 0.45 | 0 | 0.5 | 0.45 | 0 | 0 | 0 | 0 | 0 | 0 | 0
1982 | 6 | 4 | 0.11 | 0.11 | 0.06 | 0 | 0.11 | 0.06 | 0 | 0 | 0 | 0 | 0 | 0 | 0
1982 | 6 | 5 | 0.81 | 0.81 | 0.76 | 0 | 0.81 | 0.76 | 0 | 0 | 0 | 0 | 0 | 0 | 0
1982 | 6 | 6 | 0.09 | 0.09 | 0.04 | 0 | 0.09 | 0.04 | 0 | 0 | 0 | 0 | 0 | 0 | 0
1982 | 6 | 7 | 0.05 | 0.05 | 0 | 0 | 0.05 | 0 | 0 | 0 | 0 | 0 | 0 | 0 | 0
1982 | 6 | 8 | 0 | 0 | 0 | 0 | 0 | 0 | 0 | 0 | 0 | 0 | 0 | 0 | 0
1982 | 6 | 9 | 0 | 0 | 0 | 0 | 0 | 0 | 0 | 0 | 0 | 0 | 0 | 0 | 0
1982 | 6 | 10 | 0.27 | 0.27 | 0.22 | 0 | 0.27 | 0.22 | 0 | 0 | 0 | 0 | 0 | 0 | 0
1982 | 6 | 11 | 0.02 | 0.02 | 0 | 0 | 0.02 | 0 | 0 | 0 | 0 | 0 | 0 | 0 | 0
1982 | 6 | 12 | 0.12 | 0.12 | 0.07 | 0 | 0.12 | 0.07 | 0 | 0 | 0 | 0 | 0 | 0 | 0
1982 | 6 | 13 | 1.75 | 1 | 0.95 | 0 | 1 | 0.95 | 0 | 0 | 0 | 0 | 0 | 0 | 0
1982 | 6 | 14 | 0 | 0 | 0 | 0 | 0 | 0 | 0 | 0 | 0 | 0 | 0 | 0 | 0
1982 | 6 | 15 | 0 | 0 | 0 | 0 | 0 | 0 | 0 | 0 | 0 | 0 | 0 | 0 | 0
1982 | 6 | 16 | 0 | 0 | 0 | 0 | 0 | 0 | 0 | 0 | 0 | 0 | 0 | 0 | 0
1982 | 6 | 17 | 0.1 | 0.1 | 0.05 | 0 | 0.1 | 0.05 | 0 | 0 | 0 | 0 | 0 | 0 | 0
1982 | 6 | 18 | 0 | 0 | 0 | 0 | 0 | 0 | 0 | 0 | 0 | 0 | 0 | 0 | 0
1982 | 6 | 19 | 0 | 0 | 0 | 0 | 0 | 0 | 0 | 0 | 0 | 0 | 0 | 0 | 0
1982 | 6 | 20 | 0 | 0 | 0 | 0 | 0 | 0 | 0 | 0 | 0 | 0 | 0 | 0 | 0
1982 | 6 | 21 | 0 | 0 | 0 | 0 | 0 | 0 | 0 | 0 | 0 | 0 | 0 | 0 | 0
1982 | 6 | 22 | 0.07 | 0.07 | 0.02 | 0 | 0.07 | 0.02 | 0 | 0 | 0 | 0 | 0 | 0 | 0
1982 | 6 | 23 | 0 | 0 | 0 | 0 | 0 | 0 | 0 | 0 | 0 | 0 | 0 | 0 | 0
1982 | 6 | 24 | 0 | 0 | 0 | 0 | 0 | 0 | 0 | 0 | 0 | 0 | 0 | 0 | 0
1982 | 6 | 25 | 0 | 0 | 0 | 0 | 0 | 0 | 0 | 0 | 0 | 0 | 0 | 0 | 0
1982 | 6 | 26 | 0 | 0 | 0 | 0 | 0 | 0 | 0 | 0 | 0 | 0 | 0 | 0 | 0
1982 | 6 | 27 | 0 | 0 | 0 | 0 | 0 | 0 | 0 | 0 | 0 | 0 | 0 | 0 | 0
1982 | 6 | 28 | 0 | 0 | 0 | 0 | 0 | 0 | 0 | 0 | 0 | 0 | 0 | 0 | 0
1982 | 6 | 29 | 0.39 | 0.39 | 0.34 | 0 | 0.39 | 0.34 | 0 | 0 | 0 | 0 | 0 | 0 | 0
1982 | 6 | 30 | 0 | 0 | 0 | 0 | 0 | 0 | 0 | 0 | 0 | 0 | 0 | 0 | 0
1982 | 7 | 1 | 0 | 0 | 0 | 0 | 0 | 0 | 0 | 0 | 0 | 0 | 0 | 0 | 0
1982 | 7 | 2 | 0 | 0 | 0 | 0 | 0 | 0 | 0 | 0 | 0 | 0 | 0 | 0 | 0
1982 | 7 | 3 | 0.31 | 0.31 | 0.26 | 0 | 0.31 | 0.26 | 0 | 0 | 0 | 0 | 0 | 0 | 0
1982 | 7 | 4 | 0 | 0 | 0 | 0 | 0 | 0 | 0 | 0 | 0 | 0 | 0 | 0 | 0
1982 | 7 | 5 | 0 | 0 | 0 | 0 | 0 | 0 | 0 | 0 | 0 | 0 | 0 | 0 | 0
1982 | 7 | 6 | 0 | 0 | 0 | 0 | 0 | 0 | 0 | 0 | 0 | 0 | 0 | 0 | 0
1982 | 7 | 7 | 0 | 0 | 0 | 0 | 0 | 0 | 0 | 0 | 0 | 0 | 0 | 0 | 0
1982 | 7 | 8 | 0 | 0 | 0 | 0 | 0 | 0 | 0 | 0 | 0 | 0 | 0 | 0 | 0
1982 | 7 | 9 | 0.01 | 0.01 | 0 | 0 | 0.01 | 0 | 0 | 0 | 0 | 0 | 0 | 0 | 0
1982 | 7 | 10 | 0 | 0 | 0 | 0 | 0 | 0 | 0 | 0 | 0 | 0 | 0 | 0 | 0
1982 | 7 | 11 | 0.07 | 0.07 | 0.02 | 0 | 0.07 | 0.02 | 0 | 0 | 0 | 0 | 0 | 0 | 0
1982 | 7 | 12 | 0 | 0 | 0 | 0 | 0 | 0 | 0 | 0 | 0 | 0 | 0 | 0 | 0
1982 | 7 | 13 | 0 | 0 | 0 | 0 | 0 | 0 | 0 | 0 | 0 | 0 | 0 | 0 | 0
1982 | 7 | 14 | 0.05 | 0.05 | 0 | 0 | 0.05 | 0 | 0 | 0 | 0 | 0 | 0 | 0 | 0
1982 | 7 | 15 | 0 | 0 | 0 | 0 | 0 | 0 | 0 | 0 | 0 | 0 | 0 | 0 | 0
1982 | 7 | 16 | 0 | 0 | 0 | 0 | 0 | 0 | 0 | 0 | 0 | 0 | 0 | 0 | 0
1982 | 7 | 17 | 0 | 0 | 0 | 0 | 0 | 0 | 0 | 0 | 0 | 0 | 0 | 0 | 0
1982 | 7 | 18 | 0 | 0 | 0 | 0 | 0 | 0 | 0 | 0 | 0 | 0 | 0 | 0 | 0
1982 | 7 | 19 | 0.73 | 0.73 | 0.68 | 0 | 0.73 | 0.68 | 0 | 0 | 0 | 0 | 0 | 0 | 0
1982 | 7 | 20 | 0 | 0 | 0 | 0 | 0 | 0 | 0 | 0 | 0 | 0 | 0 | 0 | 0
1982 | 7 | 21 | 0 | 0 | 0 | 0 | 0 | 0 | 0 | 0 | 0 | 0 | 0 | 0 | 0
1982 | 7 | 22 | 0 | 0 | 0 | 0 | 0 | 0 | 0 | 0 | 0 | 0 | 0 | 0 | 0
1982 | 7 | 23 | 0.06 | 0.06 | 0.01 | 0 | 0.06 | 0.01 | 0 | 0 | 0 | 0 | 0 | 0 | 0
1982 | 7 | 24 | 0 | 0 | 0 | 0 | 0 | 0 | 0 | 0 | 0 | 0 | 0 | 0 | 0
1982 | 7 | 25 | 0 | 0 | 0 | 0 | 0 | 0 | 0 | 0 | 0 | 0 | 0 | 0 | 0
1982 | 7 | 26 | 0 | 0 | 0 | 0 | 0 | 0 | 0 | 0 | 0 | 0 | 0 | 0 | 0
1982 | 7 | 27 | 0.1 | 0.1 | 0.05 | 0 | 0.1 | 0.05 | 0 | 0 | 0 | 0 | 0 | 0 | 0
1982 | 7 | 28 | 0 | 0 | 0 | 0 | 0 | 0 | 0 | 0 | 0 | 0 | 0 | 0 | 0
1982 | 7 | 29 | 0 | 0 | 0 | 0 | 0 | 0 | 0 | 0 | 0 | 0 | 0 | 0 | 0
1982 | 7 | 30 | 1.51 | 1 | 0.95 | 0 | 1 | 0.95 | 0 | 0 | 0 | 0 | 0 | 0 | 0
1982 | 7 | 31 | 0.14 | 0.14 | 0.09 | 0 | 0.14 | 0.09 | 0 | 0 | 0 | 0 | 0 | 0 | 0
1982 | 8 | 1 | 0 | 0 | 0 | 0 | 0 | 0 | 0 | 0 | 0 | 0 | 0 | 0 | 0
1982 | 8 | 2 | 0.1 | 0.1 | 0.05 | 0 | 0.1 | 0.05 | 0 | 0 | 0 | 0 | 0 | 0 | 0
1982 | 8 | 3 | 0 | 0 | 0 | 0 | 0 | 0 | 0 | 0 | 0 | 0 | 0 | 0 | 0
1982 | 8 | 4 | 0 | 0 | 0 | 0 | 0 | 0 | 0 | 0 | 0 | 0 | 0 | 0 | 0
1982 | 8 | 5 | 0.36 | 0.36 | 0.31 | 0 | 0.36 | 0.31 | 0 | 0 | 0 | 0 | 0 | 0 | 0
1982 | 8 | 6 | 0.25 | 0.25 | 0.2 | 0 | 0.25 | 0.2 | 0 | 0 | 0 | 0 | 0 | 0 | 0
1982 | 8 | 7 | 0 | 0 | 0 | 0 | 0 | 0 | 0 | 0 | 0 | 0 | 0 | 0 | 0
1982 | 8 | 8 | 0 | 0 | 0 | 0 | 0 | 0 | 0 | 0 | 0 | 0 | 0 | 0 | 0
1982 | 8 | 9 | 0.84 | 0.84 | 0.79 | 0 | 0.84 | 0.79 | 0 | 0 | 0 | 0 | 0 | 0 | 0
1982 | 8 | 10 | 0 | 0 | 0 | 0 | 0 | 0 | 0 | 0 | 0 | 0 | 0 | 0 | 0
1982 | 8 | 11 | 0.02 | 0.02 | 0 | 0 | 0.02 | 0 | 0 | 0 | 0 | 0 | 0 | 0 | 0
1982 | 8 | 12 | 0.01 | 0.01 | 0 | 0 | 0.01 | 0 | 0 | 0 | 0 | 0 | 0 | 0 | 0
1982 | 8 | 13 | 0 | 0 | 0 | 0 | 0 | 0 | 0 | 0 | 0 | 0 | 0 | 0 | 0
1982 | 8 | 14 | 0 | 0 | 0 | 0 | 0 | 0 | 0 | 0 | 0 | 0 | 0 | 0 | 0
1982 | 8 | 15 | 0 | 0 | 0 | 0 | 0 | 0 | 0 | 0 | 0 | 0 | 0 | 0 | 0
1982 | 8 | 16 | 0 | 0 | 0 | 0 | 0 | 0 | 0 | 0 | 0 | 0 | 0 | 0 | 0
1982 | 8 | 17 | 0.66 | 0.66 | 0.61 | 0 | 0.66 | 0.61 | 0 | 0 | 0 | 0 | 0 | 0 | 0
1982 | 8 | 18 | 0 | 0 | 0 | 0 | 0 | 0 | 0 | 0 | 0 | 0 | 0 | 0 | 0
1982 | 8 | 19 | 0 | 0 | 0 | 0 | 0 | 0 | 0 | 0 | 0 | 0 | 0 | 0 | 0
1982 | 8 | 20 | 0 | 0 | 0 | 0 | 0 | 0 | 0 | 0 | 0 | 0 | 0 | 0 | 0
1982 | 8 | 21 | 0.44 | 0.44 | 0.39 | 0 | 0.44 | 0.39 | 0 | 0 | 0 | 0 | 0 | 0 | 0
1982 | 8 | 22 | 0 | 0 | 0 | 0 | 0 | 0 | 0 | 0 | 0 | 0 | 0 | 0 | 0
1982 | 8 | 23 | 0 | 0 | 0 | 0 | 0 | 0 | 0 | 0 | 0 | 0 | 0 | 0 | 0
1982 | 8 | 24 | 0 | 0 | 0 | 0 | 0 | 0 | 0 | 0 | 0 | 0 | 0 | 0 | 0
1982 | 8 | 25 | 0 | 0 | 0 | 0 | 0 | 0 | 0 | 0 | 0 | 0 | 0 | 0 | 0
1982 | 8 | 26 | 0 | 0 | 0 | 0 | 0 | 0 | 0 | 0 | 0 | 0 | 0 | 0 | 0
1982 | 8 | 27 | 0 | 0 | 0 | 0 | 0 | 0 | 0 | 0 | 0 | 0 | 0 | 0 | 0
1982 | 8 | 28 | 0 | 0 | 0 | 0 | 0 | 0 | 0 | 0 | 0 | 0 | 0 | 0 | 0
1982 | 8 | 29 | 0 | 0 | 0 | 0 | 0 | 0 | 0 | 0 | 0 | 0 | 0 | 0 | 0
1982 | 8 | 30 | 0 | 0 | 0 | 0 | 0 | 0 | 0 | 0 | 0 | 0 | 0 | 0 | 0
1982 | 8 | 31 | 0 | 0 | 0 | 0 | 0 | 0 | 0 | 0 | 0 | 0 | 0 | 0 | 0
1982 | 9 | 1 | 0 | 0 | 0 | 0 | 0 | 0 | 0 | 0 | 0 | 0 | 0 | 0 | 0
1982 | 9 | 2 | 0.06 | 0.06 | 0.01 | 0 | 0.06 | 0.01 | 0 | 0 | 0 | 0 | 0 | 0 | 0
1982 | 9 | 3 | 0 | 0 | 0 | 0 | 0 | 0 | 0 | 0 | 0 | 0 | 0 | 0 | 0
1982 | 9 | 4 | 0 | 0 | 0 | 0 | 0 | 0 | 0 | 0 | 0 | 0 | 0 | 0 | 0
1982 | 9 | 5 | 0 | 0 | 0 | 0 | 0 | 0 | 0 | 0 | 0 | 0 | 0 | 0 | 0
1982 | 9 | 6 | 0 | 0 | 0 | 0 | 0 | 0 | 0 | 0 | 0 | 0 | 0 | 0 | 0
1982 | 9 | 7 | 0 | 0 | 0 | 0 | 0 | 0 | 0 | 0 | 0 | 0 | 0 | 0 | 0
1982 | 9 | 8 | 0 | 0 | 0 | 0 | 0 | 0 | 0 | 0 | 0 | 0 | 0 | 0 | 0
1982 | 9 | 9 | 0 | 0 | 0 | 0 | 0 | 0 | 0 | 0 | 0 | 0 | 0 | 0 | 0
1982 | 9 | 10 | 0 | 0 | 0 | 0 | 0 | 0 | 0 | 0 | 0 | 0 | 0 | 0 | 0
1982 | 9 | 11 | 0 | 0 | 0 | 0 | 0 | 0 | 0 | 0 | 0 | 0 | 0 | 0 | 0
1982 | 9 | 12 | 0 | 0 | 0 | 0 | 0 | 0 | 0 | 0 | 0 | 0 | 0 | 0 | 0
1982 | 9 | 13 | 0 | 0 | 0 | 0 | 0 | 0 | 0 | 0 | 0 | 0 | 0 | 0 | 0
1982 | 9 | 14 | 0 | 0 | 0 | 0 | 0 | 0 | 0 | 0 | 0 | 0 | 0 | 0 | 0
1982 | 9 | 15 | 0 | 0 | 0 | 0 | 0 | 0 | 0 | 0 | 0 | 0 | 0 | 0 | 0
1982 | 9 | 16 | 0 | 0 | 0 | 0 | 0 | 0 | 0 | 0 | 0 | 0 | 0 | 0 | 0
1982 | 9 | 17 | 0 | 0 | 0 | 0 | 0 | 0 | 0 | 0 | 0 | 0 | 0 | 0 | 0
1982 | 9 | 18 | 0 | 0 | 0 | 0 | 0 | 0 | 0 | 0 | 0 | 0 | 0 | 0 | 0
1982 | 9 | 19 | 0 | 0 | 0 | 0 | 0 | 0 | 0 | 0 | 0 | 0 | 0 | 0 | 0
1982 | 9 | 20 | 0.21 | 0.21 | 0.16 | 0 | 0.21 | 0.16 | 0 | 0 | 0 | 0 | 0 | 0 | 0
1982 | 9 | 21 | 0 | 0 | 0 | 0 | 0 | 0 | 0 | 0 | 0 | 0 | 0 | 0 | 0
1982 | 9 | 22 | 0.95 | 0.95 | 0.9 | 0 | 0.95 | 0.9 | 0 | 0 | 0 | 0 | 0 | 0 | 0
1982 | 9 | 23 | 0 | 0 | 0 | 0 | 0 | 0 | 0 | 0 | 0 | 0 | 0 | 0 | 0
1982 | 9 | 24 | 0 | 0 | 0 | 0 | 0 | 0 | 0 | 0 | 0 | 0 | 0 | 0 | 0
1982 | 9 | 25 | 0 | 0 | 0 | 0 | 0 | 0 | 0 | 0 | 0 | 0 | 0 | 0 | 0
1982 | 9 | 26 | 0.39 | 0.39 | 0.34 | 0 | 0.39 | 0.34 | 0 | 0 | 0 | 0 | 0 | 0 | 0
1982 | 9 | 27 | 0.1 | 0.1 | 0.05 | 0 | 0.1 | 0.05 | 0 | 0 | 0 | 0 | 0 | 0 | 0
1982 | 9 | 28 | 0 | 0 | 0 | 0 | 0 | 0 | 0 | 0 | 0 | 0 | 0 | 0 | 0
1982 | 9 | 29 | 0 | 0 | 0 | 0 | 0 | 0 | 0 | 0 | 0 | 0 | 0 | 0 | 0
1982 | 9 | 30 | 0 | 0 | 0 | 0 | 0 | 0 | 0 | 0 | 0 | 0 | 0 | 0 | 0
1982 | 10 | 1 | 0 | 0 | 0 | 0 | 0 | 0 | 0 | 0 | 0 | 0 | 0 | 0 | 0
1982 | 10 | 2 | 0 | 0 | 0 | 0 | 0 | 0 | 0 | 0 | 0 | 0 | 0 | 0 | 0
1982 | 10 | 3 | 0 | 0 | 0 | 0 | 0 | 0 | 0 | 0 | 0 | 0 | 0 | 0 | 0
1982 | 10 | 4 | 0 | 0 | 0 | 0 | 0 | 0 | 0 | 0 | 0 | 0 | 0 | 0 | 0
1982 | 10 | 5 | 0 | 0 | 0 | 0 | 0 | 0 | 0 | 0 | 0 | 0 | 0 | 0 | 0
1982 | 10 | 6 | 0 | 0 | 0 | 0 | 0 | 0 | 0 | 0 | 0 | 0 | 0 | 0 | 0
1982 | 10 | 7 | 0 | 0 | 0 | 0 | 0 | 0 | 0 | 0 | 0 | 0 | 0 | 0 | 0
1982 | 10 | 8 | 0 | 0 | 0 | 0 | 0 | 0 | 0 | 0 | 0 | 0 | 0 | 0 | 0
1982 | 10 | 9 | 0 | 0 | 0 | 0 | 0 | 0 | 0 | 0 | 0 | 0 | 0 | 0 | 0
1982 | 10 | 10 | 0 | 0 | 0 | 0 | 0 | 0 | 0 | 0 | 0 | 0 | 0 | 0 | 0
1982 | 10 | 11 | 0 | 0 | 0 | 0 | 0 | 0 | 0 | 0 | 0 | 0 | 0 | 0 | 0
1982 | 10 | 12 | 0 | 0 | 0 | 0 | 0 | 0 | 0 | 0 | 0 | 0 | 0 | 0 | 0
1982 | 10 | 13 | 0.35 | 0.35 | 0.3 | 0 | 0.35 | 0.3 | 0 | 0 | 0 | 0 | 0 | 0 | 0
1982 | 10 | 14 | 0 | 0 | 0 | 0 | 0 | 0 | 0 | 0 | 0 | 0 | 0 | 0 | 0
1982 | 10 | 15 | 0.08 | 0.08 | 0.03 | 0 | 0.08 | 0.03 | 0 | 0 | 0 | 0 | 0 | 0 | 0
1982 | 10 | 16 | 0.02 | 0.02 | 0 | 0 | 0.02 | 0 | 0 | 0 | 0 | 0 | 0 | 0 | 0
1982 | 10 | 17 | 0 | 0 | 0 | 0 | 0 | 0 | 0 | 0 | 0 | 0 | 0 | 0 | 0
1982 | 10 | 18 | 0 | 0 | 0 | 0 | 0 | 0 | 0 | 0 | 0 | 0 | 0 | 0 | 0
1982 | 10 | 19 | 0 | 0 | 0 | 0 | 0 | 0 | 0 | 0 | 0 | 0 | 0 | 0 | 0
1982 | 10 | 20 | 0.01 | 0.01 | 0 | 0 | 0.01 | 0 | 0 | 0 | 0 | 0 | 0 | 0 | 0
1982 | 10 | 21 | 0.1 | 0.1 | 0.05 | 0 | 0.1 | 0.05 | 0 | 0 | 0 | 0 | 0 | 0 | 0
1982 | 10 | 22 | 0 | 0 | 0 | 0 | 0 | 0 | 0 | 0 | 0 | 0 | 0 | 0 | 0
1982 | 10 | 23 | 0 | 0 | 0 | 0 | 0 | 0 | 0 | 0 | 0 | 0 | 0 | 0 | 0
1982 | 10 | 24 | 0 | 0 | 0 | 0 | 0 | 0 | 0 | 0 | 0 | 0 | 0 | 0 | 0
1982 | 10 | 25 | 1.18 | 1 | 0.95 | 0 | 1 | 0.95 | 0 | 0 | 0 | 0 | 0 | 0 | 0
1982 | 10 | 26 | 0.01 | 0.01 | 0 | 0 | 0.01 | 0 | 0 | 0 | 0 | 0 | 0 | 0 | 0
1982 | 10 | 27 | 0 | 0 | 0 | 0 | 0 | 0 | 0 | 0 | 0 | 0 | 0 | 0 | 0
1982 | 10 | 28 | 0 | 0 | 0 | 0 | 0 | 0 | 0 | 0 | 0 | 0 | 0 | 0 | 0
1982 | 10 | 29 | 0 | 0 | 0 | 0 | 0 | 0 | 0 | 0 | 0 | 0 | 0 | 0 | 0
1982 | 10 | 30 | 0 | 0 | 0 | 0 | 0 | 0 | 0 | 0 | 0 | 0 | 0 | 0 | 0
1982 | 10 | 31 | 0 | 0 | 0 | 0 | 0 | 0 | 0 | 0 | 0 | 0 | 0 | 0 | 0
1982 | 11 | 1 | 0 | 0 | 0 | 0 | 0 | 0 | 0 | 0 | 0 | 0 | 0 | 0 | 0
1982 | 11 | 2 | 0 | 0 | 0 | 0 | 0 | 0 | 0 | 0 | 0 | 0 | 0 | 0 | 0
1982 | 11 | 3 | 0 | 0 | 0 | 0 | 0 | 0 | 0 | 0 | 0 | 0 | 0 | 0 | 0
1982 | 11 | 4 | 0.37 | 0.37 | 0.32 | 0 | 0.37 | 0.32 | 0 | 0 | 0 | 0 | 0 | 0 | 0
1982 | 11 | 5 | 0 | 0 | 0 | 0 | 0 | 0 | 0 | 0 | 0 | 0 | 0 | 0 | 0
1982 | 11 | 6 | 0 | 0 | 0 | 0 | 0 | 0 | 0 | 0 | 0 | 0 | 0 | 0 | 0
1982 | 11 | 7 | 0 | 0 | 0 | 0 | 0 | 0 | 0 | 0 | 0 | 0 | 0 | 0 | 0
1982 | 11 | 8 | 0 | 0 | 0 | 0 | 0 | 0 | 0 | 0 | 0 | 0 | 0 | 0 | 0
1982 | 11 | 9 | 0 | 0 | 0 | 0 | 0 | 0 | 0 | 0 | 0 | 0 | 0 | 0 | 0
1982 | 11 | 10 | 0 | 0 | 0 | 0 | 0 | 0 | 0 | 0 | 0 | 0 | 0 | 0 | 0
1982 | 11 | 11 | 0 | 0 | 0 | 0 | 0 | 0 | 0 | 0 | 0 | 0 | 0 | 0 | 0
1982 | 11 | 12 | 0.29 | 0.29 | 0.24 | 0 | 0.29 | 0.24 | 0 | 0 | 0 | 0 | 0 | 0 | 0
1982 | 11 | 13 | 0.53 | 0.53 | 0.48 | 0 | 0.53 | 0.48 | 0 | 0 | 0 | 0 | 0 | 0 | 0
1982 | 11 | 14 | 0 | 0 | 0 | 0 | 0 | 0 | 0 | 0 | 0 | 0 | 0 | 0 | 0
1982 | 11 | 15 | 0 | 0 | 0 | 0 | 0 | 0 | 0 | 0 | 0 | 0 | 0 | 0 | 0
1982 | 11 | 16 | 0 | 0 | 0 | 0 | 0 | 0 | 0 | 0 | 0 | 0 | 0 | 0 | 0
1982 | 11 | 17 | 0 | 0 | 0 | 0 | 0 | 0 | 0 | 0 | 0 | 0 | 0 | 0 | 0
1982 | 11 | 18 | 0 | 0 | 0 | 0 | 0 | 0 | 0 | 0 | 0 | 0 | 0 | 0 | 0
1982 | 11 | 19 | 0 | 0 | 0 | 0 | 0 | 0 | 0 | 0 | 0 | 0 | 0 | 0 | 0
1982 | 11 | 20 | 0.01 | 0.01 | 0 | 0 | 0.01 | 0 | 0 | 0 | 0 | 0 | 0 | 0 | 0
1982 | 11 | 21 | 0 | 0 | 0 | 0 | 0 | 0 | 0 | 0 | 0 | 0 | 0 | 0 | 0
1982 | 11 | 22 | 0 | 0 | 0 | 0 | 0 | 0 | 0 | 0 | 0 | 0 | 0 | 0 | 0
1982 | 11 | 23 | 0 | 0 | 0 | 0 | 0 | 0 | 0 | 0 | 0 | 0 | 0 | 0 | 0
1982 | 11 | 24 | 0.01 | 0.01 | 0 | 0 | 0.01 | 0 | 0 | 0 | 0 | 0 | 0 | 0 | 0
1982 | 11 | 25 | 0 | 0 | 0 | 0 | 0 | 0 | 0 | 0 | 0 | 0 | 0 | 0 | 0
1982 | 11 | 26 | 0 | 0 | 0 | 0 | 0 | 0 | 0 | 0 | 0 | 0 | 0 | 0 | 0
1982 | 11 | 27 | 0 | 0 | 0 | 0 | 0 | 0 | 0 | 0 | 0 | 0 | 0 | 0 | 0
1982 | 11 | 28 | 0.79 | 0.79 | 0.74 | 0 | 0.79 | 0.74 | 0 | 0 | 0 | 0 | 0 | 0 | 0
1982 | 11 | 29 | 0.96 | 0.96 | 0.91 | 0 | 0.96 | 0.91 | 0 | 0 | 0 | 0 | 0 | 0 | 0
1982 | 11 | 30 | 0 | 0 | 0 | 0 | 0 | 0 | 0 | 0 | 0 | 0 | 0 | 0 | 0
1982 | 12 | 1 | 0.46 | 0.46 | 0.41 | 0 | 0.46 | 0.41 | 0 | 0 | 0 | 0 | 0 | 0 | 0
1982 | 12 | 2 | 0 | 0 | 0 | 0 | 0 | 0 | 0 | 0 | 0 | 0 | 0 | 0 | 0
1982 | 12 | 3 | 0 | 0 | 0 | 0 | 0 | 0 | 0 | 0 | 0 | 0 | 0 | 0 | 0
1982 | 12 | 4 | 0 | 0 | 0 | 0 | 0 | 0 | 0 | 0 | 0 | 0 | 0 | 0 | 0
1982 | 12 | 5 | 0 | 0 | 0 | 0 | 0 | 0 | 0 | 0 | 0 | 0 | 0 | 0 | 0
1982 | 12 | 6 | 0 | 0 | 0 | 0 | 0 | 0 | 0 | 0 | 0 | 0 | 0 | 0 | 0
1982 | 12 | 7 | 0 | 0 | 0 | 0 | 0 | 0 | 0 | 0 | 0 | 0 | 0 | 0 | 0
1982 | 12 | 8 | 0 | 0 | 0 | 0 | 0 | 0 | 0 | 0 | 0 | 0 | 0 | 0 | 0
1982 | 12 | 9 | 0 | 0 | 0 | 0 | 0 | 0 | 0 | 0 | 0 | 0 | 0 | 0 | 0
1982 | 12 | 10 | 0.02 | 0.02 | 0 | 0 | 0.02 | 0 | 0 | 0 | 0 | 0 | 0 | 0 | 0
1982 | 12 | 11 | 0.06 | 0.06 | 0.01 | 0 | 0.06 | 0.01 | 0 | 0 | 0 | 0 | 0 | 0 | 0
1982 | 12 | 12 | 0.33 | 0.33 | 0.28 | 0 | 0.33 | 0.28 | 0 | 0 | 0 | 0 | 0 | 0 | 0
1982 | 12 | 13 | 0 | 0 | 0 | 0 | 0 | 0 | 0 | 0 | 0 | 0 | 0 | 0 | 0
1982 | 12 | 14 | 0 | 0 | 0 | 0 | 0 | 0 | 0 | 0 | 0 | 0 | 0 | 0 | 0
1982 | 12 | 15 | 0 | 0 | 0 | 0 | 0 | 0 | 0 | 0 | 0 | 0 | 0 | 0 | 0
1982 | 12 | 16 | 0.69 | 0.69 | 0.64 | 0 | 0.69 | 0.64 | 0 | 0 | 0 | 0 | 0 | 0 | 0
1982 | 12 | 17 | 0 | 0 | 0 | 0 | 0 | 0 | 0 | 0 | 0 | 0 | 0 | 0 | 0
1982 | 12 | 18 | 0 | 0 | 0 | 0 | 0 | 0 | 0 | 0 | 0 | 0 | 0 | 0 | 0
1982 | 12 | 19 | 0.1 | 0.1 | 0.05 | 0 | 0.1 | 0.05 | 0 | 0 | 0 | 0 | 0 | 0 | 0
1982 | 12 | 20 | 0 | 0 | 0 | 0 | 0 | 0 | 0 | 0 | 0 | 0 | 0 | 0 | 0
1982 | 12 | 21 | 0 | 0 | 0 | 0 | 0 | 0 | 0 | 0 | 0 | 0 | 0 | 0 | 0
1982 | 12 | 22 | 0 | 0 | 0 | 0 | 0 | 0 | 0 | 0 | 0 | 0 | 0 | 0 | 0
1982 | 12 | 23 | 0 | 0 | 0 | 0 | 0 | 0 | 0 | 0 | 0 | 0 | 0 | 0 | 0
1982 | 12 | 24 | 0 | 0 | 0 | 0 | 0 | 0 | 0 | 0 | 0 | 0 | 0 | 0 | 0
1982 | 12 | 25 | 0 | 0 | 0 | 0 | 0 | 0 | 0 | 0 | 0 | 0 | 0 | 0 | 0
1982 | 12 | 26 | 0.02 | 0.02 | 0 | 0 | 0.02 | 0 | 0 | 0 | 0 | 0 | 0 | 0 | 0
1982 | 12 | 27 | 0.01 | 0.01 | 0 | 0 | 0.01 | 0 | 0 | 0 | 0 | 0 | 0 | 0 | 0
1982 | 12 | 28 | 0 | 0 | 0 | 0 | 0 | 0 | 0 | 0 | 0 | 0 | 0 | 0 | 0
1982 | 12 | 29 | 0.05 | 0.05 | 0 | 0 | 0.05 | 0 | 0 | 0 | 0 | 0 | 0 | 0 | 0
1982 | 12 | 30 | 0 | 0 | 0 | 0 | 0 | 0 | 0 | 0 | 0 | 0 | 0 | 0 | 0
1982 | 12 | 31 | 0 | 0 | 0 | 0 | 0 | 0 | 0 | 0 | 0 | 0 | 0 | 0 | 0
1983 | 1 | 1 | 0 | 0 | 0 | 0 | 0 | 0 | 0 | 0 | 0 | 0 | 0 | 0 | 0
1983 | 1 | 2 | 0 | 0 | 0 | 0 | 0 | 0 | 0 | 0 | 0 | 0 | 0 | 0 | 0
1983 | 1 | 3 | 0 | 0 | 0 | 0 | 0 | 0 | 0 | 0 | 0 | 0 | 0 | 0 | 0
1983 | 1 | 4 | 0 | 0 | 0 | 0 | 0 | 0 | 0 | 0 | 0 | 0 | 0 | 0 | 0
1983 | 1 | 5 | 0.18 | 0.18 | 0.13 | 0 | 0.18 | 0.13 | 0 | 0 | 0 | 0 | 0 | 0 | 0
1983 | 1 | 6 | 0 | 0 | 0 | 0 | 0 | 0 | 0 | 0 | 0 | 0 | 0 | 0 | 0
1983 | 1 | 7 | 0 | 0 | 0 | 0 | 0 | 0 | 0 | 0 | 0 | 0 | 0 | 0 | 0
1983 | 1 | 8 | 0 | 0 | 0 | 0 | 0 | 0 | 0 | 0 | 0 | 0 | 0 | 0 | 0
1983 | 1 | 9 | 0.03 | 0.03 | 0 | 0 | 0.03 | 0 | 0 | 0 | 0 | 0 | 0 | 0 | 0
1983 | 1 | 10 | 0.7 | 0.7 | 0.65 | 0 | 0.7 | 0.65 | 0 | 0 | 0 | 0 | 0 | 0 | 0
1983 | 1 | 11 | 0.05 | 0.05 | 0 | 0 | 0.05 | 0 | 0 | 0 | 0 | 0 | 0 | 0 | 0
1983 | 1 | 12 | 0 | 0 | 0 | 0 | 0 | 0 | 0 | 0 | 0 | 0 | 0 | 0 | 0
1983 | 1 | 13 | 0 | 0 | 0 | 0 | 0 | 0 | 0 | 0 | 0 | 0 | 0 | 0 | 0
1983 | 1 | 14 | 0 | 0 | 0 | 0 | 0 | 0 | 0 | 0 | 0 | 0 | 0 | 0 | 0
1983 | 1 | 15 | 0 | 0 | 0 | 0 | 0 | 0 | 0 | 0 | 0 | 0 | 0 | 0 | 0
1983 | 1 | 16 | 0 | 0 | 0 | 0 | 0 | 0 | 0 | 0 | 0 | 0 | 0 | 0 | 0
1983 | 1 | 17 | 0 | 0 | 0 | 0 | 0 | 0 | 0 | 0 | 0 | 0 | 0 | 0 | 0
1983 | 1 | 18 | 0 | 0 | 0 | 0 | 0 | 0 | 0 | 0 | 0 | 0 | 0 | 0 | 0
1983 | 1 | 19 | 0 | 0 | 0 | 0 | 0 | 0 | 0 | 0 | 0 | 0 | 0 | 0 | 0
1983 | 1 | 20 | 0 | 0 | 0 | 0 | 0 | 0 | 0 | 0 | 0 | 0 | 0 | 0 | 0
1983 | 1 | 21 | 0 | 0 | 0 | 0 | 0 | 0 | 0 | 0 | 0 | 0 | 0 | 0 | 0
1983 | 1 | 22 | 0.22 | 0.22 | 0.17 | 0 | 0.22 | 0.17 | 0 | 0 | 0 | 0 | 0 | 0 | 0
1983 | 1 | 23 | 0.49 | 0.49 | 0.44 | 0 | 0.49 | 0.44 | 0 | 0 | 0 | 0 | 0 | 0 | 0
1983 | 1 | 24 | 0 | 0 | 0 | 0 | 0 | 0 | 0 | 0 | 0 | 0 | 0 | 0 | 0
1983 | 1 | 25 | 0 | 0 | 0 | 0 | 0 | 0 | 0 | 0 | 0 | 0 | 0 | 0 | 0
1983 | 1 | 26 | 0 | 0 | 0 | 0 | 0 | 0 | 0 | 0 | 0 | 0 | 0 | 0 | 0
1983 | 1 | 27 | 0 | 0 | 0 | 0 | 0 | 0 | 0 | 0 | 0 | 0 | 0 | 0 | 0
1983 | 1 | 28 | 0 | 0 | 0 | 0 | 0 | 0 | 0 | 0 | 0 | 0 | 0 | 0 | 0
1983 | 1 | 29 | 0 | 0 | 0 | 0 | 0 | 0 | 0 | 0 | 0 | 0 | 0 | 0 | 0
1983 | 1 | 30 | 0.02 | 0.02 | 0 | 0 | 0.02 | 0 | 0 | 0 | 0 | 0 | 0 | 0 | 0
1983 | 1 | 31 | 0 | 0 | 0 | 0 | 0 | 0 | 0 | 0 | 0 | 0 | 0 | 0 | 0
1983 | 2 | 1 | 0 | 0 | 0 | 0 | 0 | 0 | 0 | 0 | 0 | 0 | 0 | 0 | 0
1983 | 2 | 2 | 0.53 | 0.53 | 0.48 | 0 | 0.53 | 0.48 | 0 | 0 | 0 | 0 | 0 | 0 | 0
1983 | 2 | 3 | 0 | 0 | 0 | 0 | 0 | 0 | 0 | 0 | 0 | 0 | 0 | 0 | 0
1983 | 2 | 4 | 0 | 0 | 0 | 0 | 0 | 0 | 0 | 0 | 0 | 0 | 0 | 0 | 0
1983 | 2 | 5 | 0 | 0 | 0 | 0 | 0 | 0 | 0 | 0 | 0 | 0 | 0 | 0 | 0
1983 | 2 | 6 | 0.41 | 0.41 | 0.36 | 0 | 0.41 | 0.36 | 0 | 0 | 0 | 0 | 0 | 0 | 0
1983 | 2 | 7 | 0.01 | 0.01 | 0 | 0 | 0.01 | 0 | 0 | 0 | 0 | 0 | 0 | 0 | 0
1983 | 2 | 8 | 0 | 0 | 0 | 0 | 0 | 0 | 0 | 0 | 0 | 0 | 0 | 0 | 0
1983 | 2 | 9 | 0 | 0 | 0 | 0 | 0 | 0 | 0 | 0 | 0 | 0 | 0 | 0 | 0
1983 | 2 | 10 | 0.03 | 0.03 | 0 | 0 | 0.03 | 0 | 0 | 0 | 0 | 0 | 0 | 0 | 0
1983 | 2 | 11 | 1.91 | 1 | 0.95 | 0 | 1 | 0.95 | 0 | 0 | 0 | 0 | 0 | 0 | 0
1983 | 2 | 12 | 0 | 0 | 0 | 0 | 0 | 0 | 0 | 0 | 0 | 0 | 0 | 0 | 0
1983 | 2 | 13 | 0 | 0 | 0 | 0 | 0 | 0 | 0 | 0 | 0 | 0 | 0 | 0 | 0
1983 | 2 | 14 | 0 | 0 | 0 | 0 | 0 | 0 | 0 | 0 | 0 | 0 | 0 | 0 | 0
1983 | 2 | 15 | 0 | 0 | 0 | 0 | 0 | 0 | 0 | 0 | 0 | 0 | 0 | 0 | 0
1983 | 2 | 16 | 0 | 0 | 0 | 0 | 0 | 0 | 0 | 0 | 0 | 0 | 0 | 0 | 0
1983 | 2 | 17 | 0 | 0 | 0 | 0 | 0 | 0 | 0 | 0 | 0 | 0 | 0 | 0 | 0
1983 | 2 | 18 | 0 | 0 | 0 | 0 | 0 | 0 | 0 | 0 | 0 | 0 | 0 | 0 | 0
1983 | 2 | 19 | 0 | 0 | 0 | 0 | 0 | 0 | 0 | 0 | 0 | 0 | 0 | 0 | 0
1983 | 2 | 20 | 0 | 0 | 0 | 0 | 0 | 0 | 0 | 0 | 0 | 0 | 0 | 0 | 0
1983 | 2 | 21 | 0 | 0 | 0 | 0 | 0 | 0 | 0 | 0 | 0 | 0 | 0 | 0 | 0
1983 | 2 | 22 | 0 | 0 | 0 | 0 | 0 | 0 | 0 | 0 | 0 | 0 | 0 | 0 | 0
1983 | 2 | 23 | 0.18 | 0.18 | 0.13 | 0 | 0.18 | 0.13 | 0 | 0 | 0 | 0 | 0 | 0 | 0
1983 | 2 | 24 | 0 | 0 | 0 | 0 | 0 | 0 | 0 | 0 | 0 | 0 | 0 | 0 | 0
1983 | 2 | 25 | 0.02 | 0.02 | 0 | 0 | 0.02 | 0 | 0 | 0 | 0 | 0 | 0 | 0 | 0
1983 | 2 | 26 | 0 | 0 | 0 | 0 | 0 | 0 | 0 | 0 | 0 | 0 | 0 | 0 | 0
1983 | 2 | 27 | 0 | 0 | 0 | 0 | 0 | 0 | 0 | 0 | 0 | 0 | 0 | 0 | 0
1983 | 2 | 28 | 0 | 0 | 0 | 0 | 0 | 0 | 0 | 0 | 0 | 0 | 0 | 0 | 0
1983 | 3 | 1 | 0.62 | 0.62 | 0.57 | 0 | 0.62 | 0.57 | 0 | 0 | 0 | 0 | 0 | 0 | 0
1983 | 3 | 2 | 0 | 0 | 0 | 0 | 0 | 0 | 0 | 0 | 0 | 0 | 0 | 0 | 0
1983 | 3 | 3 | 0 | 0 | 0 | 0 | 0 | 0 | 0 | 0 | 0 | 0 | 0 | 0 | 0
1983 | 3 | 4 | 0 | 0 | 0 | 0 | 0 | 0 | 0 | 0 | 0 | 0 | 0 | 0 | 0
1983 | 3 | 5 | 0 | 0 | 0 | 0 | 0 | 0 | 0 | 0 | 0 | 0 | 0 | 0 | 0
1983 | 3 | 6 | 0.27 | 0.27 | 0.22 | 0 | 0.27 | 0.22 | 0 | 0 | 0 | 0 | 0 | 0 | 0
1983 | 3 | 7 | 0.3 | 0.3 | 0.25 | 0 | 0.3 | 0.25 | 0 | 0 | 0 | 0 | 0 | 0 | 0
1983 | 3 | 8 | 0.54 | 0.54 | 0.49 | 0 | 0.54 | 0.49 | 0 | 0 | 0 | 0 | 0 | 0 | 0
1983 | 3 | 9 | 0.12 | 0.12 | 0.07 | 0 | 0.12 | 0.07 | 0 | 0 | 0 | 0 | 0 | 0 | 0
1983 | 3 | 10 | 0.03 | 0.03 | 0 | 0 | 0.03 | 0 | 0 | 0 | 0 | 0 | 0 | 0 | 0
1983 | 3 | 11 | 0 | 0 | 0 | 0 | 0 | 0 | 0 | 0 | 0 | 0 | 0 | 0 | 0
1983 | 3 | 12 | 0 | 0 | 0 | 0 | 0 | 0 | 0 | 0 | 0 | 0 | 0 | 0 | 0
1983 | 3 | 13 | 0 | 0 | 0 | 0 | 0 | 0 | 0 | 0 | 0 | 0 | 0 | 0 | 0
1983 | 3 | 14 | 0 | 0 | 0 | 0 | 0 | 0 | 0 | 0 | 0 | 0 | 0 | 0 | 0
1983 | 3 | 15 | 0 | 0 | 0 | 0 | 0 | 0 | 0 | 0 | 0 | 0 | 0 | 0 | 0
1983 | 3 | 16 | 0 | 0 | 0 | 0 | 0 | 0 | 0 | 0 | 0 | 0 | 0 | 0 | 0
1983 | 3 | 17 | 0 | 0 | 0 | 0 | 0 | 0 | 0 | 0 | 0 | 0 | 0 | 0 | 0
1983 | 3 | 18 | 1 | 1 | 0.95 | 0 | 1 | 0.95 | 0 | 0 | 0 | 0 | 0 | 0 | 0
1983 | 3 | 19 | 0.02 | 0.02 | 0 | 0 | 0.02 | 0 | 0 | 0 | 0 | 0 | 0 | 0 | 0
1983 | 3 | 20 | 0 | 0 | 0 | 0 | 0 | 0 | 0 | 0 | 0 | 0 | 0 | 0 | 0
1983 | 3 | 21 | 0.96 | 0.96 | 0.91 | 0 | 0.96 | 0.91 | 0 | 0 | 0 | 0 | 0 | 0 | 0
1983 | 3 | 22 | 0 | 0 | 0 | 0 | 0 | 0 | 0 | 0 | 0 | 0 | 0 | 0 | 0
1983 | 3 | 23 | 0 | 0 | 0 | 0 | 0 | 0 | 0 | 0 | 0 | 0 | 0 | 0 | 0
1983 | 3 | 24 | 0 | 0 | 0 | 0 | 0 | 0 | 0 | 0 | 0 | 0 | 0 | 0 | 0
1983 | 3 | 25 | 0 | 0 | 0 | 0 | 0 | 0 | 0 | 0 | 0 | 0 | 0 | 0 | 0
1983 | 3 | 26 | 0 | 0 | 0 | 0 | 0 | 0 | 0 | 0 | 0 | 0 | 0 | 0 | 0
1983 | 3 | 27 | 0.93 | 0.93 | 0.88 | 0 | 0.93 | 0.88 | 0 | 0 | 0 | 0 | 0 | 0 | 0
1983 | 3 | 28 | 0.05 | 0.05 | 0 | 0 | 0.05 | 0 | 0 | 0 | 0 | 0 | 0 | 0 | 0
1983 | 3 | 29 | 0 | 0 | 0 | 0 | 0 | 0 | 0 | 0 | 0 | 0 | 0 | 0 | 0
1983 | 3 | 30 | 0 | 0 | 0 | 0 | 0 | 0 | 0 | 0 | 0 | 0 | 0 | 0 | 0
1983 | 3 | 31 | 0 | 0 | 0 | 0 | 0 | 0 | 0 | 0 | 0 | 0 | 0 | 0 | 0
1983 | 4 | 1 | 0 | 0 | 0 | 0 | 0 | 0 | 0 | 0 | 0 | 0 | 0 | 0 | 0
1983 | 4 | 2 | 0.58 | 0.58 | 0.53 | 0 | 0.58 | 0.53 | 0 | 0 | 0 | 0 | 0 | 0 | 0
1983 | 4 | 3 | 0.06 | 0.06 | 0.01 | 0 | 0.06 | 0.01 | 0 | 0 | 0 | 0 | 0 | 0 | 0
1983 | 4 | 4 | 0 | 0 | 0 | 0 | 0 | 0 | 0 | 0 | 0 | 0 | 0 | 0 | 0
1983 | 4 | 5 | 0 | 0 | 0 | 0 | 0 | 0 | 0 | 0 | 0 | 0 | 0 | 0 | 0
1983 | 4 | 6 | 0.12 | 0.12 | 0.07 | 0 | 0.12 | 0.07 | 0 | 0 | 0 | 0 | 0 | 0 | 0
1983 | 4 | 7 | 0.21 | 0.21 | 0.16 | 0 | 0.21 | 0.16 | 0 | 0 | 0 | 0 | 0 | 0 | 0
1983 | 4 | 8 | 0.22 | 0.22 | 0.17 | 0 | 0.22 | 0.17 | 0 | 0 | 0 | 0 | 0 | 0 | 0
1983 | 4 | 9 | 1.13 | 1 | 0.95 | 0 | 1 | 0.95 | 0 | 0 | 0 | 0 | 0 | 0 | 0
1983 | 4 | 10 | 0.75 | 0.75 | 0.7 | 0 | 0.75 | 0.7 | 0 | 0 | 0 | 0 | 0 | 0 | 0
1983 | 4 | 11 | 0.51 | 0.51 | 0.46 | 0 | 0.51 | 0.46 | 0 | 0 | 0 | 0 | 0 | 0 | 0
1983 | 4 | 12 | 0 | 0 | 0 | 0 | 0 | 0 | 0 | 0 | 0 | 0 | 0 | 0 | 0
1983 | 4 | 13 | 0 | 0 | 0 | 0 | 0 | 0 | 0 | 0 | 0 | 0 | 0 | 0 | 0
1983 | 4 | 14 | 0.05 | 0.05 | 0 | 0 | 0.05 | 0 | 0 | 0 | 0 | 0 | 0 | 0 | 0
1983 | 4 | 15 | 1.94 | 1 | 0.95 | 0 | 1 | 0.95 | 0 | 0 | 0 | 0 | 0 | 0 | 0
1983 | 4 | 16 | 0 | 0 | 0 | 0 | 0 | 0 | 0 | 0 | 0 | 0 | 0 | 0 | 0
1983 | 4 | 17 | 0.04 | 0.04 | 0 | 0 | 0.04 | 0 | 0 | 0 | 0 | 0 | 0 | 0 | 0
1983 | 4 | 18 | 0 | 0 | 0 | 0 | 0 | 0 | 0 | 0 | 0 | 0 | 0 | 0 | 0
1983 | 4 | 19 | 0 | 0 | 0 | 0 | 0 | 0 | 0 | 0 | 0 | 0 | 0 | 0 | 0
1983 | 4 | 20 | 0 | 0 | 0 | 0 | 0 | 0 | 0 | 0 | 0 | 0 | 0 | 0 | 0
1983 | 4 | 21 | 0 | 0 | 0 | 0 | 0 | 0 | 0 | 0 | 0 | 0 | 0 | 0 | 0
1983 | 4 | 22 | 0 | 0 | 0 | 0 | 0 | 0 | 0 | 0 | 0 | 0 | 0 | 0 | 0
1983 | 4 | 23 | 0.36 | 0.36 | 0.31 | 0 | 0.36 | 0.31 | 0 | 0 | 0 | 0 | 0 | 0 | 0
1983 | 4 | 24 | 0.82 | 0.82 | 0.77 | 0 | 0.82 | 0.77 | 0 | 0 | 0 | 0 | 0 | 0 | 0
1983 | 4 | 25 | 0.09 | 0.09 | 0.04 | 0 | 0.09 | 0.04 | 0 | 0 | 0 | 0 | 0 | 0 | 0
1983 | 4 | 26 | 0 | 0 | 0 | 0 | 0 | 0 | 0 | 0 | 0 | 0 | 0 | 0 | 0
1983 | 4 | 27 | 0 | 0 | 0 | 0 | 0 | 0 | 0 | 0 | 0 | 0 | 0 | 0 | 0
1983 | 4 | 28 | 0 | 0 | 0 | 0 | 0 | 0 | 0 | 0 | 0 | 0 | 0 | 0 | 0
1983 | 4 | 29 | 0 | 0 | 0 | 0 | 0 | 0 | 0 | 0 | 0 | 0 | 0 | 0 | 0
1983 | 4 | 30 | 0 | 0 | 0 | 0 | 0 | 0 | 0 | 0 | 0 | 0 | 0 | 0 | 0
1983 | 5 | 1 | 0 | 0 | 0 | 0 | 0 | 0 | 0 | 0 | 0 | 0 | 0 | 0 | 0
1983 | 5 | 2 | 0 | 0 | 0 | 0 | 0 | 0 | 0 | 0 | 0 | 0 | 0 | 0 | 0
1983 | 5 | 3 | 0.02 | 0.02 | 0 | 0 | 0.02 | 0 | 0 | 0 | 0 | 0 | 0 | 0 | 0
1983 | 5 | 4 | 0.01 | 0.01 | 0 | 0 | 0.01 | 0 | 0 | 0 | 0 | 0 | 0 | 0 | 0
1983 | 5 | 5 | 0 | 0 | 0 | 0 | 0 | 0 | 0 | 0 | 0 | 0 | 0 | 0 | 0
1983 | 5 | 6 | 0 | 0 | 0 | 0 | 0 | 0 | 0 | 0 | 0 | 0 | 0 | 0 | 0
1983 | 5 | 7 | 0 | 0 | 0 | 0 | 0 | 0 | 0 | 0 | 0 | 0 | 0 | 0 | 0
1983 | 5 | 8 | 0.15 | 0.15 | 0.1 | 0 | 0.15 | 0.1 | 0 | 0 | 0 | 0 | 0 | 0 | 0
1983 | 5 | 9 | 0 | 0 | 0 | 0 | 0 | 0 | 0 | 0 | 0 | 0 | 0 | 0 | 0
1983 | 5 | 10 | 0 | 0 | 0 | 0 | 0 | 0 | 0 | 0 | 0 | 0 | 0 | 0 | 0
1983 | 5 | 11 | 0 | 0 | 0 | 0 | 0 | 0 | 0 | 0 | 0 | 0 | 0 | 0 | 0
1983 | 5 | 12 | 0 | 0 | 0 | 0 | 0 | 0 | 0 | 0 | 0 | 0 | 0 | 0 | 0
1983 | 5 | 13 | 0 | 0 | 0 | 0 | 0 | 0 | 0 | 0 | 0 | 0 | 0 | 0 | 0
1983 | 5 | 14 | 0 | 0 | 0 | 0 | 0 | 0 | 0 | 0 | 0 | 0 | 0 | 0 | 0
1983 | 5 | 15 | 0.24 | 0.24 | 0.19 | 0 | 0.24 | 0.19 | 0 | 0 | 0 | 0 | 0 | 0 | 0
1983 | 5 | 16 | 1.91 | 1 | 0.95 | 0 | 1 | 0.95 | 0 | 0 | 0 | 0 | 0 | 0 | 0
1983 | 5 | 17 | 0 | 0 | 0 | 0 | 0 | 0 | 0 | 0 | 0 | 0 | 0 | 0 | 0
1983 | 5 | 18 | 0 | 0 | 0 | 0 | 0 | 0 | 0 | 0 | 0 | 0 | 0 | 0 | 0
1983 | 5 | 19 | 0.23 | 0.23 | 0.18 | 0 | 0.23 | 0.18 | 0 | 0 | 0 | 0 | 0 | 0 | 0
1983 | 5 | 20 | 0 | 0 | 0 | 0 | 0 | 0 | 0 | 0 | 0 | 0 | 0 | 0 | 0
1983 | 5 | 21 | 0.83 | 0.83 | 0.78 | 0 | 0.83 | 0.78 | 0 | 0 | 0 | 0 | 0 | 0 | 0
1983 | 5 | 22 | 0.25 | 0.25 | 0.2 | 0 | 0.25 | 0.2 | 0 | 0 | 0 | 0 | 0 | 0 | 0
1983 | 5 | 23 | 0 | 0 | 0 | 0 | 0 | 0 | 0 | 0 | 0 | 0 | 0 | 0 | 0
1983 | 5 | 24 | 0 | 0 | 0 | 0 | 0 | 0 | 0 | 0 | 0 | 0 | 0 | 0 | 0
1983 | 5 | 25 | 0 | 0 | 0 | 0 | 0 | 0 | 0 | 0 | 0 | 0 | 0 | 0 | 0
1983 | 5 | 26 | 0.21 | 0.21 | 0.16 | 0 | 0.21 | 0.16 | 0 | 0 | 0 | 0 | 0 | 0 | 0
1983 | 5 | 27 | 0 | 0 | 0 | 0 | 0 | 0 | 0 | 0 | 0 | 0 | 0 | 0 | 0
1983 | 5 | 28 | 0 | 0 | 0 | 0 | 0 | 0 | 0 | 0 | 0 | 0 | 0 | 0 | 0
1983 | 5 | 29 | 0.73 | 0.73 | 0.68 | 0 | 0.73 | 0.68 | 0 | 0 | 0 | 0 | 0 | 0 | 0
1983 | 5 | 30 | 0.04 | 0.04 | 0 | 0 | 0.04 | 0 | 0 | 0 | 0 | 0 | 0 | 0 | 0
1983 | 5 | 31 | 0 | 0 | 0 | 0 | 0 | 0 | 0 | 0 | 0 | 0 | 0 | 0 | 0
1983 | 6 | 1 | 0.03 | 0.03 | 0 | 0 | 0.03 | 0 | 0 | 0 | 0 | 0 | 0 | 0 | 0
1983 | 6 | 2 | 0 | 0 | 0 | 0 | 0 | 0 | 0 | 0 | 0 | 0 | 0 | 0 | 0
1983 | 6 | 3 | 0.42 | 0.42 | 0.37 | 0 | 0.42 | 0.37 | 0 | 0 | 0 | 0 | 0 | 0 | 0
1983 | 6 | 4 | 0.13 | 0.13 | 0.08 | 0 | 0.13 | 0.08 | 0 | 0 | 0 | 0 | 0 | 0 | 0
1983 | 6 | 5 | 0 | 0 | 0 | 0 | 0 | 0 | 0 | 0 | 0 | 0 | 0 | 0 | 0
1983 | 6 | 6 | 0.96 | 0.96 | 0.91 | 0 | 0.96 | 0.91 | 0 | 0 | 0 | 0 | 0 | 0 | 0
1983 | 6 | 7 | 0.02 | 0.02 | 0 | 0 | 0.02 | 0 | 0 | 0 | 0 | 0 | 0 | 0 | 0
1983 | 6 | 8 | 0 | 0 | 0 | 0 | 0 | 0 | 0 | 0 | 0 | 0 | 0 | 0 | 0
1983 | 6 | 9 | 0 | 0 | 0 | 0 | 0 | 0 | 0 | 0 | 0 | 0 | 0 | 0 | 0
1983 | 6 | 10 | 0 | 0 | 0 | 0 | 0 | 0 | 0 | 0 | 0 | 0 | 0 | 0 | 0
1983 | 6 | 11 | 0 | 0 | 0 | 0 | 0 | 0 | 0 | 0 | 0 | 0 | 0 | 0 | 0
1983 | 6 | 12 | 0.02 | 0.02 | 0 | 0 | 0.02 | 0 | 0 | 0 | 0 | 0 | 0 | 0 | 0
1983 | 6 | 13 | 0.03 | 0.03 | 0 | 0 | 0.03 | 0 | 0 | 0 | 0 | 0 | 0 | 0 | 0
1983 | 6 | 14 | 0 | 0 | 0 | 0 | 0 | 0 | 0 | 0 | 0 | 0 | 0 | 0 | 0
1983 | 6 | 15 | 0 | 0 | 0 | 0 | 0 | 0 | 0 | 0 | 0 | 0 | 0 | 0 | 0
1983 | 6 | 16 | 0 | 0 | 0 | 0 | 0 | 0 | 0 | 0 | 0 | 0 | 0 | 0 | 0
1983 | 6 | 17 | 0 | 0 | 0 | 0 | 0 | 0 | 0 | 0 | 0 | 0 | 0 | 0 | 0
1983 | 6 | 18 | 1.22 | 1 | 0.95 | 0 | 1 | 0.95 | 0 | 0 | 0 | 0 | 0 | 0 | 0
1983 | 6 | 19 | 0.32 | 0.32 | 0.27 | 0 | 0.32 | 0.27 | 0 | 0 | 0 | 0 | 0 | 0 | 0
1983 | 6 | 20 | 1.35 | 1 | 0.95 | 0 | 1 | 0.95 | 0 | 0 | 0 | 0 | 0 | 0 | 0
1983 | 6 | 21 | 0.15 | 0.15 | 0.1 | 0 | 0.15 | 0.1 | 0 | 0 | 0 | 0 | 0 | 0 | 0
1983 | 6 | 22 | 0 | 0 | 0 | 0 | 0 | 0 | 0 | 0 | 0 | 0 | 0 | 0 | 0
1983 | 6 | 23 | 0 | 0 | 0 | 0 | 0 | 0 | 0 | 0 | 0 | 0 | 0 | 0 | 0
1983 | 6 | 24 | 0 | 0 | 0 | 0 | 0 | 0 | 0 | 0 | 0 | 0 | 0 | 0 | 0
1983 | 6 | 25 | 0 | 0 | 0 | 0 | 0 | 0 | 0 | 0 | 0 | 0 | 0 | 0 | 0
1983 | 6 | 26 | 0 | 0 | 0 | 0 | 0 | 0 | 0 | 0 | 0 | 0 | 0 | 0 | 0
1983 | 6 | 27 | 0 | 0 | 0 | 0 | 0 | 0 | 0 | 0 | 0 | 0 | 0 | 0 | 0
1983 | 6 | 28 | 2.31 | 1 | 0.95 | 0 | 1 | 0.95 | 0 | 0 | 0 | 0 | 0 | 0 | 0
1983 | 6 | 29 | 0.13 | 0.13 | 0.08 | 0 | 0.13 | 0.08 | 0 | 0 | 0 | 0 | 0 | 0 | 0
1983 | 6 | 30 | 0 | 0 | 0 | 0 | 0 | 0 | 0 | 0 | 0 | 0 | 0 | 0 | 0
1983 | 7 | 1 | 0 | 0 | 0 | 0 | 0 | 0 | 0 | 0 | 0 | 0 | 0 | 0 | 0
1983 | 7 | 2 | 0 | 0 | 0 | 0 | 0 | 0 | 0 | 0 | 0 | 0 | 0 | 0 | 0
1983 | 7 | 3 | 0 | 0 | 0 | 0 | 0 | 0 | 0 | 0 | 0 | 0 | 0 | 0 | 0
1983 | 7 | 4 | 0.55 | 0.55 | 0.5 | 0 | 0.55 | 0.5 | 0 | 0 | 0 | 0 | 0 | 0 | 0
1983 | 7 | 5 | 0.03 | 0.03 | 0 | 0 | 0.03 | 0 | 0 | 0 | 0 | 0 | 0 | 0 | 0
1983 | 7 | 6 | 0 | 0 | 0 | 0 | 0 | 0 | 0 | 0 | 0 | 0 | 0 | 0 | 0
1983 | 7 | 7 | 0 | 0 | 0 | 0 | 0 | 0 | 0 | 0 | 0 | 0 | 0 | 0 | 0
1983 | 7 | 8 | 0 | 0 | 0 | 0 | 0 | 0 | 0 | 0 | 0 | 0 | 0 | 0 | 0
1983 | 7 | 9 | 0 | 0 | 0 | 0 | 0 | 0 | 0 | 0 | 0 | 0 | 0 | 0 | 0
1983 | 7 | 10 | 0 | 0 | 0 | 0 | 0 | 0 | 0 | 0 | 0 | 0 | 0 | 0 | 0
1983 | 7 | 11 | 0 | 0 | 0 | 0 | 0 | 0 | 0 | 0 | 0 | 0 | 0 | 0 | 0
1983 | 7 | 12 | 0 | 0 | 0 | 0 | 0 | 0 | 0 | 0 | 0 | 0 | 0 | 0 | 0
1983 | 7 | 13 | 0 | 0 | 0 | 0 | 0 | 0 | 0 | 0 | 0 | 0 | 0 | 0 | 0
1983 | 7 | 14 | 0 | 0 | 0 | 0 | 0 | 0 | 0 | 0 | 0 | 0 | 0 | 0 | 0
1983 | 7 | 15 | 0 | 0 | 0 | 0 | 0 | 0 | 0 | 0 | 0 | 0 | 0 | 0 | 0
1983 | 7 | 16 | 0 | 0 | 0 | 0 | 0 | 0 | 0 | 0 | 0 | 0 | 0 | 0 | 0
1983 | 7 | 17 | 0 | 0 | 0 | 0 | 0 | 0 | 0 | 0 | 0 | 0 | 0 | 0 | 0
1983 | 7 | 18 | 0 | 0 | 0 | 0 | 0 | 0 | 0 | 0 | 0 | 0 | 0 | 0 | 0
1983 | 7 | 19 | 0.06 | 0.06 | 0.01 | 0 | 0.06 | 0.01 | 0 | 0 | 0 | 0 | 0 | 0 | 0
1983 | 7 | 20 | 1.02 | 1 | 0.95 | 0 | 1 | 0.95 | 0 | 0 | 0 | 0 | 0 | 0 | 0
1983 | 7 | 21 | 0 | 0 | 0 | 0 | 0 | 0 | 0 | 0 | 0 | 0 | 0 | 0 | 0
1983 | 7 | 22 | 0 | 0 | 0 | 0 | 0 | 0 | 0 | 0 | 0 | 0 | 0 | 0 | 0
1983 | 7 | 23 | 0.12 | 0.12 | 0.07 | 0 | 0.12 | 0.07 | 0 | 0 | 0 | 0 | 0 | 0 | 0
1983 | 7 | 24 | 0 | 0 | 0 | 0 | 0 | 0 | 0 | 0 | 0 | 0 | 0 | 0 | 0
1983 | 7 | 25 | 0 | 0 | 0 | 0 | 0 | 0 | 0 | 0 | 0 | 0 | 0 | 0 | 0
1983 | 7 | 26 | 0 | 0 | 0 | 0 | 0 | 0 | 0 | 0 | 0 | 0 | 0 | 0 | 0
1983 | 7 | 27 | 0 | 0 | 0 | 0 | 0 | 0 | 0 | 0 | 0 | 0 | 0 | 0 | 0
1983 | 7 | 28 | 0 | 0 | 0 | 0 | 0 | 0 | 0 | 0 | 0 | 0 | 0 | 0 | 0
1983 | 7 | 29 | 0 | 0 | 0 | 0 | 0 | 0 | 0 | 0 | 0 | 0 | 0 | 0 | 0
1983 | 7 | 30 | 0 | 0 | 0 | 0 | 0 | 0 | 0 | 0 | 0 | 0 | 0 | 0 | 0
1983 | 7 | 31 | 0 | 0 | 0 | 0 | 0 | 0 | 0 | 0 | 0 | 0 | 0 | 0 | 0
1983 | 8 | 1 | 0.21 | 0.21 | 0.16 | 0 | 0.21 | 0.16 | 0 | 0 | 0 | 0 | 0 | 0 | 0
1983 | 8 | 2 | 0 | 0 | 0 | 0 | 0 | 0 | 0 | 0 | 0 | 0 | 0 | 0 | 0
1983 | 8 | 3 | 0 | 0 | 0 | 0 | 0 | 0 | 0 | 0 | 0 | 0 | 0 | 0 | 0
1983 | 8 | 4 | 0.04 | 0.04 | 0 | 0 | 0.04 | 0 | 0 | 0 | 0 | 0 | 0 | 0 | 0
1983 | 8 | 5 | 0.41 | 0.41 | 0.36 | 0 | 0.41 | 0.36 | 0 | 0 | 0 | 0 | 0 | 0 | 0
1983 | 8 | 6 | 0.17 | 0.17 | 0.12 | 0 | 0.17 | 0.12 | 0 | 0 | 0 | 0 | 0 | 0 | 0
1983 | 8 | 7 | 0.08 | 0.08 | 0.03 | 0 | 0.08 | 0.03 | 0 | 0 | 0 | 0 | 0 | 0 | 0
1983 | 8 | 8 | 0 | 0 | 0 | 0 | 0 | 0 | 0 | 0 | 0 | 0 | 0 | 0 | 0
1983 | 8 | 9 | 0 | 0 | 0 | 0 | 0 | 0 | 0 | 0 | 0 | 0 | 0 | 0 | 0
1983 | 8 | 10 | 0 | 0 | 0 | 0 | 0 | 0 | 0 | 0 | 0 | 0 | 0 | 0 | 0
1983 | 8 | 11 | 0.83 | 0.83 | 0.78 | 0 | 0.83 | 0.78 | 0 | 0 | 0 | 0 | 0 | 0 | 0
1983 | 8 | 12 | 0 | 0 | 0 | 0 | 0 | 0 | 0 | 0 | 0 | 0 | 0 | 0 | 0
1983 | 8 | 13 | 0 | 0 | 0 | 0 | 0 | 0 | 0 | 0 | 0 | 0 | 0 | 0 | 0
1983 | 8 | 14 | 0 | 0 | 0 | 0 | 0 | 0 | 0 | 0 | 0 | 0 | 0 | 0 | 0
1983 | 8 | 15 | 0 | 0 | 0 | 0 | 0 | 0 | 0 | 0 | 0 | 0 | 0 | 0 | 0
1983 | 8 | 16 | 0 | 0 | 0 | 0 | 0 | 0 | 0 | 0 | 0 | 0 | 0 | 0 | 0
1983 | 8 | 17 | 0 | 0 | 0 | 0 | 0 | 0 | 0 | 0 | 0 | 0 | 0 | 0 | 0
1983 | 8 | 18 | 0.11 | 0.11 | 0.06 | 0 | 0.11 | 0.06 | 0 | 0 | 0 | 0 | 0 | 0 | 0
1983 | 8 | 19 | 0 | 0 | 0 | 0 | 0 | 0 | 0 | 0 | 0 | 0 | 0 | 0 | 0
1983 | 8 | 20 | 0 | 0 | 0 | 0 | 0 | 0 | 0 | 0 | 0 | 0 | 0 | 0 | 0
1983 | 8 | 21 | 0 | 0 | 0 | 0 | 0 | 0 | 0 | 0 | 0 | 0 | 0 | 0 | 0
1983 | 8 | 22 | 0 | 0 | 0 | 0 | 0 | 0 | 0 | 0 | 0 | 0 | 0 | 0 | 0
1983 | 8 | 23 | 0.33 | 0.33 | 0.28 | 0 | 0.33 | 0.28 | 0 | 0 | 0 | 0 | 0 | 0 | 0
1983 | 8 | 24 | 0 | 0 | 0 | 0 | 0 | 0 | 0 | 0 | 0 | 0 | 0 | 0 | 0
1983 | 8 | 25 | 0 | 0 | 0 | 0 | 0 | 0 | 0 | 0 | 0 | 0 | 0 | 0 | 0
1983 | 8 | 26 | 0 | 0 | 0 | 0 | 0 | 0 | 0 | 0 | 0 | 0 | 0 | 0 | 0
1983 | 8 | 27 | 0 | 0 | 0 | 0 | 0 | 0 | 0 | 0 | 0 | 0 | 0 | 0 | 0
1983 | 8 | 28 | 0.93 | 0.93 | 0.88 | 0 | 0.93 | 0.88 | 0 | 0 | 0 | 0 | 0 | 0 | 0
1983 | 8 | 29 | 0 | 0 | 0 | 0 | 0 | 0 | 0 | 0 | 0 | 0 | 0 | 0 | 0
1983 | 8 | 30 | 0 | 0 | 0 | 0 | 0 | 0 | 0 | 0 | 0 | 0 | 0 | 0 | 0
1983 | 8 | 31 | 0 | 0 | 0 | 0 | 0 | 0 | 0 | 0 | 0 | 0 | 0 | 0 | 0
1983 | 9 | 1 | 0 | 0 | 0 | 0 | 0 | 0 | 0 | 0 | 0 | 0 | 0 | 0 | 0
1983 | 9 | 2 | 0 | 0 | 0 | 0 | 0 | 0 | 0 | 0 | 0 | 0 | 0 | 0 | 0
1983 | 9 | 3 | 0 | 0 | 0 | 0 | 0 | 0 | 0 | 0 | 0 | 0 | 0 | 0 | 0
1983 | 9 | 4 | 0 | 0 | 0 | 0 | 0 | 0 | 0 | 0 | 0 | 0 | 0 | 0 | 0
1983 | 9 | 5 | 0 | 0 | 0 | 0 | 0 | 0 | 0 | 0 | 0 | 0 | 0 | 0 | 0
1983 | 9 | 6 | 0 | 0 | 0 | 0 | 0 | 0 | 0 | 0 | 0 | 0 | 0 | 0 | 0
1983 | 9 | 7 | 0 | 0 | 0 | 0 | 0 | 0 | 0 | 0 | 0 | 0 | 0 | 0 | 0
1983 | 9 | 8 | 0 | 0 | 0 | 0 | 0 | 0 | 0 | 0 | 0 | 0 | 0 | 0 | 0
1983 | 9 | 9 | 0 | 0 | 0 | 0 | 0 | 0 | 0 | 0 | 0 | 0 | 0 | 0 | 0
1983 | 9 | 10 | 0 | 0 | 0 | 0 | 0 | 0 | 0 | 0 | 0 | 0 | 0 | 0 | 0
1983 | 9 | 11 | 0 | 0 | 0 | 0 | 0 | 0 | 0 | 0 | 0 | 0 | 0 | 0 | 0
1983 | 9 | 12 | 0.05 | 0.05 | 0 | 0 | 0.05 | 0 | 0 | 0 | 0 | 0 | 0 | 0 | 0
1983 | 9 | 13 | 1.27 | 1 | 0.95 | 0 | 1 | 0.95 | 0 | 0 | 0 | 0 | 0 | 0 | 0
1983 | 9 | 14 | 0 | 0 | 0 | 0 | 0 | 0 | 0 | 0 | 0 | 0 | 0 | 0 | 0
1983 | 9 | 15 | 0 | 0 | 0 | 0 | 0 | 0 | 0 | 0 | 0 | 0 | 0 | 0 | 0
1983 | 9 | 16 | 0 | 0 | 0 | 0 | 0 | 0 | 0 | 0 | 0 | 0 | 0 | 0 | 0
1983 | 9 | 17 | 0 | 0 | 0 | 0 | 0 | 0 | 0 | 0 | 0 | 0 | 0 | 0 | 0
1983 | 9 | 18 | 0 | 0 | 0 | 0 | 0 | 0 | 0 | 0 | 0 | 0 | 0 | 0 | 0
1983 | 9 | 19 | 0 | 0 | 0 | 0 | 0 | 0 | 0 | 0 | 0 | 0 | 0 | 0 | 0
1983 | 9 | 20 | 0 | 0 | 0 | 0 | 0 | 0 | 0 | 0 | 0 | 0 | 0 | 0 | 0
1983 | 9 | 21 | 1.02 | 1 | 0.95 | 0 | 1 | 0.95 | 0 | 0 | 0 | 0 | 0 | 0 | 0
1983 | 9 | 22 | 0 | 0 | 0 | 0 | 0 | 0 | 0 | 0 | 0 | 0 | 0 | 0 | 0
1983 | 9 | 23 | 0 | 0 | 0 | 0 | 0 | 0 | 0 | 0 | 0 | 0 | 0 | 0 | 0
1983 | 9 | 24 | 0 | 0 | 0 | 0 | 0 | 0 | 0 | 0 | 0 | 0 | 0 | 0 | 0
1983 | 9 | 25 | 0 | 0 | 0 | 0 | 0 | 0 | 0 | 0 | 0 | 0 | 0 | 0 | 0
1983 | 9 | 26 | 0 | 0 | 0 | 0 | 0 | 0 | 0 | 0 | 0 | 0 | 0 | 0 | 0
1983 | 9 | 27 | 0 | 0 | 0 | 0 | 0 | 0 | 0 | 0 | 0 | 0 | 0 | 0 | 0
1983 | 9 | 28 | 0 | 0 | 0 | 0 | 0 | 0 | 0 | 0 | 0 | 0 | 0 | 0 | 0
1983 | 9 | 29 | 0 | 0 | 0 | 0 | 0 | 0 | 0 | 0 | 0 | 0 | 0 | 0 | 0
1983 | 9 | 30 | 0.56 | 0.56 | 0.51 | 0 | 0.56 | 0.51 | 0 | 0 | 0 | 0 | 0 | 0 | 0
1983 | 10 | 1 | 0 | 0 | 0 | 0 | 0 | 0 | 0 | 0 | 0 | 0 | 0 | 0 | 0
1983 | 10 | 2 | 0 | 0 | 0 | 0 | 0 | 0 | 0 | 0 | 0 | 0 | 0 | 0 | 0
1983 | 10 | 3 | 0 | 0 | 0 | 0 | 0 | 0 | 0 | 0 | 0 | 0 | 0 | 0 | 0
1983 | 10 | 4 | 0 | 0 | 0 | 0 | 0 | 0 | 0 | 0 | 0 | 0 | 0 | 0 | 0
1983 | 10 | 5 | 0 | 0 | 0 | 0 | 0 | 0 | 0 | 0 | 0 | 0 | 0 | 0 | 0
1983 | 10 | 6 | 0 | 0 | 0 | 0 | 0 | 0 | 0 | 0 | 0 | 0 | 0 | 0 | 0
1983 | 10 | 7 | 0 | 0 | 0 | 0 | 0 | 0 | 0 | 0 | 0 | 0 | 0 | 0 | 0
1983 | 10 | 8 | 0 | 0 | 0 | 0 | 0 | 0 | 0 | 0 | 0 | 0 | 0 | 0 | 0
1983 | 10 | 9 | 0 | 0 | 0 | 0 | 0 | 0 | 0 | 0 | 0 | 0 | 0 | 0 | 0
1983 | 10 | 10 | 0 | 0 | 0 | 0 | 0 | 0 | 0 | 0 | 0 | 0 | 0 | 0 | 0
1983 | 10 | 11 | 0.3 | 0.3 | 0.25 | 0 | 0.3 | 0.25 | 0 | 0 | 0 | 0 | 0 | 0 | 0
1983 | 10 | 12 | 0.87 | 0.87 | 0.82 | 0 | 0.87 | 0.82 | 0 | 0 | 0 | 0 | 0 | 0 | 0
1983 | 10 | 13 | 0.63 | 0.63 | 0.58 | 0 | 0.63 | 0.58 | 0 | 0 | 0 | 0 | 0 | 0 | 0
1983 | 10 | 14 | 0 | 0 | 0 | 0 | 0 | 0 | 0 | 0 | 0 | 0 | 0 | 0 | 0
1983 | 10 | 15 | 0 | 0 | 0 | 0 | 0 | 0 | 0 | 0 | 0 | 0 | 0 | 0 | 0
1983 | 10 | 16 | 0 | 0 | 0 | 0 | 0 | 0 | 0 | 0 | 0 | 0 | 0 | 0 | 0
1983 | 10 | 17 | 0 | 0 | 0 | 0 | 0 | 0 | 0 | 0 | 0 | 0 | 0 | 0 | 0
1983 | 10 | 18 | 0 | 0 | 0 | 0 | 0 | 0 | 0 | 0 | 0 | 0 | 0 | 0 | 0
1983 | 10 | 19 | 0.15 | 0.15 | 0.1 | 0 | 0.15 | 0.1 | 0 | 0 | 0 | 0 | 0 | 0 | 0
1983 | 10 | 20 | 0.25 | 0.25 | 0.2 | 0 | 0.25 | 0.2 | 0 | 0 | 0 | 0 | 0 | 0 | 0
1983 | 10 | 21 | 0.16 | 0.16 | 0.11 | 0 | 0.16 | 0.11 | 0 | 0 | 0 | 0 | 0 | 0 | 0
1983 | 10 | 22 | 0.27 | 0.27 | 0.22 | 0 | 0.27 | 0.22 | 0 | 0 | 0 | 0 | 0 | 0 | 0
1983 | 10 | 23 | 1.81 | 1 | 0.95 | 0 | 1 | 0.95 | 0 | 0 | 0 | 0 | 0 | 0 | 0
1983 | 10 | 24 | 0.09 | 0.09 | 0.04 | 0 | 0.09 | 0.04 | 0 | 0 | 0 | 0 | 0 | 0 | 0
1983 | 10 | 25 | 0.34 | 0.34 | 0.29 | 0 | 0.34 | 0.29 | 0 | 0 | 0 | 0 | 0 | 0 | 0
1983 | 10 | 26 | 0 | 0 | 0 | 0 | 0 | 0 | 0 | 0 | 0 | 0 | 0 | 0 | 0
1983 | 10 | 27 | 0 | 0 | 0 | 0 | 0 | 0 | 0 | 0 | 0 | 0 | 0 | 0 | 0
1983 | 10 | 28 | 0 | 0 | 0 | 0 | 0 | 0 | 0 | 0 | 0 | 0 | 0 | 0 | 0
1983 | 10 | 29 | 0 | 0 | 0 | 0 | 0 | 0 | 0 | 0 | 0 | 0 | 0 | 0 | 0
1983 | 10 | 30 | 0 | 0 | 0 | 0 | 0 | 0 | 0 | 0 | 0 | 0 | 0 | 0 | 0
1983 | 10 | 31 | 0 | 0 | 0 | 0 | 0 | 0 | 0 | 0 | 0 | 0 | 0 | 0 | 0
1983 | 11 | 1 | 0 | 0 | 0 | 0 | 0 | 0 | 0 | 0 | 0 | 0 | 0 | 0 | 0
1983 | 11 | 2 | 0 | 0 | 0 | 0 | 0 | 0 | 0 | 0 | 0 | 0 | 0 | 0 | 0
1983 | 11 | 3 | 0.18 | 0.18 | 0.13 | 0 | 0.18 | 0.13 | 0 | 0 | 0 | 0 | 0 | 0 | 0
1983 | 11 | 4 | 0.04 | 0.04 | 0 | 0 | 0.04 | 0 | 0 | 0 | 0 | 0 | 0 | 0 | 0
1983 | 11 | 5 | 0.01 | 0.01 | 0 | 0 | 0.01 | 0 | 0 | 0 | 0 | 0 | 0 | 0 | 0
1983 | 11 | 6 | 0 | 0 | 0 | 0 | 0 | 0 | 0 | 0 | 0 | 0 | 0 | 0 | 0
1983 | 11 | 7 | 0 | 0 | 0 | 0 | 0 | 0 | 0 | 0 | 0 | 0 | 0 | 0 | 0
1983 | 11 | 8 | 0 | 0 | 0 | 0 | 0 | 0 | 0 | 0 | 0 | 0 | 0 | 0 | 0
1983 | 11 | 9 | 0 | 0 | 0 | 0 | 0 | 0 | 0 | 0 | 0 | 0 | 0 | 0 | 0
1983 | 11 | 10 | 1 | 1 | 0.95 | 0 | 1 | 0.95 | 0 | 0 | 0 | 0 | 0 | 0 | 0
1983 | 11 | 11 | 0.24 | 0.24 | 0.19 | 0 | 0.24 | 0.19 | 0 | 0 | 0 | 0 | 0 | 0 | 0
1983 | 11 | 12 | 0 | 0 | 0 | 0 | 0 | 0 | 0 | 0 | 0 | 0 | 0 | 0 | 0
1983 | 11 | 13 | 0 | 0 | 0 | 0 | 0 | 0 | 0 | 0 | 0 | 0 | 0 | 0 | 0
1983 | 11 | 14 | 0 | 0 | 0 | 0 | 0 | 0 | 0 | 0 | 0 | 0 | 0 | 0 | 0
1983 | 11 | 15 | 0.66 | 0.66 | 0.61 | 0 | 0.66 | 0.61 | 0 | 0 | 0 | 0 | 0 | 0 | 0
1983 | 11 | 16 | 0.03 | 0.03 | 0 | 0 | 0.03 | 0 | 0 | 0 | 0 | 0 | 0 | 0 | 0
1983 | 11 | 17 | 0 | 0 | 0 | 0 | 0 | 0 | 0 | 0 | 0 | 0 | 0 | 0 | 0
1983 | 11 | 18 | 0 | 0 | 0 | 0 | 0 | 0 | 0 | 0 | 0 | 0 | 0 | 0 | 0
1983 | 11 | 19 | 0 | 0 | 0 | 0 | 0 | 0 | 0 | 0 | 0 | 0 | 0 | 0 | 0
1983 | 11 | 20 | 0.97 | 0.97 | 0.92 | 0 | 0.97 | 0.92 | 0 | 0 | 0 | 0 | 0 | 0 | 0
1983 | 11 | 21 | 0 | 0 | 0 | 0 | 0 | 0 | 0 | 0 | 0 | 0 | 0 | 0 | 0
1983 | 11 | 22 | 0 | 0 | 0 | 0 | 0 | 0 | 0 | 0 | 0 | 0 | 0 | 0 | 0
1983 | 11 | 23 | 0 | 0 | 0 | 0 | 0 | 0 | 0 | 0 | 0 | 0 | 0 | 0 | 0
1983 | 11 | 24 | 0.67 | 0.67 | 0.62 | 0 | 0.67 | 0.62 | 0 | 0 | 0 | 0 | 0 | 0 | 0
1983 | 11 | 25 | 1.02 | 1 | 0.95 | 0 | 1 | 0.95 | 0 | 0 | 0 | 0 | 0 | 0 | 0
1983 | 11 | 26 | 0 | 0 | 0 | 0 | 0 | 0 | 0 | 0 | 0 | 0 | 0 | 0 | 0
1983 | 11 | 27 | 0 | 0 | 0 | 0 | 0 | 0 | 0 | 0 | 0 | 0 | 0 | 0 | 0
1983 | 11 | 28 | 0.27 | 0.27 | 0.22 | 0 | 0.27 | 0.22 | 0 | 0 | 0 | 0 | 0 | 0 | 0
1983 | 11 | 29 | 0 | 0 | 0 | 0 | 0 | 0 | 0 | 0 | 0 | 0 | 0 | 0 | 0
1983 | 11 | 30 | 0 | 0 | 0 | 0 | 0 | 0 | 0 | 0 | 0 | 0 | 0 | 0 | 0
1983 | 12 | 1 | 0 | 0 | 0 | 0 | 0 | 0 | 0 | 0 | 0 | 0 | 0 | 0 | 0
1983 | 12 | 2 | 0.02 | 0.02 | 0 | 0 | 0.02 | 0 | 0 | 0 | 0 | 0 | 0 | 0 | 0
1983 | 12 | 3 | 0.02 | 0.02 | 0 | 0 | 0.02 | 0 | 0 | 0 | 0 | 0 | 0 | 0 | 0
1983 | 12 | 4 | 1.17 | 1 | 0.95 | 0 | 1 | 0.95 | 0 | 0 | 0 | 0 | 0 | 0 | 0
1983 | 12 | 5 | 0 | 0 | 0 | 0 | 0 | 0 | 0 | 0 | 0 | 0 | 0 | 0 | 0
1983 | 12 | 6 | 0.67 | 0.67 | 0.62 | 0 | 0.67 | 0.62 | 0 | 0 | 0 | 0 | 0 | 0 | 0
1983 | 12 | 7 | 0 | 0 | 0 | 0 | 0 | 0 | 0 | 0 | 0 | 0 | 0 | 0 | 0
1983 | 12 | 8 | 0 | 0 | 0 | 0 | 0 | 0 | 0 | 0 | 0 | 0 | 0 | 0 | 0
1983 | 12 | 9 | 0.01 | 0.01 | 0 | 0 | 0.01 | 0 | 0 | 0 | 0 | 0 | 0 | 0 | 0
1983 | 12 | 10 | 0 | 0 | 0 | 0 | 0 | 0 | 0 | 0 | 0 | 0 | 0 | 0 | 0
1983 | 12 | 11 | 0 | 0 | 0 | 0 | 0 | 0 | 0 | 0 | 0 | 0 | 0 | 0 | 0
1983 | 12 | 12 | 0.73 | 0.73 | 0.68 | 0 | 0.73 | 0.68 | 0 | 0 | 0 | 0 | 0 | 0 | 0
1983 | 12 | 13 | 1.16 | 1 | 0.95 | 0 | 1 | 0.95 | 0 | 0 | 0 | 0 | 0 | 0 | 0
1983 | 12 | 14 | 0 | 0 | 0 | 0 | 0 | 0 | 0 | 0 | 0 | 0 | 0 | 0 | 0
1983 | 12 | 15 | 0 | 0 | 0 | 0 | 0 | 0 | 0 | 0 | 0 | 0 | 0 | 0 | 0
1983 | 12 | 16 | 0 | 0 | 0 | 0 | 0 | 0 | 0 | 0 | 0 | 0 | 0 | 0 | 0
1983 | 12 | 17 | 0 | 0 | 0 | 0 | 0 | 0 | 0 | 0 | 0 | 0 | 0 | 0 | 0
1983 | 12 | 18 | 0 | 0 | 0 | 0 | 0 | 0 | 0 | 0 | 0 | 0 | 0 | 0 | 0
1983 | 12 | 19 | 0 | 0 | 0 | 0 | 0 | 0 | 0 | 0 | 0 | 0 | 0 | 0 | 0
1983 | 12 | 20 | 0 | 0 | 0 | 0 | 0 | 0 | 0 | 0 | 0 | 0 | 0 | 0 | 0
1983 | 12 | 21 | 0.02 | 0.02 | 0 | 0 | 0.02 | 0 | 0 | 0 | 0 | 0 | 0 | 0 | 0
1983 | 12 | 22 | 1.16 | 1 | 0.95 | 0 | 1 | 0.95 | 0 | 0 | 0 | 0 | 0 | 0 | 0
1983 | 12 | 23 | 0 | 0 | 0 | 0 | 0 | 0 | 0 | 0 | 0 | 0 | 0 | 0 | 0
1983 | 12 | 24 | 0 | 0 | 0 | 0 | 0 | 0 | 0 | 0 | 0 | 0 | 0 | 0 | 0
1983 | 12 | 25 | 0 | 0 | 0 | 0 | 0 | 0 | 0 | 0 | 0 | 0 | 0 | 0 | 0
1983 | 12 | 26 | 0 | 0 | 0 | 0 | 0 | 0 | 0 | 0 | 0 | 0 | 0 | 0 | 0
1983 | 12 | 27 | 0 | 0 | 0 | 0 | 0 | 0 | 0 | 0 | 0 | 0 | 0 | 0 | 0
1983 | 12 | 28 | 0.95 | 0.95 | 0.9 | 0 | 0.95 | 0.9 | 0 | 0 | 0 | 0 | 0 | 0 | 0
1983 | 12 | 29 | 0 | 0 | 0 | 0 | 0 | 0 | 0 | 0 | 0 | 0 | 0 | 0 | 0
1983 | 12 | 30 | 0 | 0 | 0 | 0 | 0 | 0 | 0 | 0 | 0 | 0 | 0 | 0 | 0
1983 | 12 | 31 | 0 | 0 | 0 | 0 | 0 | 0 | 0 | 0 | 0 | 0 | 0 | 0 | 0
1984 | 1 | 1 | 0 | 0 | 0 | 0 | 0 | 0 | 0 | 0 | 0 | 0 | 0 | 0 | 0
1984 | 1 | 2 | 0 | 0 | 0 | 0 | 0 | 0 | 0 | 0 | 0 | 0 | 0 | 0 | 0
1984 | 1 | 3 | 0 | 0 | 0 | 0 | 0 | 0 | 0 | 0 | 0 | 0 | 0 | 0 | 0
1984 | 1 | 4 | 0 | 0 | 0 | 0 | 0 | 0 | 0 | 0 | 0 | 0 | 0 | 0 | 0
1984 | 1 | 5 | 0 | 0 | 0 | 0 | 0 | 0 | 0 | 0 | 0 | 0 | 0 | 0 | 0
1984 | 1 | 6 | 0 | 0 | 0 | 0 | 0 | 0 | 0 | 0 | 0 | 0 | 0 | 0 | 0
1984 | 1 | 7 | 0 | 0 | 0 | 0 | 0 | 0 | 0 | 0 | 0 | 0 | 0 | 0 | 0
1984 | 1 | 8 | 0 | 0 | 0 | 0 | 0 | 0 | 0 | 0 | 0 | 0 | 0 | 0 | 0
1984 | 1 | 9 | 0 | 0 | 0 | 0 | 0 | 0 | 0 | 0 | 0 | 0 | 0 | 0 | 0
1984 | 1 | 10 | 0.77 | 0.77 | 0.72 | 0 | 0.77 | 0.72 | 0 | 0 | 0 | 0 | 0 | 0 | 0
1984 | 1 | 11 | 0.02 | 0.02 | 0 | 0 | 0.02 | 0 | 0 | 0 | 0 | 0 | 0 | 0 | 0
1984 | 1 | 12 | 0 | 0 | 0 | 0 | 0 | 0 | 0 | 0 | 0 | 0 | 0 | 0 | 0
1984 | 1 | 13 | 0.02 | 0.02 | 0 | 0 | 0.02 | 0 | 0 | 0 | 0 | 0 | 0 | 0 | 0
1984 | 1 | 14 | 0 | 0 | 0 | 0 | 0 | 0 | 0 | 0 | 0 | 0 | 0 | 0 | 0
1984 | 1 | 15 | 0 | 0 | 0 | 0 | 0 | 0 | 0 | 0 | 0 | 0 | 0 | 0 | 0
1984 | 1 | 16 | 0.09 | 0.09 | 0.04 | 0 | 0.09 | 0.04 | 0 | 0 | 0 | 0 | 0 | 0 | 0
1984 | 1 | 17 | 0 | 0 | 0 | 0 | 0 | 0 | 0 | 0 | 0 | 0 | 0 | 0 | 0
1984 | 1 | 18 | 0.51 | 0.51 | 0.46 | 0 | 0.51 | 0.46 | 0 | 0 | 0 | 0 | 0 | 0 | 0
1984 | 1 | 19 | 0.04 | 0.04 | 0 | 0 | 0.04 | 0 | 0 | 0 | 0 | 0 | 0 | 0 | 0
1984 | 1 | 20 | 0 | 0 | 0 | 0 | 0 | 0 | 0 | 0 | 0 | 0 | 0 | 0 | 0
1984 | 1 | 21 | 0 | 0 | 0 | 0 | 0 | 0 | 0 | 0 | 0 | 0 | 0 | 0 | 0
1984 | 1 | 22 | 0 | 0 | 0 | 0 | 0 | 0 | 0 | 0 | 0 | 0 | 0 | 0 | 0
1984 | 1 | 23 | 0 | 0 | 0 | 0 | 0 | 0 | 0 | 0 | 0 | 0 | 0 | 0 | 0
1984 | 1 | 24 | 0.22 | 0.22 | 0.17 | 0 | 0.22 | 0.17 | 0 | 0 | 0 | 0 | 0 | 0 | 0
1984 | 1 | 25 | 0 | 0 | 0 | 0 | 0 | 0 | 0 | 0 | 0 | 0 | 0 | 0 | 0
1984 | 1 | 26 | 0 | 0 | 0 | 0 | 0 | 0 | 0 | 0 | 0 | 0 | 0 | 0 | 0
1984 | 1 | 27 | 0 | 0 | 0 | 0 | 0 | 0 | 0 | 0 | 0 | 0 | 0 | 0 | 0
1984 | 1 | 28 | 0 | 0 | 0 | 0 | 0 | 0 | 0 | 0 | 0 | 0 | 0 | 0 | 0
1984 | 1 | 29 | 0 | 0 | 0 | 0 | 0 | 0 | 0 | 0 | 0 | 0 | 0 | 0 | 0
1984 | 1 | 30 | 0.04 | 0.04 | 0 | 0 | 0.04 | 0 | 0 | 0 | 0 | 0 | 0 | 0 | 0
1984 | 1 | 31 | 0 | 0 | 0 | 0 | 0 | 0 | 0 | 0 | 0 | 0 | 0 | 0 | 0
1984 | 2 | 1 | 0 | 0 | 0 | 0 | 0 | 0 | 0 | 0 | 0 | 0 | 0 | 0 | 0
1984 | 2 | 2 | 0 | 0 | 0 | 0 | 0 | 0 | 0 | 0 | 0 | 0 | 0 | 0 | 0
1984 | 2 | 3 | 0.25 | 0.25 | 0.2 | 0 | 0.25 | 0.2 | 0 | 0 | 0 | 0 | 0 | 0 | 0
1984 | 2 | 4 | 0 | 0 | 0 | 0 | 0 | 0 | 0 | 0 | 0 | 0 | 0 | 0 | 0
1984 | 2 | 5 | 0.27 | 0.27 | 0.22 | 0 | 0.27 | 0.22 | 0 | 0 | 0 | 0 | 0 | 0 | 0
1984 | 2 | 6 | 0 | 0 | 0 | 0 | 0 | 0 | 0 | 0 | 0 | 0 | 0 | 0 | 0
1984 | 2 | 7 | 0 | 0 | 0 | 0 | 0 | 0 | 0 | 0 | 0 | 0 | 0 | 0 | 0
1984 | 2 | 8 | 0 | 0 | 0 | 0 | 0 | 0 | 0 | 0 | 0 | 0 | 0 | 0 | 0
1984 | 2 | 9 | 0 | 0 | 0 | 0 | 0 | 0 | 0 | 0 | 0 | 0 | 0 | 0 | 0
1984 | 2 | 10 | 0 | 0 | 0 | 0 | 0 | 0 | 0 | 0 | 0 | 0 | 0 | 0 | 0
1984 | 2 | 11 | 0.01 | 0.01 | 0 | 0 | 0.01 | 0 | 0 | 0 | 0 | 0 | 0 | 0 | 0
1984 | 2 | 12 | 0 | 0 | 0 | 0 | 0 | 0 | 0 | 0 | 0 | 0 | 0 | 0 | 0
1984 | 2 | 13 | 0.02 | 0.02 | 0 | 0 | 0.02 | 0 | 0 | 0 | 0 | 0 | 0 | 0 | 0
1984 | 2 | 14 | 0.93 | 0.93 | 0.88 | 0 | 0.93 | 0.88 | 0 | 0 | 0 | 0 | 0 | 0 | 0
1984 | 2 | 15 | 0.46 | 0.46 | 0.41 | 0 | 0.46 | 0.41 | 0 | 0 | 0 | 0 | 0 | 0 | 0
1984 | 2 | 16 | 0 | 0 | 0 | 0 | 0 | 0 | 0 | 0 | 0 | 0 | 0 | 0 | 0
1984 | 2 | 17 | 0.09 | 0.09 | 0.04 | 0 | 0.09 | 0.04 | 0 | 0 | 0 | 0 | 0 | 0 | 0
1984 | 2 | 18 | 0 | 0 | 0 | 0 | 0 | 0 | 0 | 0 | 0 | 0 | 0 | 0 | 0
1984 | 2 | 19 | 0 | 0 | 0 | 0 | 0 | 0 | 0 | 0 | 0 | 0 | 0 | 0 | 0
1984 | 2 | 20 | 0 | 0 | 0 | 0 | 0 | 0 | 0 | 0 | 0 | 0 | 0 | 0 | 0
1984 | 2 | 21 | 0 | 0 | 0 | 0 | 0 | 0 | 0 | 0 | 0 | 0 | 0 | 0 | 0
1984 | 2 | 22 | 0 | 0 | 0 | 0 | 0 | 0 | 0 | 0 | 0 | 0 | 0 | 0 | 0
1984 | 2 | 23 | 0.51 | 0.51 | 0.46 | 0 | 0.51 | 0.46 | 0 | 0 | 0 | 0 | 0 | 0 | 0
1984 | 2 | 24 | 0.22 | 0.22 | 0.17 | 0 | 0.22 | 0.17 | 0 | 0 | 0 | 0 | 0 | 0 | 0
1984 | 2 | 25 | 0.04 | 0.04 | 0 | 0 | 0.04 | 0 | 0 | 0 | 0 | 0 | 0 | 0 | 0
1984 | 2 | 26 | 0 | 0 | 0 | 0 | 0 | 0 | 0 | 0 | 0 | 0 | 0 | 0 | 0
1984 | 2 | 27 | 0.13 | 0.13 | 0.08 | 0 | 0.13 | 0.08 | 0 | 0 | 0 | 0 | 0 | 0 | 0
1984 | 2 | 28 | 0.5 | 0.5 | 0.45 | 0 | 0.5 | 0.45 | 0 | 0 | 0 | 0 | 0 | 0 | 0
1984 | 2 | 29 | 0 | 0 | 0 | 0 | 0 | 0 | 0 | 0 | 0 | 0 | 0 | 0 | 0
1984 | 3 | 1 | 0 | 0 | 0 | 0 | 0 | 0 | 0 | 0 | 0 | 0 | 0 | 0 | 0
1984 | 3 | 2 | 0 | 0 | 0 | 0 | 0 | 0 | 0 | 0 | 0 | 0 | 0 | 0 | 0
1984 | 3 | 3 | 0 | 0 | 0 | 0 | 0 | 0 | 0 | 0 | 0 | 0 | 0 | 0 | 0
1984 | 3 | 4 | 0 | 0 | 0 | 0 | 0 | 0 | 0 | 0 | 0 | 0 | 0 | 0 | 0
1984 | 3 | 5 | 0.36 | 0.36 | 0.31 | 0 | 0.36 | 0.31 | 0 | 0 | 0 | 0 | 0 | 0 | 0
1984 | 3 | 6 | 0.07 | 0.07 | 0.02 | 0 | 0.07 | 0.02 | 0 | 0 | 0 | 0 | 0 | 0 | 0
1984 | 3 | 7 | 0 | 0 | 0 | 0 | 0 | 0 | 0 | 0 | 0 | 0 | 0 | 0 | 0
1984 | 3 | 8 | 0.26 | 0.26 | 0.21 | 0 | 0.26 | 0.21 | 0 | 0 | 0 | 0 | 0 | 0 | 0
1984 | 3 | 9 | 0 | 0 | 0 | 0 | 0 | 0 | 0 | 0 | 0 | 0 | 0 | 0 | 0
1984 | 3 | 10 | 0 | 0 | 0 | 0 | 0 | 0 | 0 | 0 | 0 | 0 | 0 | 0 | 0
1984 | 3 | 11 | 0 | 0 | 0 | 0 | 0 | 0 | 0 | 0 | 0 | 0 | 0 | 0 | 0
1984 | 3 | 12 | 0 | 0 | 0 | 0 | 0 | 0 | 0 | 0 | 0 | 0 | 0 | 0 | 0
1984 | 3 | 13 | 0.72 | 0.72 | 0.67 | 0 | 0.72 | 0.67 | 0 | 0 | 0 | 0 | 0 | 0 | 0
1984 | 3 | 14 | 0 | 0 | 0 | 0 | 0 | 0 | 0 | 0 | 0 | 0 | 0 | 0 | 0
1984 | 3 | 15 | 0 | 0 | 0 | 0 | 0 | 0 | 0 | 0 | 0 | 0 | 0 | 0 | 0
1984 | 3 | 16 | 0 | 0 | 0 | 0 | 0 | 0 | 0 | 0 | 0 | 0 | 0 | 0 | 0
1984 | 3 | 17 | 0 | 0 | 0 | 0 | 0 | 0 | 0 | 0 | 0 | 0 | 0 | 0 | 0
1984 | 3 | 18 | 0 | 0 | 0 | 0 | 0 | 0 | 0 | 0 | 0 | 0 | 0 | 0 | 0
1984 | 3 | 19 | 0 | 0 | 0 | 0 | 0 | 0 | 0 | 0 | 0 | 0 | 0 | 0 | 0
1984 | 3 | 20 | 0 | 0 | 0 | 0 | 0 | 0 | 0 | 0 | 0 | 0 | 0 | 0 | 0
1984 | 3 | 21 | 0.61 | 0.61 | 0.56 | 0 | 0.61 | 0.56 | 0 | 0 | 0 | 0 | 0 | 0 | 0
1984 | 3 | 22 | 0 | 0 | 0 | 0 | 0 | 0 | 0 | 0 | 0 | 0 | 0 | 0 | 0
1984 | 3 | 23 | 0 | 0 | 0 | 0 | 0 | 0 | 0 | 0 | 0 | 0 | 0 | 0 | 0
1984 | 3 | 24 | 0 | 0 | 0 | 0 | 0 | 0 | 0 | 0 | 0 | 0 | 0 | 0 | 0
1984 | 3 | 25 | 0.89 | 0.89 | 0.84 | 0 | 0.89 | 0.84 | 0 | 0 | 0 | 0 | 0 | 0 | 0
1984 | 3 | 26 | 0.69 | 0.69 | 0.64 | 0 | 0.69 | 0.64 | 0 | 0 | 0 | 0 | 0 | 0 | 0
1984 | 3 | 27 | 0.01 | 0.01 | 0 | 0 | 0.01 | 0 | 0 | 0 | 0 | 0 | 0 | 0 | 0
1984 | 3 | 28 | 1.3 | 1 | 0.95 | 0 | 1 | 0.95 | 0 | 0 | 0 | 0 | 0 | 0 | 0
1984 | 3 | 29 | 1.23 | 1 | 0.95 | 0 | 1 | 0.95 | 0 | 0 | 0 | 0 | 0 | 0 | 0
1984 | 3 | 30 | 0 | 0 | 0 | 0 | 0 | 0 | 0 | 0 | 0 | 0 | 0 | 0 | 0
1984 | 3 | 31 | 0 | 0 | 0 | 0 | 0 | 0 | 0 | 0 | 0 | 0 | 0 | 0 | 0
1984 | 4 | 1 | 0 | 0 | 0 | 0 | 0 | 0 | 0 | 0 | 0 | 0 | 0 | 0 | 0
1984 | 4 | 2 | 0 | 0 | 0 | 0 | 0 | 0 | 0 | 0 | 0 | 0 | 0 | 0 | 0
1984 | 4 | 3 | 0 | 0 | 0 | 0 | 0 | 0 | 0 | 0 | 0 | 0 | 0 | 0 | 0
1984 | 4 | 4 | 0.97 | 0.97 | 0.92 | 0 | 0.97 | 0.92 | 0 | 0 | 0 | 0 | 0 | 0 | 0
1984 | 4 | 5 | 0.26 | 0.26 | 0.21 | 0 | 0.26 | 0.21 | 0 | 0 | 0 | 0 | 0 | 0 | 0
1984 | 4 | 6 | 0 | 0 | 0 | 0 | 0 | 0 | 0 | 0 | 0 | 0 | 0 | 0 | 0
1984 | 4 | 7 | 0 | 0 | 0 | 0 | 0 | 0 | 0 | 0 | 0 | 0 | 0 | 0 | 0
1984 | 4 | 8 | 0 | 0 | 0 | 0 | 0 | 0 | 0 | 0 | 0 | 0 | 0 | 0 | 0
1984 | 4 | 9 | 0 | 0 | 0 | 0 | 0 | 0 | 0 | 0 | 0 | 0 | 0 | 0 | 0
1984 | 4 | 10 | 0 | 0 | 0 | 0 | 0 | 0 | 0 | 0 | 0 | 0 | 0 | 0 | 0
1984 | 4 | 11 | 0 | 0 | 0 | 0 | 0 | 0 | 0 | 0 | 0 | 0 | 0 | 0 | 0
1984 | 4 | 12 | 0 | 0 | 0 | 0 | 0 | 0 | 0 | 0 | 0 | 0 | 0 | 0 | 0
1984 | 4 | 13 | 0.42 | 0.42 | 0.37 | 0 | 0.42 | 0.37 | 0 | 0 | 0 | 0 | 0 | 0 | 0
1984 | 4 | 14 | 0.25 | 0.25 | 0.2 | 0 | 0.25 | 0.2 | 0 | 0 | 0 | 0 | 0 | 0 | 0
1984 | 4 | 15 | 0.3 | 0.3 | 0.25 | 0 | 0.3 | 0.25 | 0 | 0 | 0 | 0 | 0 | 0 | 0
1984 | 4 | 16 | 0.25 | 0.25 | 0.2 | 0 | 0.25 | 0.2 | 0 | 0 | 0 | 0 | 0 | 0 | 0
1984 | 4 | 17 | 0.01 | 0.01 | 0 | 0 | 0.01 | 0 | 0 | 0 | 0 | 0 | 0 | 0 | 0
1984 | 4 | 18 | 0.02 | 0.02 | 0 | 0 | 0.02 | 0 | 0 | 0 | 0 | 0 | 0 | 0 | 0
1984 | 4 | 19 | 0 | 0 | 0 | 0 | 0 | 0 | 0 | 0 | 0 | 0 | 0 | 0 | 0
1984 | 4 | 20 | 0 | 0 | 0 | 0 | 0 | 0 | 0 | 0 | 0 | 0 | 0 | 0 | 0
1984 | 4 | 21 | 0 | 0 | 0 | 0 | 0 | 0 | 0 | 0 | 0 | 0 | 0 | 0 | 0
1984 | 4 | 22 | 0.4 | 0.4 | 0.35 | 0 | 0.4 | 0.35 | 0 | 0 | 0 | 0 | 0 | 0 | 0
1984 | 4 | 23 | 0.29 | 0.29 | 0.24 | 0 | 0.29 | 0.24 | 0 | 0 | 0 | 0 | 0 | 0 | 0
1984 | 4 | 24 | 0.03 | 0.03 | 0 | 0 | 0.03 | 0 | 0 | 0 | 0 | 0 | 0 | 0 | 0
1984 | 4 | 25 | 0 | 0 | 0 | 0 | 0 | 0 | 0 | 0 | 0 | 0 | 0 | 0 | 0
1984 | 4 | 26 | 0 | 0 | 0 | 0 | 0 | 0 | 0 | 0 | 0 | 0 | 0 | 0 | 0
1984 | 4 | 27 | 0 | 0 | 0 | 0 | 0 | 0 | 0 | 0 | 0 | 0 | 0 | 0 | 0
1984 | 4 | 28 | 0.31 | 0.31 | 0.26 | 0 | 0.31 | 0.26 | 0 | 0 | 0 | 0 | 0 | 0 | 0
1984 | 4 | 29 | 0.16 | 0.16 | 0.11 | 0 | 0.16 | 0.11 | 0 | 0 | 0 | 0 | 0 | 0 | 0
1984 | 4 | 30 | 0.04 | 0.04 | 0 | 0 | 0.04 | 0 | 0 | 0 | 0 | 0 | 0 | 0 | 0
1984 | 5 | 1 | 0 | 0 | 0 | 0 | 0 | 0 | 0 | 0 | 0 | 0 | 0 | 0 | 0
1984 | 5 | 2 | 0 | 0 | 0 | 0 | 0 | 0 | 0 | 0 | 0 | 0 | 0 | 0 | 0
1984 | 5 | 3 | 0.89 | 0.89 | 0.84 | 0 | 0.89 | 0.84 | 0 | 0 | 0 | 0 | 0 | 0 | 0
1984 | 5 | 4 | 0.08 | 0.08 | 0.03 | 0 | 0.08 | 0.03 | 0 | 0 | 0 | 0 | 0 | 0 | 0
1984 | 5 | 5 | 0 | 0 | 0 | 0 | 0 | 0 | 0 | 0 | 0 | 0 | 0 | 0 | 0
1984 | 5 | 6 | 0.16 | 0.16 | 0.11 | 0 | 0.16 | 0.11 | 0 | 0 | 0 | 0 | 0 | 0 | 0
1984 | 5 | 7 | 0.06 | 0.06 | 0.01 | 0 | 0.06 | 0.01 | 0 | 0 | 0 | 0 | 0 | 0 | 0
1984 | 5 | 8 | 0.61 | 0.61 | 0.56 | 0 | 0.61 | 0.56 | 0 | 0 | 0 | 0 | 0 | 0 | 0
1984 | 5 | 9 | 0 | 0 | 0 | 0 | 0 | 0 | 0 | 0 | 0 | 0 | 0 | 0 | 0
1984 | 5 | 10 | 0 | 0 | 0 | 0 | 0 | 0 | 0 | 0 | 0 | 0 | 0 | 0 | 0
1984 | 5 | 11 | 0 | 0 | 0 | 0 | 0 | 0 | 0 | 0 | 0 | 0 | 0 | 0 | 0
1984 | 5 | 12 | 0 | 0 | 0 | 0 | 0 | 0 | 0 | 0 | 0 | 0 | 0 | 0 | 0
1984 | 5 | 13 | 0 | 0 | 0 | 0 | 0 | 0 | 0 | 0 | 0 | 0 | 0 | 0 | 0
1984 | 5 | 14 | 0 | 0 | 0 | 0 | 0 | 0 | 0 | 0 | 0 | 0 | 0 | 0 | 0
1984 | 5 | 15 | 0 | 0 | 0 | 0 | 0 | 0 | 0 | 0 | 0 | 0 | 0 | 0 | 0
1984 | 5 | 16 | 0 | 0 | 0 | 0 | 0 | 0 | 0 | 0 | 0 | 0 | 0 | 0 | 0
1984 | 5 | 17 | 0 | 0 | 0 | 0 | 0 | 0 | 0 | 0 | 0 | 0 | 0 | 0 | 0
1984 | 5 | 18 | 0 | 0 | 0 | 0 | 0 | 0 | 0 | 0 | 0 | 0 | 0 | 0 | 0
1984 | 5 | 19 | 0.01 | 0.01 | 0 | 0 | 0.01 | 0 | 0 | 0 | 0 | 0 | 0 | 0 | 0
1984 | 5 | 20 | 0 | 0 | 0 | 0 | 0 | 0 | 0 | 0 | 0 | 0 | 0 | 0 | 0
1984 | 5 | 21 | 0 | 0 | 0 | 0 | 0 | 0 | 0 | 0 | 0 | 0 | 0 | 0 | 0
1984 | 5 | 22 | 0 | 0 | 0 | 0 | 0 | 0 | 0 | 0 | 0 | 0 | 0 | 0 | 0
1984 | 5 | 23 | 0.88 | 0.88 | 0.83 | 0 | 0.88 | 0.83 | 0 | 0 | 0 | 0 | 0 | 0 | 0
1984 | 5 | 24 | 0 | 0 | 0 | 0 | 0 | 0 | 0 | 0 | 0 | 0 | 0 | 0 | 0
1984 | 5 | 25 | 0 | 0 | 0 | 0 | 0 | 0 | 0 | 0 | 0 | 0 | 0 | 0 | 0
1984 | 5 | 26 | 0.44 | 0.44 | 0.39 | 0 | 0.44 | 0.39 | 0 | 0 | 0 | 0 | 0 | 0 | 0
1984 | 5 | 27 | 0.02 | 0.02 | 0 | 0 | 0.02 | 0 | 0 | 0 | 0 | 0 | 0 | 0 | 0
1984 | 5 | 28 | 0.02 | 0.02 | 0 | 0 | 0.02 | 0 | 0 | 0 | 0 | 0 | 0 | 0 | 0
1984 | 5 | 29 | 0.38 | 0.38 | 0.33 | 0 | 0.38 | 0.33 | 0 | 0 | 0 | 0 | 0 | 0 | 0
1984 | 5 | 30 | 0.25 | 0.25 | 0.2 | 0 | 0.25 | 0.2 | 0 | 0 | 0 | 0 | 0 | 0 | 0
1984 | 5 | 31 | 0 | 0 | 0 | 0 | 0 | 0 | 0 | 0 | 0 | 0 | 0 | 0 | 0
1984 | 6 | 1 | 0 | 0 | 0 | 0 | 0 | 0 | 0 | 0 | 0 | 0 | 0 | 0 | 0
1984 | 6 | 2 | 0 | 0 | 0 | 0 | 0 | 0 | 0 | 0 | 0 | 0 | 0 | 0 | 0
1984 | 6 | 3 | 0 | 0 | 0 | 0 | 0 | 0 | 0 | 0 | 0 | 0 | 0 | 0 | 0
1984 | 6 | 4 | 0 | 0 | 0 | 0 | 0 | 0 | 0 | 0 | 0 | 0 | 0 | 0 | 0
1984 | 6 | 5 | 0 | 0 | 0 | 0 | 0 | 0 | 0 | 0 | 0 | 0 | 0 | 0 | 0
1984 | 6 | 6 | 0 | 0 | 0 | 0 | 0 | 0 | 0 | 0 | 0 | 0 | 0 | 0 | 0
1984 | 6 | 7 | 0 | 0 | 0 | 0 | 0 | 0 | 0 | 0 | 0 | 0 | 0 | 0 | 0
1984 | 6 | 8 | 0 | 0 | 0 | 0 | 0 | 0 | 0 | 0 | 0 | 0 | 0 | 0 | 0
1984 | 6 | 9 | 0 | 0 | 0 | 0 | 0 | 0 | 0 | 0 | 0 | 0 | 0 | 0 | 0
1984 | 6 | 10 | 0 | 0 | 0 | 0 | 0 | 0 | 0 | 0 | 0 | 0 | 0 | 0 | 0
1984 | 6 | 11 | 0 | 0 | 0 | 0 | 0 | 0 | 0 | 0 | 0 | 0 | 0 | 0 | 0
1984 | 6 | 12 | 0 | 0 | 0 | 0 | 0 | 0 | 0 | 0 | 0 | 0 | 0 | 0 | 0
1984 | 6 | 13 | 0 | 0 | 0 | 0 | 0 | 0 | 0 | 0 | 0 | 0 | 0 | 0 | 0
1984 | 6 | 14 | 0.05 | 0.05 | 0 | 0 | 0.05 | 0 | 0 | 0 | 0 | 0 | 0 | 0 | 0
1984 | 6 | 15 | 0 | 0 | 0 | 0 | 0 | 0 | 0 | 0 | 0 | 0 | 0 | 0 | 0
1984 | 6 | 16 | 0.04 | 0.04 | 0 | 0 | 0.04 | 0 | 0 | 0 | 0 | 0 | 0 | 0 | 0
1984 | 6 | 17 | 0.01 | 0.01 | 0 | 0 | 0.01 | 0 | 0 | 0 | 0 | 0 | 0 | 0 | 0
1984 | 6 | 18 | 0.28 | 0.28 | 0.23 | 0 | 0.28 | 0.23 | 0 | 0 | 0 | 0 | 0 | 0 | 0
1984 | 6 | 19 | 0 | 0 | 0 | 0 | 0 | 0 | 0 | 0 | 0 | 0 | 0 | 0 | 0
1984 | 6 | 20 | 0 | 0 | 0 | 0 | 0 | 0 | 0 | 0 | 0 | 0 | 0 | 0 | 0
1984 | 6 | 21 | 0 | 0 | 0 | 0 | 0 | 0 | 0 | 0 | 0 | 0 | 0 | 0 | 0
1984 | 6 | 22 | 0 | 0 | 0 | 0 | 0 | 0 | 0 | 0 | 0 | 0 | 0 | 0 | 0
1984 | 6 | 23 | 0 | 0 | 0 | 0 | 0 | 0 | 0 | 0 | 0 | 0 | 0 | 0 | 0
1984 | 6 | 24 | 0.06 | 0.06 | 0.01 | 0 | 0.06 | 0.01 | 0 | 0 | 0 | 0 | 0 | 0 | 0
1984 | 6 | 25 | 0 | 0 | 0 | 0 | 0 | 0 | 0 | 0 | 0 | 0 | 0 | 0 | 0
1984 | 6 | 26 | 0 | 0 | 0 | 0 | 0 | 0 | 0 | 0 | 0 | 0 | 0 | 0 | 0
1984 | 6 | 27 | 0 | 0 | 0 | 0 | 0 | 0 | 0 | 0 | 0 | 0 | 0 | 0 | 0
1984 | 6 | 28 | 0.03 | 0.03 | 0 | 0 | 0.03 | 0 | 0 | 0 | 0 | 0 | 0 | 0 | 0
1984 | 6 | 29 | 0.31 | 0.31 | 0.26 | 0 | 0.31 | 0.26 | 0 | 0 | 0 | 0 | 0 | 0 | 0
1984 | 6 | 30 | 1.23 | 1 | 0.95 | 0 | 1 | 0.95 | 0 | 0 | 0 | 0 | 0 | 0 | 0
1984 | 7 | 1 | 0.55 | 0.55 | 0.5 | 0 | 0.55 | 0.5 | 0 | 0 | 0 | 0 | 0 | 0 | 0
1984 | 7 | 2 | 0.24 | 0.24 | 0.19 | 0 | 0.24 | 0.19 | 0 | 0 | 0 | 0 | 0 | 0 | 0
1984 | 7 | 3 | 0 | 0 | 0 | 0 | 0 | 0 | 0 | 0 | 0 | 0 | 0 | 0 | 0
1984 | 7 | 4 | 0 | 0 | 0 | 0 | 0 | 0 | 0 | 0 | 0 | 0 | 0 | 0 | 0
1984 | 7 | 5 | 0.37 | 0.37 | 0.32 | 0 | 0.37 | 0.32 | 0 | 0 | 0 | 0 | 0 | 0 | 0
1984 | 7 | 6 | 0.5 | 0.5 | 0.45 | 0 | 0.5 | 0.45 | 0 | 0 | 0 | 0 | 0 | 0 | 0
1984 | 7 | 7 | 0.08 | 0.08 | 0.03 | 0 | 0.08 | 0.03 | 0 | 0 | 0 | 0 | 0 | 0 | 0
1984 | 7 | 8 | 0 | 0 | 0 | 0 | 0 | 0 | 0 | 0 | 0 | 0 | 0 | 0 | 0
1984 | 7 | 9 | 0 | 0 | 0 | 0 | 0 | 0 | 0 | 0 | 0 | 0 | 0 | 0 | 0
1984 | 7 | 10 | 0.11 | 0.11 | 0.06 | 0 | 0.11 | 0.06 | 0 | 0 | 0 | 0 | 0 | 0 | 0
1984 | 7 | 11 | 0.06 | 0.06 | 0.01 | 0 | 0.06 | 0.01 | 0 | 0 | 0 | 0 | 0 | 0 | 0
1984 | 7 | 12 | 0 | 0 | 0 | 0 | 0 | 0 | 0 | 0 | 0 | 0 | 0 | 0 | 0
1984 | 7 | 13 | 0 | 0 | 0 | 0 | 0 | 0 | 0 | 0 | 0 | 0 | 0 | 0 | 0
1984 | 7 | 14 | 0 | 0 | 0 | 0 | 0 | 0 | 0 | 0 | 0 | 0 | 0 | 0 | 0
1984 | 7 | 15 | 0 | 0 | 0 | 0 | 0 | 0 | 0 | 0 | 0 | 0 | 0 | 0 | 0
1984 | 7 | 16 | 0.04 | 0.04 | 0 | 0 | 0.04 | 0 | 0 | 0 | 0 | 0 | 0 | 0 | 0
1984 | 7 | 17 | 0 | 0 | 0 | 0 | 0 | 0 | 0 | 0 | 0 | 0 | 0 | 0 | 0
1984 | 7 | 18 | 0.68 | 0.68 | 0.63 | 0 | 0.68 | 0.63 | 0 | 0 | 0 | 0 | 0 | 0 | 0
1984 | 7 | 19 | 0 | 0 | 0 | 0 | 0 | 0 | 0 | 0 | 0 | 0 | 0 | 0 | 0
1984 | 7 | 20 | 0 | 0 | 0 | 0 | 0 | 0 | 0 | 0 | 0 | 0 | 0 | 0 | 0
1984 | 7 | 21 | 1.15 | 1 | 0.95 | 0 | 1 | 0.95 | 0 | 0 | 0 | 0 | 0 | 0 | 0
1984 | 7 | 22 | 0.17 | 0.17 | 0.12 | 0 | 0.17 | 0.12 | 0 | 0 | 0 | 0 | 0 | 0 | 0
1984 | 7 | 23 | 0 | 0 | 0 | 0 | 0 | 0 | 0 | 0 | 0 | 0 | 0 | 0 | 0
1984 | 7 | 24 | 0 | 0 | 0 | 0 | 0 | 0 | 0 | 0 | 0 | 0 | 0 | 0 | 0
1984 | 7 | 25 | 0 | 0 | 0 | 0 | 0 | 0 | 0 | 0 | 0 | 0 | 0 | 0 | 0
1984 | 7 | 26 | 0.11 | 0.11 | 0.06 | 0 | 0.11 | 0.06 | 0 | 0 | 0 | 0 | 0 | 0 | 0
1984 | 7 | 27 | 0.02 | 0.02 | 0 | 0 | 0.02 | 0 | 0 | 0 | 0 | 0 | 0 | 0 | 0
1984 | 7 | 28 | 0 | 0 | 0 | 0 | 0 | 0 | 0 | 0 | 0 | 0 | 0 | 0 | 0
1984 | 7 | 29 | 0 | 0 | 0 | 0 | 0 | 0 | 0 | 0 | 0 | 0 | 0 | 0 | 0
1984 | 7 | 30 | 0.01 | 0.01 | 0 | 0 | 0.01 | 0 | 0 | 0 | 0 | 0 | 0 | 0 | 0
1984 | 7 | 31 | 0 | 0 | 0 | 0 | 0 | 0 | 0 | 0 | 0 | 0 | 0 | 0 | 0
1984 | 8 | 1 | 0.06 | 0.06 | 0.01 | 0 | 0.06 | 0.01 | 0 | 0 | 0 | 0 | 0 | 0 | 0
1984 | 8 | 2 | 0.22 | 0.22 | 0.17 | 0 | 0.22 | 0.17 | 0 | 0 | 0 | 0 | 0 | 0 | 0
1984 | 8 | 3 | 0.29 | 0.29 | 0.24 | 0 | 0.29 | 0.24 | 0 | 0 | 0 | 0 | 0 | 0 | 0
1984 | 8 | 4 | 0.02 | 0.02 | 0 | 0 | 0.02 | 0 | 0 | 0 | 0 | 0 | 0 | 0 | 0
1984 | 8 | 5 | 0 | 0 | 0 | 0 | 0 | 0 | 0 | 0 | 0 | 0 | 0 | 0 | 0
1984 | 8 | 6 | 0 | 0 | 0 | 0 | 0 | 0 | 0 | 0 | 0 | 0 | 0 | 0 | 0
1984 | 8 | 7 | 0.07 | 0.07 | 0.02 | 0 | 0.07 | 0.02 | 0 | 0 | 0 | 0 | 0 | 0 | 0
1984 | 8 | 8 | 0 | 0 | 0 | 0 | 0 | 0 | 0 | 0 | 0 | 0 | 0 | 0 | 0
1984 | 8 | 9 | 0.01 | 0.01 | 0 | 0 | 0.01 | 0 | 0 | 0 | 0 | 0 | 0 | 0 | 0
1984 | 8 | 10 | 0.03 | 0.03 | 0 | 0 | 0.03 | 0 | 0 | 0 | 0 | 0 | 0 | 0 | 0
1984 | 8 | 11 | 0 | 0 | 0 | 0 | 0 | 0 | 0 | 0 | 0 | 0 | 0 | 0 | 0
1984 | 8 | 12 | 0.19 | 0.19 | 0.14 | 0 | 0.19 | 0.14 | 0 | 0 | 0 | 0 | 0 | 0 | 0
1984 | 8 | 13 | 0.57 | 0.57 | 0.52 | 0 | 0.57 | 0.52 | 0 | 0 | 0 | 0 | 0 | 0 | 0
1984 | 8 | 14 | 0.13 | 0.13 | 0.08 | 0 | 0.13 | 0.08 | 0 | 0 | 0 | 0 | 0 | 0 | 0
1984 | 8 | 15 | 0 | 0 | 0 | 0 | 0 | 0 | 0 | 0 | 0 | 0 | 0 | 0 | 0
1984 | 8 | 16 | 0 | 0 | 0 | 0 | 0 | 0 | 0 | 0 | 0 | 0 | 0 | 0 | 0
1984 | 8 | 17 | 0 | 0 | 0 | 0 | 0 | 0 | 0 | 0 | 0 | 0 | 0 | 0 | 0
1984 | 8 | 18 | 0 | 0 | 0 | 0 | 0 | 0 | 0 | 0 | 0 | 0 | 0 | 0 | 0
1984 | 8 | 19 | 0.71 | 0.71 | 0.66 | 0 | 0.71 | 0.66 | 0 | 0 | 0 | 0 | 0 | 0 | 0
1984 | 8 | 20 | 0 | 0 | 0 | 0 | 0 | 0 | 0 | 0 | 0 | 0 | 0 | 0 | 0
1984 | 8 | 21 | 0 | 0 | 0 | 0 | 0 | 0 | 0 | 0 | 0 | 0 | 0 | 0 | 0
1984 | 8 | 22 | 0 | 0 | 0 | 0 | 0 | 0 | 0 | 0 | 0 | 0 | 0 | 0 | 0
1984 | 8 | 23 | 0 | 0 | 0 | 0 | 0 | 0 | 0 | 0 | 0 | 0 | 0 | 0 | 0
1984 | 8 | 24 | 0 | 0 | 0 | 0 | 0 | 0 | 0 | 0 | 0 | 0 | 0 | 0 | 0
1984 | 8 | 25 | 0 | 0 | 0 | 0 | 0 | 0 | 0 | 0 | 0 | 0 | 0 | 0 | 0
1984 | 8 | 26 | 0 | 0 | 0 | 0 | 0 | 0 | 0 | 0 | 0 | 0 | 0 | 0 | 0
1984 | 8 | 27 | 0 | 0 | 0 | 0 | 0 | 0 | 0 | 0 | 0 | 0 | 0 | 0 | 0
1984 | 8 | 28 | 0 | 0 | 0 | 0 | 0 | 0 | 0 | 0 | 0 | 0 | 0 | 0 | 0
1984 | 8 | 29 | 0 | 0 | 0 | 0 | 0 | 0 | 0 | 0 | 0 | 0 | 0 | 0 | 0
1984 | 8 | 30 | 0 | 0 | 0 | 0 | 0 | 0 | 0 | 0 | 0 | 0 | 0 | 0 | 0
1984 | 8 | 31 | 0 | 0 | 0 | 0 | 0 | 0 | 0 | 0 | 0 | 0 | 0 | 0 | 0
1984 | 9 | 1 | 0 | 0 | 0 | 0 | 0 | 0 | 0 | 0 | 0 | 0 | 0 | 0 | 0
1984 | 9 | 2 | 0 | 0 | 0 | 0 | 0 | 0 | 0 | 0 | 0 | 0 | 0 | 0 | 0
1984 | 9 | 3 | 0.73 | 0.73 | 0.68 | 0 | 0.73 | 0.68 | 0 | 0 | 0 | 0 | 0 | 0 | 0
1984 | 9 | 4 | 0.06 | 0.06 | 0.01 | 0 | 0.06 | 0.01 | 0 | 0 | 0 | 0 | 0 | 0 | 0
1984 | 9 | 5 | 0 | 0 | 0 | 0 | 0 | 0 | 0 | 0 | 0 | 0 | 0 | 0 | 0
1984 | 9 | 6 | 0 | 0 | 0 | 0 | 0 | 0 | 0 | 0 | 0 | 0 | 0 | 0 | 0
1984 | 9 | 7 | 0 | 0 | 0 | 0 | 0 | 0 | 0 | 0 | 0 | 0 | 0 | 0 | 0
1984 | 9 | 8 | 0 | 0 | 0 | 0 | 0 | 0 | 0 | 0 | 0 | 0 | 0 | 0 | 0
1984 | 9 | 9 | 0 | 0 | 0 | 0 | 0 | 0 | 0 | 0 | 0 | 0 | 0 | 0 | 0
1984 | 9 | 10 | 0.01 | 0.01 | 0 | 0 | 0.01 | 0 | 0 | 0 | 0 | 0 | 0 | 0 | 0
1984 | 9 | 11 | 0 | 0 | 0 | 0 | 0 | 0 | 0 | 0 | 0 | 0 | 0 | 0 | 0
1984 | 9 | 12 | 0 | 0 | 0 | 0 | 0 | 0 | 0 | 0 | 0 | 0 | 0 | 0 | 0
1984 | 9 | 13 | 0 | 0 | 0 | 0 | 0 | 0 | 0 | 0 | 0 | 0 | 0 | 0 | 0
1984 | 9 | 14 | 0.63 | 0.63 | 0.58 | 0 | 0.63 | 0.58 | 0 | 0 | 0 | 0 | 0 | 0 | 0
1984 | 9 | 15 | 0.03 | 0.03 | 0 | 0 | 0.03 | 0 | 0 | 0 | 0 | 0 | 0 | 0 | 0
1984 | 9 | 16 | 0 | 0 | 0 | 0 | 0 | 0 | 0 | 0 | 0 | 0 | 0 | 0 | 0
1984 | 9 | 17 | 0 | 0 | 0 | 0 | 0 | 0 | 0 | 0 | 0 | 0 | 0 | 0 | 0
1984 | 9 | 18 | 0 | 0 | 0 | 0 | 0 | 0 | 0 | 0 | 0 | 0 | 0 | 0 | 0
1984 | 9 | 19 | 0 | 0 | 0 | 0 | 0 | 0 | 0 | 0 | 0 | 0 | 0 | 0 | 0
1984 | 9 | 20 | 0 | 0 | 0 | 0 | 0 | 0 | 0 | 0 | 0 | 0 | 0 | 0 | 0
1984 | 9 | 21 | 0 | 0 | 0 | 0 | 0 | 0 | 0 | 0 | 0 | 0 | 0 | 0 | 0
1984 | 9 | 22 | 0 | 0 | 0 | 0 | 0 | 0 | 0 | 0 | 0 | 0 | 0 | 0 | 0
1984 | 9 | 23 | 0 | 0 | 0 | 0 | 0 | 0 | 0 | 0 | 0 | 0 | 0 | 0 | 0
1984 | 9 | 24 | 0 | 0 | 0 | 0 | 0 | 0 | 0 | 0 | 0 | 0 | 0 | 0 | 0
1984 | 9 | 25 | 0 | 0 | 0 | 0 | 0 | 0 | 0 | 0 | 0 | 0 | 0 | 0 | 0
1984 | 9 | 26 | 0 | 0 | 0 | 0 | 0 | 0 | 0 | 0 | 0 | 0 | 0 | 0 | 0
1984 | 9 | 27 | 0.24 | 0.24 | 0.19 | 0 | 0.24 | 0.19 | 0 | 0 | 0 | 0 | 0 | 0 | 0
1984 | 9 | 28 | 0.48 | 0.48 | 0.43 | 0 | 0.48 | 0.43 | 0 | 0 | 0 | 0 | 0 | 0 | 0
1984 | 9 | 29 | 0.02 | 0.02 | 0 | 0 | 0.02 | 0 | 0 | 0 | 0 | 0 | 0 | 0 | 0
1984 | 9 | 30 | 0.31 | 0.31 | 0.26 | 0 | 0.31 | 0.26 | 0 | 0 | 0 | 0 | 0 | 0 | 0
1984 | 10 | 1 | 1.28 | 1 | 0.95 | 0 | 1 | 0.95 | 0 | 0 | 0 | 0 | 0 | 0 | 0
1984 | 10 | 2 | 0 | 0 | 0 | 0 | 0 | 0 | 0 | 0 | 0 | 0 | 0 | 0 | 0
1984 | 10 | 3 | 0 | 0 | 0 | 0 | 0 | 0 | 0 | 0 | 0 | 0 | 0 | 0 | 0
1984 | 10 | 4 | 0 | 0 | 0 | 0 | 0 | 0 | 0 | 0 | 0 | 0 | 0 | 0 | 0
1984 | 10 | 5 | 0 | 0 | 0 | 0 | 0 | 0 | 0 | 0 | 0 | 0 | 0 | 0 | 0
1984 | 10 | 6 | 0 | 0 | 0 | 0 | 0 | 0 | 0 | 0 | 0 | 0 | 0 | 0 | 0
1984 | 10 | 7 | 0 | 0 | 0 | 0 | 0 | 0 | 0 | 0 | 0 | 0 | 0 | 0 | 0
1984 | 10 | 8 | 0 | 0 | 0 | 0 | 0 | 0 | 0 | 0 | 0 | 0 | 0 | 0 | 0
1984 | 10 | 9 | 0 | 0 | 0 | 0 | 0 | 0 | 0 | 0 | 0 | 0 | 0 | 0 | 0
1984 | 10 | 10 | 0 | 0 | 0 | 0 | 0 | 0 | 0 | 0 | 0 | 0 | 0 | 0 | 0
1984 | 10 | 11 | 0 | 0 | 0 | 0 | 0 | 0 | 0 | 0 | 0 | 0 | 0 | 0 | 0
1984 | 10 | 12 | 0 | 0 | 0 | 0 | 0 | 0 | 0 | 0 | 0 | 0 | 0 | 0 | 0
1984 | 10 | 13 | 0 | 0 | 0 | 0 | 0 | 0 | 0 | 0 | 0 | 0 | 0 | 0 | 0
1984 | 10 | 14 | 0 | 0 | 0 | 0 | 0 | 0 | 0 | 0 | 0 | 0 | 0 | 0 | 0
1984 | 10 | 15 | 0 | 0 | 0 | 0 | 0 | 0 | 0 | 0 | 0 | 0 | 0 | 0 | 0
1984 | 10 | 16 | 0.1 | 0.1 | 0.05 | 0 | 0.1 | 0.05 | 0 | 0 | 0 | 0 | 0 | 0 | 0
1984 | 10 | 17 | 0 | 0 | 0 | 0 | 0 | 0 | 0 | 0 | 0 | 0 | 0 | 0 | 0
1984 | 10 | 18 | 0 | 0 | 0 | 0 | 0 | 0 | 0 | 0 | 0 | 0 | 0 | 0 | 0
1984 | 10 | 19 | 0 | 0 | 0 | 0 | 0 | 0 | 0 | 0 | 0 | 0 | 0 | 0 | 0
1984 | 10 | 20 | 0 | 0 | 0 | 0 | 0 | 0 | 0 | 0 | 0 | 0 | 0 | 0 | 0
1984 | 10 | 21 | 0 | 0 | 0 | 0 | 0 | 0 | 0 | 0 | 0 | 0 | 0 | 0 | 0
1984 | 10 | 22 | 0.04 | 0.04 | 0 | 0 | 0.04 | 0 | 0 | 0 | 0 | 0 | 0 | 0 | 0
1984 | 10 | 23 | 0.7 | 0.7 | 0.65 | 0 | 0.7 | 0.65 | 0 | 0 | 0 | 0 | 0 | 0 | 0
1984 | 10 | 24 | 0.28 | 0.28 | 0.23 | 0 | 0.28 | 0.23 | 0 | 0 | 0 | 0 | 0 | 0 | 0
1984 | 10 | 25 | 0 | 0 | 0 | 0 | 0 | 0 | 0 | 0 | 0 | 0 | 0 | 0 | 0
1984 | 10 | 26 | 0 | 0 | 0 | 0 | 0 | 0 | 0 | 0 | 0 | 0 | 0 | 0 | 0
1984 | 10 | 27 | 0 | 0 | 0 | 0 | 0 | 0 | 0 | 0 | 0 | 0 | 0 | 0 | 0
1984 | 10 | 28 | 0.75 | 0.75 | 0.7 | 0 | 0.75 | 0.7 | 0 | 0 | 0 | 0 | 0 | 0 | 0
1984 | 10 | 29 | 0.03 | 0.03 | 0 | 0 | 0.03 | 0 | 0 | 0 | 0 | 0 | 0 | 0 | 0
1984 | 10 | 30 | 0 | 0 | 0 | 0 | 0 | 0 | 0 | 0 | 0 | 0 | 0 | 0 | 0
1984 | 10 | 31 | 0 | 0 | 0 | 0 | 0 | 0 | 0 | 0 | 0 | 0 | 0 | 0 | 0
1984 | 11 | 1 | 0 | 0 | 0 | 0 | 0 | 0 | 0 | 0 | 0 | 0 | 0 | 0 | 0
1984 | 11 | 2 | 0 | 0 | 0 | 0 | 0 | 0 | 0 | 0 | 0 | 0 | 0 | 0 | 0
1984 | 11 | 3 | 0 | 0 | 0 | 0 | 0 | 0 | 0 | 0 | 0 | 0 | 0 | 0 | 0
1984 | 11 | 4 | 0.47 | 0.47 | 0.42 | 0 | 0.47 | 0.42 | 0 | 0 | 0 | 0 | 0 | 0 | 0
1984 | 11 | 5 | 0.45 | 0.45 | 0.4 | 0 | 0.45 | 0.4 | 0 | 0 | 0 | 0 | 0 | 0 | 0
1984 | 11 | 6 | 0 | 0 | 0 | 0 | 0 | 0 | 0 | 0 | 0 | 0 | 0 | 0 | 0
1984 | 11 | 7 | 0 | 0 | 0 | 0 | 0 | 0 | 0 | 0 | 0 | 0 | 0 | 0 | 0
1984 | 11 | 8 | 0 | 0 | 0 | 0 | 0 | 0 | 0 | 0 | 0 | 0 | 0 | 0 | 0
1984 | 11 | 9 | 0 | 0 | 0 | 0 | 0 | 0 | 0 | 0 | 0 | 0 | 0 | 0 | 0
1984 | 11 | 10 | 0 | 0 | 0 | 0 | 0 | 0 | 0 | 0 | 0 | 0 | 0 | 0 | 0
1984 | 11 | 11 | 0.18 | 0.18 | 0.13 | 0 | 0.18 | 0.13 | 0 | 0 | 0 | 0 | 0 | 0 | 0
1984 | 11 | 12 | 0 | 0 | 0 | 0 | 0 | 0 | 0 | 0 | 0 | 0 | 0 | 0 | 0
1984 | 11 | 13 | 0 | 0 | 0 | 0 | 0 | 0 | 0 | 0 | 0 | 0 | 0 | 0 | 0
1984 | 11 | 14 | 0 | 0 | 0 | 0 | 0 | 0 | 0 | 0 | 0 | 0 | 0 | 0 | 0
1984 | 11 | 15 | 0 | 0 | 0 | 0 | 0 | 0 | 0 | 0 | 0 | 0 | 0 | 0 | 0
1984 | 11 | 16 | 0 | 0 | 0 | 0 | 0 | 0 | 0 | 0 | 0 | 0 | 0 | 0 | 0
1984 | 11 | 17 | 0 | 0 | 0 | 0 | 0 | 0 | 0 | 0 | 0 | 0 | 0 | 0 | 0
1984 | 11 | 18 | 0.42 | 0.42 | 0.37 | 0 | 0.42 | 0.37 | 0 | 0 | 0 | 0 | 0 | 0 | 0
1984 | 11 | 19 | 0.44 | 0.44 | 0.39 | 0 | 0.44 | 0.39 | 0 | 0 | 0 | 0 | 0 | 0 | 0
1984 | 11 | 20 | 0 | 0 | 0 | 0 | 0 | 0 | 0 | 0 | 0 | 0 | 0 | 0 | 0
1984 | 11 | 21 | 0 | 0 | 0 | 0 | 0 | 0 | 0 | 0 | 0 | 0 | 0 | 0 | 0
1984 | 11 | 22 | 0 | 0 | 0 | 0 | 0 | 0 | 0 | 0 | 0 | 0 | 0 | 0 | 0
1984 | 11 | 23 | 0 | 0 | 0 | 0 | 0 | 0 | 0 | 0 | 0 | 0 | 0 | 0 | 0
1984 | 11 | 24 | 0 | 0 | 0 | 0 | 0 | 0 | 0 | 0 | 0 | 0 | 0 | 0 | 0
1984 | 11 | 25 | 0 | 0 | 0 | 0 | 0 | 0 | 0 | 0 | 0 | 0 | 0 | 0 | 0
1984 | 11 | 26 | 0 | 0 | 0 | 0 | 0 | 0 | 0 | 0 | 0 | 0 | 0 | 0 | 0
1984 | 11 | 27 | 0 | 0 | 0 | 0 | 0 | 0 | 0 | 0 | 0 | 0 | 0 | 0 | 0
1984 | 11 | 28 | 1.7 | 1 | 0.95 | 0 | 1 | 0.95 | 0 | 0 | 0 | 0 | 0 | 0 | 0
1984 | 11 | 29 | 0 | 0 | 0 | 0 | 0 | 0 | 0 | 0 | 0 | 0 | 0 | 0 | 0
1984 | 11 | 30 | 0 | 0 | 0 | 0 | 0 | 0 | 0 | 0 | 0 | 0 | 0 | 0 | 0
1984 | 12 | 1 | 0 | 0 | 0 | 0 | 0 | 0 | 0 | 0 | 0 | 0 | 0 | 0 | 0
1984 | 12 | 2 | 0.06 | 0.06 | 0.01 | 0 | 0.06 | 0.01 | 0 | 0 | 0 | 0 | 0 | 0 | 0
1984 | 12 | 3 | 0.06 | 0.06 | 0.01 | 0 | 0.06 | 0.01 | 0 | 0 | 0 | 0 | 0 | 0 | 0
1984 | 12 | 4 | 0 | 0 | 0 | 0 | 0 | 0 | 0 | 0 | 0 | 0 | 0 | 0 | 0
1984 | 12 | 5 | 0.72 | 0.72 | 0.67 | 0 | 0.72 | 0.67 | 0 | 0 | 0 | 0 | 0 | 0 | 0
1984 | 12 | 6 | 0.14 | 0.14 | 0.09 | 0 | 0.14 | 0.09 | 0 | 0 | 0 | 0 | 0 | 0 | 0
1984 | 12 | 7 | 0 | 0 | 0 | 0 | 0 | 0 | 0 | 0 | 0 | 0 | 0 | 0 | 0
1984 | 12 | 8 | 0 | 0 | 0 | 0 | 0 | 0 | 0 | 0 | 0 | 0 | 0 | 0 | 0
1984 | 12 | 9 | 0 | 0 | 0 | 0 | 0 | 0 | 0 | 0 | 0 | 0 | 0 | 0 | 0
1984 | 12 | 10 | 0 | 0 | 0 | 0 | 0 | 0 | 0 | 0 | 0 | 0 | 0 | 0 | 0
1984 | 12 | 11 | 0 | 0 | 0 | 0 | 0 | 0 | 0 | 0 | 0 | 0 | 0 | 0 | 0
1984 | 12 | 12 | 0 | 0 | 0 | 0 | 0 | 0 | 0 | 0 | 0 | 0 | 0 | 0 | 0
1984 | 12 | 13 | 0 | 0 | 0 | 0 | 0 | 0 | 0 | 0 | 0 | 0 | 0 | 0 | 0
1984 | 12 | 14 | 0 | 0 | 0 | 0 | 0 | 0 | 0 | 0 | 0 | 0 | 0 | 0 | 0
1984 | 12 | 15 | 0 | 0 | 0 | 0 | 0 | 0 | 0 | 0 | 0 | 0 | 0 | 0 | 0
1984 | 12 | 16 | 0 | 0 | 0 | 0 | 0 | 0 | 0 | 0 | 0 | 0 | 0 | 0 | 0
1984 | 12 | 17 | 0 | 0 | 0 | 0 | 0 | 0 | 0 | 0 | 0 | 0 | 0 | 0 | 0
1984 | 12 | 18 | 0 | 0 | 0 | 0 | 0 | 0 | 0 | 0 | 0 | 0 | 0 | 0 | 0
1984 | 12 | 19 | 0 | 0 | 0 | 0 | 0 | 0 | 0 | 0 | 0 | 0 | 0 | 0 | 0
1984 | 12 | 20 | 0 | 0 | 0 | 0 | 0 | 0 | 0 | 0 | 0 | 0 | 0 | 0 | 0
1984 | 12 | 21 | 0.15 | 0.15 | 0.1 | 0 | 0.15 | 0.1 | 0 | 0 | 0 | 0 | 0 | 0 | 0
1984 | 12 | 22 | 0.01 | 0.01 | 0 | 0 | 0.01 | 0 | 0 | 0 | 0 | 0 | 0 | 0 | 0
1984 | 12 | 23 | 0 | 0 | 0 | 0 | 0 | 0 | 0 | 0 | 0 | 0 | 0 | 0 | 0
1984 | 12 | 24 | 0.02 | 0.02 | 0 | 0 | 0.02 | 0 | 0 | 0 | 0 | 0 | 0 | 0 | 0
1984 | 12 | 25 | 0 | 0 | 0 | 0 | 0 | 0 | 0 | 0 | 0 | 0 | 0 | 0 | 0
1984 | 12 | 26 | 0 | 0 | 0 | 0 | 0 | 0 | 0 | 0 | 0 | 0 | 0 | 0 | 0
1984 | 12 | 27 | 0 | 0 | 0 | 0 | 0 | 0 | 0 | 0 | 0 | 0 | 0 | 0 | 0
1984 | 12 | 28 | 0 | 0 | 0 | 0 | 0 | 0 | 0 | 0 | 0 | 0 | 0 | 0 | 0
1984 | 12 | 29 | 0 | 0 | 0 | 0 | 0 | 0 | 0 | 0 | 0 | 0 | 0 | 0 | 0
1984 | 12 | 30 | 0 | 0 | 0 | 0 | 0 | 0 | 0 | 0 | 0 | 0 | 0 | 0 | 0
1984 | 12 | 31 | 0.03 | 0.03 | 0 | 0 | 0.03 | 0 | 0 | 0 | 0 | 0 | 0 | 0 | 0
1985 | 1 | 1 | 0.01 | 0.01 | 0 | 0 | 0.01 | 0 | 0 | 0 | 0 | 0 | 0 | 0 | 0
1985 | 1 | 2 | 0.23 | 0.23 | 0.18 | 0 | 0.23 | 0.18 | 0 | 0 | 0 | 0 | 0 | 0 | 0
1985 | 1 | 3 | 0.42 | 0.42 | 0.37 | 0 | 0.42 | 0.37 | 0 | 0 | 0 | 0 | 0 | 0 | 0
1985 | 1 | 4 | 0.26 | 0.26 | 0.21 | 0 | 0.26 | 0.21 | 0 | 0 | 0 | 0 | 0 | 0 | 0
1985 | 1 | 5 | 0.19 | 0.19 | 0.14 | 0 | 0.19 | 0.14 | 0 | 0 | 0 | 0 | 0 | 0 | 0
1985 | 1 | 6 | 0 | 0 | 0 | 0 | 0 | 0 | 0 | 0 | 0 | 0 | 0 | 0 | 0
1985 | 1 | 7 | 0 | 0 | 0 | 0 | 0 | 0 | 0 | 0 | 0 | 0 | 0 | 0 | 0
1985 | 1 | 8 | 0 | 0 | 0 | 0 | 0 | 0 | 0 | 0 | 0 | 0 | 0 | 0 | 0
1985 | 1 | 9 | 0 | 0 | 0 | 0 | 0 | 0 | 0 | 0 | 0 | 0 | 0 | 0 | 0
1985 | 1 | 10 | 0.04 | 0.04 | 0 | 0 | 0.04 | 0 | 0 | 0 | 0 | 0 | 0 | 0 | 0
1985 | 1 | 11 | 0.08 | 0.08 | 0.03 | 0 | 0.08 | 0.03 | 0 | 0 | 0 | 0 | 0 | 0 | 0
1985 | 1 | 12 | 0 | 0 | 0 | 0 | 0 | 0 | 0 | 0 | 0 | 0 | 0 | 0 | 0
1985 | 1 | 13 | 0 | 0 | 0 | 0 | 0 | 0 | 0 | 0 | 0 | 0 | 0 | 0 | 0
1985 | 1 | 14 | 0 | 0 | 0 | 0 | 0 | 0 | 0 | 0 | 0 | 0 | 0 | 0 | 0
1985 | 1 | 15 | 0 | 0 | 0 | 0 | 0 | 0 | 0 | 0 | 0 | 0 | 0 | 0 | 0
1985 | 1 | 16 | 0 | 0 | 0 | 0 | 0 | 0 | 0 | 0 | 0 | 0 | 0 | 0 | 0
1985 | 1 | 17 | 0.27 | 0.27 | 0.22 | 0 | 0.27 | 0.22 | 0 | 0 | 0 | 0 | 0 | 0 | 0
1985 | 1 | 18 | 0.01 | 0.01 | 0 | 0 | 0.01 | 0 | 0 | 0 | 0 | 0 | 0 | 0 | 0
1985 | 1 | 19 | 0 | 0 | 0 | 0 | 0 | 0 | 0 | 0 | 0 | 0 | 0 | 0 | 0
1985 | 1 | 20 | 0.07 | 0.07 | 0.02 | 0 | 0.07 | 0.02 | 0 | 0 | 0 | 0 | 0 | 0 | 0
1985 | 1 | 21 | 0 | 0 | 0 | 0 | 0 | 0 | 0 | 0 | 0 | 0 | 0 | 0 | 0
1985 | 1 | 22 | 0 | 0 | 0 | 0 | 0 | 0 | 0 | 0 | 0 | 0 | 0 | 0 | 0
1985 | 1 | 23 | 0 | 0 | 0 | 0 | 0 | 0 | 0 | 0 | 0 | 0 | 0 | 0 | 0
1985 | 1 | 24 | 0 | 0 | 0 | 0 | 0 | 0 | 0 | 0 | 0 | 0 | 0 | 0 | 0
1985 | 1 | 25 | 0.02 | 0.02 | 0 | 0 | 0.02 | 0 | 0 | 0 | 0 | 0 | 0 | 0 | 0
1985 | 1 | 26 | 0.02 | 0.02 | 0 | 0 | 0.02 | 0 | 0 | 0 | 0 | 0 | 0 | 0 | 0
1985 | 1 | 27 | 0 | 0 | 0 | 0 | 0 | 0 | 0 | 0 | 0 | 0 | 0 | 0 | 0
1985 | 1 | 28 | 0 | 0 | 0 | 0 | 0 | 0 | 0 | 0 | 0 | 0 | 0 | 0 | 0
1985 | 1 | 29 | 0 | 0 | 0 | 0 | 0 | 0 | 0 | 0 | 0 | 0 | 0 | 0 | 0
1985 | 1 | 30 | 0 | 0 | 0 | 0 | 0 | 0 | 0 | 0 | 0 | 0 | 0 | 0 | 0
1985 | 1 | 31 | 0.49 | 0.49 | 0.44 | 0 | 0.49 | 0.44 | 0 | 0 | 0 | 0 | 0 | 0 | 0
1985 | 2 | 1 | 0.92 | 0.92 | 0.87 | 0 | 0.92 | 0.87 | 0 | 0 | 0 | 0 | 0 | 0 | 0
1985 | 2 | 2 | 0.46 | 0.46 | 0.41 | 0 | 0.46 | 0.41 | 0 | 0 | 0 | 0 | 0 | 0 | 0
1985 | 2 | 3 | 0 | 0 | 0 | 0 | 0 | 0 | 0 | 0 | 0 | 0 | 0 | 0 | 0
1985 | 2 | 4 | 0 | 0 | 0 | 0 | 0 | 0 | 0 | 0 | 0 | 0 | 0 | 0 | 0
1985 | 2 | 5 | 0.1 | 0.1 | 0.05 | 0 | 0.1 | 0.05 | 0 | 0 | 0 | 0 | 0 | 0 | 0
1985 | 2 | 6 | 0.04 | 0.04 | 0 | 0 | 0.04 | 0 | 0 | 0 | 0 | 0 | 0 | 0 | 0
1985 | 2 | 7 | 0 | 0 | 0 | 0 | 0 | 0 | 0 | 0 | 0 | 0 | 0 | 0 | 0
1985 | 2 | 8 | 0 | 0 | 0 | 0 | 0 | 0 | 0 | 0 | 0 | 0 | 0 | 0 | 0
1985 | 2 | 9 | 0 | 0 | 0 | 0 | 0 | 0 | 0 | 0 | 0 | 0 | 0 | 0 | 0
1985 | 2 | 10 | 0 | 0 | 0 | 0 | 0 | 0 | 0 | 0 | 0 | 0 | 0 | 0 | 0
1985 | 2 | 11 | 0 | 0 | 0 | 0 | 0 | 0 | 0 | 0 | 0 | 0 | 0 | 0 | 0
1985 | 2 | 12 | 1.37 | 1 | 0.95 | 0 | 1 | 0.95 | 0 | 0 | 0 | 0 | 0 | 0 | 0
1985 | 2 | 13 | 0 | 0 | 0 | 0 | 0 | 0 | 0 | 0 | 0 | 0 | 0 | 0 | 0
1985 | 2 | 14 | 0 | 0 | 0 | 0 | 0 | 0 | 0 | 0 | 0 | 0 | 0 | 0 | 0
1985 | 2 | 15 | 0 | 0 | 0 | 0 | 0 | 0 | 0 | 0 | 0 | 0 | 0 | 0 | 0
1985 | 2 | 16 | 0 | 0 | 0 | 0 | 0 | 0 | 0 | 0 | 0 | 0 | 0 | 0 | 0
1985 | 2 | 17 | 0 | 0 | 0 | 0 | 0 | 0 | 0 | 0 | 0 | 0 | 0 | 0 | 0
1985 | 2 | 18 | 0 | 0 | 0 | 0 | 0 | 0 | 0 | 0 | 0 | 0 | 0 | 0 | 0
1985 | 2 | 19 | 0 | 0 | 0 | 0 | 0 | 0 | 0 | 0 | 0 | 0 | 0 | 0 | 0
1985 | 2 | 20 | 0 | 0 | 0 | 0 | 0 | 0 | 0 | 0 | 0 | 0 | 0 | 0 | 0
1985 | 2 | 21 | 0 | 0 | 0 | 0 | 0 | 0 | 0 | 0 | 0 | 0 | 0 | 0 | 0
1985 | 2 | 22 | 0 | 0 | 0 | 0 | 0 | 0 | 0 | 0 | 0 | 0 | 0 | 0 | 0
1985 | 2 | 23 | 0 | 0 | 0 | 0 | 0 | 0 | 0 | 0 | 0 | 0 | 0 | 0 | 0
1985 | 2 | 24 | 0 | 0 | 0 | 0 | 0 | 0 | 0 | 0 | 0 | 0 | 0 | 0 | 0
1985 | 2 | 25 | 0.04 | 0.04 | 0 | 0 | 0.04 | 0 | 0 | 0 | 0 | 0 | 0 | 0 | 0
1985 | 2 | 26 | 0.14 | 0.14 | 0.09 | 0 | 0.14 | 0.09 | 0 | 0 | 0 | 0 | 0 | 0 | 0
1985 | 2 | 27 | 0 | 0 | 0 | 0 | 0 | 0 | 0 | 0 | 0 | 0 | 0 | 0 | 0
1985 | 2 | 28 | 0 | 0 | 0 | 0 | 0 | 0 | 0 | 0 | 0 | 0 | 0 | 0 | 0
1985 | 3 | 1 | 0 | 0 | 0 | 0 | 0 | 0 | 0 | 0 | 0 | 0 | 0 | 0 | 0
1985 | 3 | 2 | 0 | 0 | 0 | 0 | 0 | 0 | 0 | 0 | 0 | 0 | 0 | 0 | 0
1985 | 3 | 3 | 0 | 0 | 0 | 0 | 0 | 0 | 0 | 0 | 0 | 0 | 0 | 0 | 0
1985 | 3 | 4 | 0.03 | 0.03 | 0 | 0 | 0.03 | 0 | 0 | 0 | 0 | 0 | 0 | 0 | 0
1985 | 3 | 5 | 0.06 | 0.06 | 0.01 | 0 | 0.06 | 0.01 | 0 | 0 | 0 | 0 | 0 | 0 | 0
1985 | 3 | 6 | 0 | 0 | 0 | 0 | 0 | 0 | 0 | 0 | 0 | 0 | 0 | 0 | 0
1985 | 3 | 7 | 0 | 0 | 0 | 0 | 0 | 0 | 0 | 0 | 0 | 0 | 0 | 0 | 0
1985 | 3 | 8 | 0.04 | 0.04 | 0 | 0 | 0.04 | 0 | 0 | 0 | 0 | 0 | 0 | 0 | 0
1985 | 3 | 9 | 0 | 0 | 0 | 0 | 0 | 0 | 0 | 0 | 0 | 0 | 0 | 0 | 0
1985 | 3 | 10 | 0 | 0 | 0 | 0 | 0 | 0 | 0 | 0 | 0 | 0 | 0 | 0 | 0
1985 | 3 | 11 | 0.1 | 0.1 | 0.05 | 0 | 0.1 | 0.05 | 0 | 0 | 0 | 0 | 0 | 0 | 0
1985 | 3 | 12 | 0.02 | 0.02 | 0 | 0 | 0.02 | 0 | 0 | 0 | 0 | 0 | 0 | 0 | 0
1985 | 3 | 13 | 0 | 0 | 0 | 0 | 0 | 0 | 0 | 0 | 0 | 0 | 0 | 0 | 0
1985 | 3 | 14 | 0 | 0 | 0 | 0 | 0 | 0 | 0 | 0 | 0 | 0 | 0 | 0 | 0
1985 | 3 | 15 | 0 | 0 | 0 | 0 | 0 | 0 | 0 | 0 | 0 | 0 | 0 | 0 | 0
1985 | 3 | 16 | 0 | 0 | 0 | 0 | 0 | 0 | 0 | 0 | 0 | 0 | 0 | 0 | 0
1985 | 3 | 17 | 0 | 0 | 0 | 0 | 0 | 0 | 0 | 0 | 0 | 0 | 0 | 0 | 0
1985 | 3 | 18 | 0 | 0 | 0 | 0 | 0 | 0 | 0 | 0 | 0 | 0 | 0 | 0 | 0
1985 | 3 | 19 | 0 | 0 | 0 | 0 | 0 | 0 | 0 | 0 | 0 | 0 | 0 | 0 | 0
1985 | 3 | 20 | 0 | 0 | 0 | 0 | 0 | 0 | 0 | 0 | 0 | 0 | 0 | 0 | 0
1985 | 3 | 21 | 0 | 0 | 0 | 0 | 0 | 0 | 0 | 0 | 0 | 0 | 0 | 0 | 0
1985 | 3 | 22 | 0.23 | 0.23 | 0.18 | 0 | 0.23 | 0.18 | 0 | 0 | 0 | 0 | 0 | 0 | 0
1985 | 3 | 23 | 0.88 | 0.88 | 0.83 | 0 | 0.88 | 0.83 | 0 | 0 | 0 | 0 | 0 | 0 | 0
1985 | 3 | 24 | 0.25 | 0.25 | 0.2 | 0 | 0.25 | 0.2 | 0 | 0 | 0 | 0 | 0 | 0 | 0
1985 | 3 | 25 | 0.02 | 0.02 | 0 | 0 | 0.02 | 0 | 0 | 0 | 0 | 0 | 0 | 0 | 0
1985 | 3 | 26 | 0 | 0 | 0 | 0 | 0 | 0 | 0 | 0 | 0 | 0 | 0 | 0 | 0
1985 | 3 | 27 | 0 | 0 | 0 | 0 | 0 | 0 | 0 | 0 | 0 | 0 | 0 | 0 | 0
1985 | 3 | 28 | 0 | 0 | 0 | 0 | 0 | 0 | 0 | 0 | 0 | 0 | 0 | 0 | 0
1985 | 3 | 29 | 0.01 | 0.01 | 0 | 0 | 0.01 | 0 | 0 | 0 | 0 | 0 | 0 | 0 | 0
1985 | 3 | 30 | 0.14 | 0.14 | 0.09 | 0 | 0.14 | 0.09 | 0 | 0 | 0 | 0 | 0 | 0 | 0
1985 | 3 | 31 | 0.1 | 0.1 | 0.05 | 0 | 0.1 | 0.05 | 0 | 0 | 0 | 0 | 0 | 0 | 0
1985 | 4 | 1 | 0 | 0 | 0 | 0 | 0 | 0 | 0 | 0 | 0 | 0 | 0 | 0 | 0
1985 | 4 | 2 | 0 | 0 | 0 | 0 | 0 | 0 | 0 | 0 | 0 | 0 | 0 | 0 | 0
1985 | 4 | 3 | 0 | 0 | 0 | 0 | 0 | 0 | 0 | 0 | 0 | 0 | 0 | 0 | 0
1985 | 4 | 4 | 0 | 0 | 0 | 0 | 0 | 0 | 0 | 0 | 0 | 0 | 0 | 0 | 0
1985 | 4 | 5 | 0 | 0 | 0 | 0 | 0 | 0 | 0 | 0 | 0 | 0 | 0 | 0 | 0
1985 | 4 | 6 | 0 | 0 | 0 | 0 | 0 | 0 | 0 | 0 | 0 | 0 | 0 | 0 | 0
1985 | 4 | 7 | 0.02 | 0.02 | 0 | 0 | 0.02 | 0 | 0 | 0 | 0 | 0 | 0 | 0 | 0
1985 | 4 | 8 | 0 | 0 | 0 | 0 | 0 | 0 | 0 | 0 | 0 | 0 | 0 | 0 | 0
1985 | 4 | 9 | 0.01 | 0.01 | 0 | 0 | 0.01 | 0 | 0 | 0 | 0 | 0 | 0 | 0 | 0
1985 | 4 | 10 | 0 | 0 | 0 | 0 | 0 | 0 | 0 | 0 | 0 | 0 | 0 | 0 | 0
1985 | 4 | 11 | 0 | 0 | 0 | 0 | 0 | 0 | 0 | 0 | 0 | 0 | 0 | 0 | 0
1985 | 4 | 12 | 0 | 0 | 0 | 0 | 0 | 0 | 0 | 0 | 0 | 0 | 0 | 0 | 0
1985 | 4 | 13 | 0 | 0 | 0 | 0 | 0 | 0 | 0 | 0 | 0 | 0 | 0 | 0 | 0
1985 | 4 | 14 | 0 | 0 | 0 | 0 | 0 | 0 | 0 | 0 | 0 | 0 | 0 | 0 | 0
1985 | 4 | 15 | 0 | 0 | 0 | 0 | 0 | 0 | 0 | 0 | 0 | 0 | 0 | 0 | 0
1985 | 4 | 16 | 0 | 0 | 0 | 0 | 0 | 0 | 0 | 0 | 0 | 0 | 0 | 0 | 0
1985 | 4 | 17 | 0 | 0 | 0 | 0 | 0 | 0 | 0 | 0 | 0 | 0 | 0 | 0 | 0
1985 | 4 | 18 | 0 | 0 | 0 | 0 | 0 | 0 | 0 | 0 | 0 | 0 | 0 | 0 | 0
1985 | 4 | 19 | 0 | 0 | 0 | 0 | 0 | 0 | 0 | 0 | 0 | 0 | 0 | 0 | 0
1985 | 4 | 20 | 0 | 0 | 0 | 0 | 0 | 0 | 0 | 0 | 0 | 0 | 0 | 0 | 0
1985 | 4 | 21 | 0 | 0 | 0 | 0 | 0 | 0 | 0 | 0 | 0 | 0 | 0 | 0 | 0
1985 | 4 | 22 | 0 | 0 | 0 | 0 | 0 | 0 | 0 | 0 | 0 | 0 | 0 | 0 | 0
1985 | 4 | 23 | 0 | 0 | 0 | 0 | 0 | 0 | 0 | 0 | 0 | 0 | 0 | 0 | 0
1985 | 4 | 24 | 0 | 0 | 0 | 0 | 0 | 0 | 0 | 0 | 0 | 0 | 0 | 0 | 0
1985 | 4 | 25 | 0 | 0 | 0 | 0 | 0 | 0 | 0 | 0 | 0 | 0 | 0 | 0 | 0
1985 | 4 | 26 | 0 | 0 | 0 | 0 | 0 | 0 | 0 | 0 | 0 | 0 | 0 | 0 | 0
1985 | 4 | 27 | 0 | 0 | 0 | 0 | 0 | 0 | 0 | 0 | 0 | 0 | 0 | 0 | 0
1985 | 4 | 28 | 0 | 0 | 0 | 0 | 0 | 0 | 0 | 0 | 0 | 0 | 0 | 0 | 0
1985 | 4 | 29 | 0 | 0 | 0 | 0 | 0 | 0 | 0 | 0 | 0 | 0 | 0 | 0 | 0
1985 | 4 | 30 | 0 | 0 | 0 | 0 | 0 | 0 | 0 | 0 | 0 | 0 | 0 | 0 | 0
1985 | 5 | 1 | 0 | 0 | 0 | 0 | 0 | 0 | 0 | 0 | 0 | 0 | 0 | 0 | 0
1985 | 5 | 2 | 0.43 | 0.43 | 0.38 | 0 | 0.43 | 0.38 | 0 | 0 | 0 | 0 | 0 | 0 | 0
1985 | 5 | 3 | 0.47 | 0.47 | 0.42 | 0 | 0.47 | 0.42 | 0 | 0 | 0 | 0 | 0 | 0 | 0
1985 | 5 | 4 | 0 | 0 | 0 | 0 | 0 | 0 | 0 | 0 | 0 | 0 | 0 | 0 | 0
1985 | 5 | 5 | 0 | 0 | 0 | 0 | 0 | 0 | 0 | 0 | 0 | 0 | 0 | 0 | 0
1985 | 5 | 6 | 0 | 0 | 0 | 0 | 0 | 0 | 0 | 0 | 0 | 0 | 0 | 0 | 0
1985 | 5 | 7 | 0 | 0 | 0 | 0 | 0 | 0 | 0 | 0 | 0 | 0 | 0 | 0 | 0
1985 | 5 | 8 | 0 | 0 | 0 | 0 | 0 | 0 | 0 | 0 | 0 | 0 | 0 | 0 | 0
1985 | 5 | 9 | 0 | 0 | 0 | 0 | 0 | 0 | 0 | 0 | 0 | 0 | 0 | 0 | 0
1985 | 5 | 10 | 0 | 0 | 0 | 0 | 0 | 0 | 0 | 0 | 0 | 0 | 0 | 0 | 0
1985 | 5 | 11 | 0 | 0 | 0 | 0 | 0 | 0 | 0 | 0 | 0 | 0 | 0 | 0 | 0
1985 | 5 | 12 | 1.41 | 1 | 0.95 | 0 | 1 | 0.95 | 0 | 0 | 0 | 0 | 0 | 0 | 0
1985 | 5 | 13 | 0 | 0 | 0 | 0 | 0 | 0 | 0 | 0 | 0 | 0 | 0 | 0 | 0
1985 | 5 | 14 | 0 | 0 | 0 | 0 | 0 | 0 | 0 | 0 | 0 | 0 | 0 | 0 | 0
1985 | 5 | 15 | 0 | 0 | 0 | 0 | 0 | 0 | 0 | 0 | 0 | 0 | 0 | 0 | 0
1985 | 5 | 16 | 0.08 | 0.08 | 0.03 | 0 | 0.08 | 0.03 | 0 | 0 | 0 | 0 | 0 | 0 | 0
1985 | 5 | 17 | 0.68 | 0.68 | 0.63 | 0 | 0.68 | 0.63 | 0 | 0 | 0 | 0 | 0 | 0 | 0
1985 | 5 | 18 | 0.07 | 0.07 | 0.02 | 0 | 0.07 | 0.02 | 0 | 0 | 0 | 0 | 0 | 0 | 0
1985 | 5 | 19 | 0 | 0 | 0 | 0 | 0 | 0 | 0 | 0 | 0 | 0 | 0 | 0 | 0
1985 | 5 | 20 | 0 | 0 | 0 | 0 | 0 | 0 | 0 | 0 | 0 | 0 | 0 | 0 | 0
1985 | 5 | 21 | 1.02 | 1 | 0.95 | 0 | 1 | 0.95 | 0 | 0 | 0 | 0 | 0 | 0 | 0
1985 | 5 | 22 | 0 | 0 | 0 | 0 | 0 | 0 | 0 | 0 | 0 | 0 | 0 | 0 | 0
1985 | 5 | 23 | 0.62 | 0.62 | 0.57 | 0 | 0.62 | 0.57 | 0 | 0 | 0 | 0 | 0 | 0 | 0
1985 | 5 | 24 | 0.09 | 0.09 | 0.04 | 0 | 0.09 | 0.04 | 0 | 0 | 0 | 0 | 0 | 0 | 0
1985 | 5 | 25 | 0 | 0 | 0 | 0 | 0 | 0 | 0 | 0 | 0 | 0 | 0 | 0 | 0
1985 | 5 | 26 | 0 | 0 | 0 | 0 | 0 | 0 | 0 | 0 | 0 | 0 | 0 | 0 | 0
1985 | 5 | 27 | 0 | 0 | 0 | 0 | 0 | 0 | 0 | 0 | 0 | 0 | 0 | 0 | 0
1985 | 5 | 28 | 0.59 | 0.59 | 0.54 | 0 | 0.59 | 0.54 | 0 | 0 | 0 | 0 | 0 | 0 | 0
1985 | 5 | 29 | 0 | 0 | 0 | 0 | 0 | 0 | 0 | 0 | 0 | 0 | 0 | 0 | 0
1985 | 5 | 30 | 0 | 0 | 0 | 0 | 0 | 0 | 0 | 0 | 0 | 0 | 0 | 0 | 0
1985 | 5 | 31 | 0.33 | 0.33 | 0.28 | 0 | 0.33 | 0.28 | 0 | 0 | 0 | 0 | 0 | 0 | 0
1985 | 6 | 1 | 0 | 0 | 0 | 0 | 0 | 0 | 0 | 0 | 0 | 0 | 0 | 0 | 0
1985 | 6 | 2 | 0 | 0 | 0 | 0 | 0 | 0 | 0 | 0 | 0 | 0 | 0 | 0 | 0
1985 | 6 | 3 | 0 | 0 | 0 | 0 | 0 | 0 | 0 | 0 | 0 | 0 | 0 | 0 | 0
1985 | 6 | 4 | 0.01 | 0.01 | 0 | 0 | 0.01 | 0 | 0 | 0 | 0 | 0 | 0 | 0 | 0
1985 | 6 | 5 | 1.24 | 1 | 0.95 | 0 | 1 | 0.95 | 0 | 0 | 0 | 0 | 0 | 0 | 0
1985 | 6 | 6 | 0.02 | 0.02 | 0 | 0 | 0.02 | 0 | 0 | 0 | 0 | 0 | 0 | 0 | 0
1985 | 6 | 7 | 0.09 | 0.09 | 0.04 | 0 | 0.09 | 0.04 | 0 | 0 | 0 | 0 | 0 | 0 | 0
1985 | 6 | 8 | 0.07 | 0.07 | 0.02 | 0 | 0.07 | 0.02 | 0 | 0 | 0 | 0 | 0 | 0 | 0
1985 | 6 | 9 | 0 | 0 | 0 | 0 | 0 | 0 | 0 | 0 | 0 | 0 | 0 | 0 | 0
1985 | 6 | 10 | 0 | 0 | 0 | 0 | 0 | 0 | 0 | 0 | 0 | 0 | 0 | 0 | 0
1985 | 6 | 11 | 0.12 | 0.12 | 0.07 | 0 | 0.12 | 0.07 | 0 | 0 | 0 | 0 | 0 | 0 | 0
1985 | 6 | 12 | 0.05 | 0.05 | 0 | 0 | 0.05 | 0 | 0 | 0 | 0 | 0 | 0 | 0 | 0
1985 | 6 | 13 | 0 | 0 | 0 | 0 | 0 | 0 | 0 | 0 | 0 | 0 | 0 | 0 | 0
1985 | 6 | 14 | 0 | 0 | 0 | 0 | 0 | 0 | 0 | 0 | 0 | 0 | 0 | 0 | 0
1985 | 6 | 15 | 0.17 | 0.17 | 0.12 | 0 | 0.17 | 0.12 | 0 | 0 | 0 | 0 | 0 | 0 | 0
1985 | 6 | 16 | 0 | 0 | 0 | 0 | 0 | 0 | 0 | 0 | 0 | 0 | 0 | 0 | 0
1985 | 6 | 17 | 0 | 0 | 0 | 0 | 0 | 0 | 0 | 0 | 0 | 0 | 0 | 0 | 0
1985 | 6 | 18 | 0 | 0 | 0 | 0 | 0 | 0 | 0 | 0 | 0 | 0 | 0 | 0 | 0
1985 | 6 | 19 | 0.03 | 0.03 | 0 | 0 | 0.03 | 0 | 0 | 0 | 0 | 0 | 0 | 0 | 0
1985 | 6 | 20 | 0.07 | 0.07 | 0.02 | 0 | 0.07 | 0.02 | 0 | 0 | 0 | 0 | 0 | 0 | 0
1985 | 6 | 21 | 0 | 0 | 0 | 0 | 0 | 0 | 0 | 0 | 0 | 0 | 0 | 0 | 0
1985 | 6 | 22 | 0 | 0 | 0 | 0 | 0 | 0 | 0 | 0 | 0 | 0 | 0 | 0 | 0
1985 | 6 | 23 | 0 | 0 | 0 | 0 | 0 | 0 | 0 | 0 | 0 | 0 | 0 | 0 | 0
1985 | 6 | 24 | 0.16 | 0.16 | 0.11 | 0 | 0.16 | 0.11 | 0 | 0 | 0 | 0 | 0 | 0 | 0
1985 | 6 | 25 | 0 | 0 | 0 | 0 | 0 | 0 | 0 | 0 | 0 | 0 | 0 | 0 | 0
1985 | 6 | 26 | 0 | 0 | 0 | 0 | 0 | 0 | 0 | 0 | 0 | 0 | 0 | 0 | 0
1985 | 6 | 27 | 0 | 0 | 0 | 0 | 0 | 0 | 0 | 0 | 0 | 0 | 0 | 0 | 0
1985 | 6 | 28 | 0.02 | 0.02 | 0 | 0 | 0.02 | 0 | 0 | 0 | 0 | 0 | 0 | 0 | 0
1985 | 6 | 29 | 0 | 0 | 0 | 0 | 0 | 0 | 0 | 0 | 0 | 0 | 0 | 0 | 0
1985 | 6 | 30 | 0 | 0 | 0 | 0 | 0 | 0 | 0 | 0 | 0 | 0 | 0 | 0 | 0
1985 | 7 | 1 | 0.04 | 0.04 | 0 | 0 | 0.04 | 0 | 0 | 0 | 0 | 0 | 0 | 0 | 0
1985 | 7 | 2 | 0 | 0 | 0 | 0 | 0 | 0 | 0 | 0 | 0 | 0 | 0 | 0 | 0
1985 | 7 | 3 | 0.15 | 0.15 | 0.1 | 0 | 0.15 | 0.1 | 0 | 0 | 0 | 0 | 0 | 0 | 0
1985 | 7 | 4 | 0 | 0 | 0 | 0 | 0 | 0 | 0 | 0 | 0 | 0 | 0 | 0 | 0
1985 | 7 | 5 | 0 | 0 | 0 | 0 | 0 | 0 | 0 | 0 | 0 | 0 | 0 | 0 | 0
1985 | 7 | 6 | 0 | 0 | 0 | 0 | 0 | 0 | 0 | 0 | 0 | 0 | 0 | 0 | 0
1985 | 7 | 7 | 0 | 0 | 0 | 0 | 0 | 0 | 0 | 0 | 0 | 0 | 0 | 0 | 0
1985 | 7 | 8 | 0 | 0 | 0 | 0 | 0 | 0 | 0 | 0 | 0 | 0 | 0 | 0 | 0
1985 | 7 | 9 | 0.01 | 0.01 | 0 | 0 | 0.01 | 0 | 0 | 0 | 0 | 0 | 0 | 0 | 0
1985 | 7 | 10 | 0.07 | 0.07 | 0.02 | 0 | 0.07 | 0.02 | 0 | 0 | 0 | 0 | 0 | 0 | 0
1985 | 7 | 11 | 0 | 0 | 0 | 0 | 0 | 0 | 0 | 0 | 0 | 0 | 0 | 0 | 0
1985 | 7 | 12 | 0.88 | 0.88 | 0.83 | 0 | 0.88 | 0.83 | 0 | 0 | 0 | 0 | 0 | 0 | 0
1985 | 7 | 13 | 0 | 0 | 0 | 0 | 0 | 0 | 0 | 0 | 0 | 0 | 0 | 0 | 0
1985 | 7 | 14 | 0 | 0 | 0 | 0 | 0 | 0 | 0 | 0 | 0 | 0 | 0 | 0 | 0
1985 | 7 | 15 | 0.06 | 0.06 | 0.01 | 0 | 0.06 | 0.01 | 0 | 0 | 0 | 0 | 0 | 0 | 0
1985 | 7 | 16 | 0 | 0 | 0 | 0 | 0 | 0 | 0 | 0 | 0 | 0 | 0 | 0 | 0
1985 | 7 | 17 | 0 | 0 | 0 | 0 | 0 | 0 | 0 | 0 | 0 | 0 | 0 | 0 | 0
1985 | 7 | 18 | 0 | 0 | 0 | 0 | 0 | 0 | 0 | 0 | 0 | 0 | 0 | 0 | 0
1985 | 7 | 19 | 0 | 0 | 0 | 0 | 0 | 0 | 0 | 0 | 0 | 0 | 0 | 0 | 0
1985 | 7 | 20 | 0 | 0 | 0 | 0 | 0 | 0 | 0 | 0 | 0 | 0 | 0 | 0 | 0
1985 | 7 | 21 | 0 | 0 | 0 | 0 | 0 | 0 | 0 | 0 | 0 | 0 | 0 | 0 | 0
1985 | 7 | 22 | 0 | 0 | 0 | 0 | 0 | 0 | 0 | 0 | 0 | 0 | 0 | 0 | 0
1985 | 7 | 23 | 0 | 0 | 0 | 0 | 0 | 0 | 0 | 0 | 0 | 0 | 0 | 0 | 0
1985 | 7 | 24 | 0 | 0 | 0 | 0 | 0 | 0 | 0 | 0 | 0 | 0 | 0 | 0 | 0
1985 | 7 | 25 | 1.02 | 1 | 0.95 | 0 | 1 | 0.95 | 0 | 0 | 0 | 0 | 0 | 0 | 0
1985 | 7 | 26 | 0.04 | 0.04 | 0 | 0 | 0.04 | 0 | 0 | 0 | 0 | 0 | 0 | 0 | 0
1985 | 7 | 27 | 0.25 | 0.25 | 0.2 | 0 | 0.25 | 0.2 | 0 | 0 | 0 | 0 | 0 | 0 | 0
1985 | 7 | 28 | 0 | 0 | 0 | 0 | 0 | 0 | 0 | 0 | 0 | 0 | 0 | 0 | 0
1985 | 7 | 29 | 0.03 | 0.03 | 0 | 0 | 0.03 | 0 | 0 | 0 | 0 | 0 | 0 | 0 | 0
1985 | 7 | 30 | 0 | 0 | 0 | 0 | 0 | 0 | 0 | 0 | 0 | 0 | 0 | 0 | 0
1985 | 7 | 31 | 0.36 | 0.36 | 0.31 | 0 | 0.36 | 0.31 | 0 | 0 | 0 | 0 | 0 | 0 | 0
1985 | 8 | 1 | 0.01 | 0.01 | 0 | 0 | 0.01 | 0 | 0 | 0 | 0 | 0 | 0 | 0 | 0
1985 | 8 | 2 | 0 | 0 | 0 | 0 | 0 | 0 | 0 | 0 | 0 | 0 | 0 | 0 | 0
1985 | 8 | 3 | 0 | 0 | 0 | 0 | 0 | 0 | 0 | 0 | 0 | 0 | 0 | 0 | 0
1985 | 8 | 4 | 0 | 0 | 0 | 0 | 0 | 0 | 0 | 0 | 0 | 0 | 0 | 0 | 0
1985 | 8 | 5 | 0 | 0 | 0 | 0 | 0 | 0 | 0 | 0 | 0 | 0 | 0 | 0 | 0
1985 | 8 | 6 | 0 | 0 | 0 | 0 | 0 | 0 | 0 | 0 | 0 | 0 | 0 | 0 | 0
1985 | 8 | 7 | 0.23 | 0.23 | 0.18 | 0 | 0.23 | 0.18 | 0 | 0 | 0 | 0 | 0 | 0 | 0
1985 | 8 | 8 | 0.09 | 0.09 | 0.04 | 0 | 0.09 | 0.04 | 0 | 0 | 0 | 0 | 0 | 0 | 0
1985 | 8 | 9 | 0 | 0 | 0 | 0 | 0 | 0 | 0 | 0 | 0 | 0 | 0 | 0 | 0
1985 | 8 | 10 | 0 | 0 | 0 | 0 | 0 | 0 | 0 | 0 | 0 | 0 | 0 | 0 | 0
1985 | 8 | 11 | 0 | 0 | 0 | 0 | 0 | 0 | 0 | 0 | 0 | 0 | 0 | 0 | 0
1985 | 8 | 12 | 0 | 0 | 0 | 0 | 0 | 0 | 0 | 0 | 0 | 0 | 0 | 0 | 0
1985 | 8 | 13 | 0 | 0 | 0 | 0 | 0 | 0 | 0 | 0 | 0 | 0 | 0 | 0 | 0
1985 | 8 | 14 | 0 | 0 | 0 | 0 | 0 | 0 | 0 | 0 | 0 | 0 | 0 | 0 | 0
1985 | 8 | 15 | 0 | 0 | 0 | 0 | 0 | 0 | 0 | 0 | 0 | 0 | 0 | 0 | 0
1985 | 8 | 16 | 0 | 0 | 0 | 0 | 0 | 0 | 0 | 0 | 0 | 0 | 0 | 0 | 0
1985 | 8 | 17 | 0 | 0 | 0 | 0 | 0 | 0 | 0 | 0 | 0 | 0 | 0 | 0 | 0
1985 | 8 | 18 | 0.83 | 0.83 | 0.78 | 0 | 0.83 | 0.78 | 0 | 0 | 0 | 0 | 0 | 0 | 0
1985 | 8 | 19 | 0 | 0 | 0 | 0 | 0 | 0 | 0 | 0 | 0 | 0 | 0 | 0 | 0
1985 | 8 | 20 | 0.17 | 0.17 | 0.12 | 0 | 0.17 | 0.12 | 0 | 0 | 0 | 0 | 0 | 0 | 0
1985 | 8 | 21 | 0.03 | 0.03 | 0 | 0 | 0.03 | 0 | 0 | 0 | 0 | 0 | 0 | 0 | 0
1985 | 8 | 22 | 0 | 0 | 0 | 0 | 0 | 0 | 0 | 0 | 0 | 0 | 0 | 0 | 0
1985 | 8 | 23 | 0 | 0 | 0 | 0 | 0 | 0 | 0 | 0 | 0 | 0 | 0 | 0 | 0
1985 | 8 | 24 | 0.05 | 0.05 | 0 | 0 | 0.05 | 0 | 0 | 0 | 0 | 0 | 0 | 0 | 0
1985 | 8 | 25 | 0.77 | 0.77 | 0.72 | 0 | 0.77 | 0.72 | 0 | 0 | 0 | 0 | 0 | 0 | 0
1985 | 8 | 26 | 0.01 | 0.01 | 0 | 0 | 0.01 | 0 | 0 | 0 | 0 | 0 | 0 | 0 | 0
1985 | 8 | 27 | 0 | 0 | 0 | 0 | 0 | 0 | 0 | 0 | 0 | 0 | 0 | 0 | 0
1985 | 8 | 28 | 0 | 0 | 0 | 0 | 0 | 0 | 0 | 0 | 0 | 0 | 0 | 0 | 0
1985 | 8 | 29 | 0 | 0 | 0 | 0 | 0 | 0 | 0 | 0 | 0 | 0 | 0 | 0 | 0
1985 | 8 | 30 | 0.15 | 0.15 | 0.1 | 0 | 0.15 | 0.1 | 0 | 0 | 0 | 0 | 0 | 0 | 0
1985 | 8 | 31 | 0.01 | 0.01 | 0 | 0 | 0.01 | 0 | 0 | 0 | 0 | 0 | 0 | 0 | 0
1985 | 9 | 1 | 0 | 0 | 0 | 0 | 0 | 0 | 0 | 0 | 0 | 0 | 0 | 0 | 0
1985 | 9 | 2 | 0 | 0 | 0 | 0 | 0 | 0 | 0 | 0 | 0 | 0 | 0 | 0 | 0
1985 | 9 | 3 | 0 | 0 | 0 | 0 | 0 | 0 | 0 | 0 | 0 | 0 | 0 | 0 | 0
1985 | 9 | 4 | 0 | 0 | 0 | 0 | 0 | 0 | 0 | 0 | 0 | 0 | 0 | 0 | 0
1985 | 9 | 5 | 0 | 0 | 0 | 0 | 0 | 0 | 0 | 0 | 0 | 0 | 0 | 0 | 0
1985 | 9 | 6 | 0 | 0 | 0 | 0 | 0 | 0 | 0 | 0 | 0 | 0 | 0 | 0 | 0
1985 | 9 | 7 | 0 | 0 | 0 | 0 | 0 | 0 | 0 | 0 | 0 | 0 | 0 | 0 | 0
1985 | 9 | 8 | 0.16 | 0.16 | 0.11 | 0 | 0.16 | 0.11 | 0 | 0 | 0 | 0 | 0 | 0 | 0
1985 | 9 | 9 | 0.13 | 0.13 | 0.08 | 0 | 0.13 | 0.08 | 0 | 0 | 0 | 0 | 0 | 0 | 0
1985 | 9 | 10 | 2 | 1 | 0.95 | 0 | 1 | 0.95 | 0 | 0 | 0 | 0 | 0 | 0 | 0
1985 | 9 | 11 | 0 | 0 | 0 | 0 | 0 | 0 | 0 | 0 | 0 | 0 | 0 | 0 | 0
1985 | 9 | 12 | 0 | 0 | 0 | 0 | 0 | 0 | 0 | 0 | 0 | 0 | 0 | 0 | 0
1985 | 9 | 13 | 0 | 0 | 0 | 0 | 0 | 0 | 0 | 0 | 0 | 0 | 0 | 0 | 0
1985 | 9 | 14 | 0 | 0 | 0 | 0 | 0 | 0 | 0 | 0 | 0 | 0 | 0 | 0 | 0
1985 | 9 | 15 | 0 | 0 | 0 | 0 | 0 | 0 | 0 | 0 | 0 | 0 | 0 | 0 | 0
1985 | 9 | 16 | 0 | 0 | 0 | 0 | 0 | 0 | 0 | 0 | 0 | 0 | 0 | 0 | 0
1985 | 9 | 17 | 0 | 0 | 0 | 0 | 0 | 0 | 0 | 0 | 0 | 0 | 0 | 0 | 0
1985 | 9 | 18 | 0 | 0 | 0 | 0 | 0 | 0 | 0 | 0 | 0 | 0 | 0 | 0 | 0
1985 | 9 | 19 | 0 | 0 | 0 | 0 | 0 | 0 | 0 | 0 | 0 | 0 | 0 | 0 | 0
1985 | 9 | 20 | 0 | 0 | 0 | 0 | 0 | 0 | 0 | 0 | 0 | 0 | 0 | 0 | 0
1985 | 9 | 21 | 0 | 0 | 0 | 0 | 0 | 0 | 0 | 0 | 0 | 0 | 0 | 0 | 0
1985 | 9 | 22 | 0.39 | 0.39 | 0.34 | 0 | 0.39 | 0.34 | 0 | 0 | 0 | 0 | 0 | 0 | 0
1985 | 9 | 23 | 0.03 | 0.03 | 0 | 0 | 0.03 | 0 | 0 | 0 | 0 | 0 | 0 | 0 | 0
1985 | 9 | 24 | 0 | 0 | 0 | 0 | 0 | 0 | 0 | 0 | 0 | 0 | 0 | 0 | 0
1985 | 9 | 25 | 0 | 0 | 0 | 0 | 0 | 0 | 0 | 0 | 0 | 0 | 0 | 0 | 0
1985 | 9 | 26 | 0.79 | 0.79 | 0.74 | 0 | 0.79 | 0.74 | 0 | 0 | 0 | 0 | 0 | 0 | 0
1985 | 9 | 27 | 3.17 | 1 | 0.95 | 0 | 1 | 0.95 | 0 | 0 | 0 | 0 | 0 | 0 | 0
1985 | 9 | 28 | 0 | 0 | 0 | 0 | 0 | 0 | 0 | 0 | 0 | 0 | 0 | 0 | 0
1985 | 9 | 29 | 0 | 0 | 0 | 0 | 0 | 0 | 0 | 0 | 0 | 0 | 0 | 0 | 0
1985 | 9 | 30 | 0 | 0 | 0 | 0 | 0 | 0 | 0 | 0 | 0 | 0 | 0 | 0 | 0
1985 | 10 | 1 | 0 | 0 | 0 | 0 | 0 | 0 | 0 | 0 | 0 | 0 | 0 | 0 | 0
1985 | 10 | 2 | 0.2 | 0.2 | 0.15 | 0 | 0.2 | 0.15 | 0 | 0 | 0 | 0 | 0 | 0 | 0
1985 | 10 | 3 | 1.22 | 1 | 0.95 | 0 | 1 | 0.95 | 0 | 0 | 0 | 0 | 0 | 0 | 0
1985 | 10 | 4 | 0 | 0 | 0 | 0 | 0 | 0 | 0 | 0 | 0 | 0 | 0 | 0 | 0
1985 | 10 | 5 | 0 | 0 | 0 | 0 | 0 | 0 | 0 | 0 | 0 | 0 | 0 | 0 | 0
1985 | 10 | 6 | 0 | 0 | 0 | 0 | 0 | 0 | 0 | 0 | 0 | 0 | 0 | 0 | 0
1985 | 10 | 7 | 0 | 0 | 0 | 0 | 0 | 0 | 0 | 0 | 0 | 0 | 0 | 0 | 0
1985 | 10 | 8 | 0 | 0 | 0 | 0 | 0 | 0 | 0 | 0 | 0 | 0 | 0 | 0 | 0
1985 | 10 | 9 | 0 | 0 | 0 | 0 | 0 | 0 | 0 | 0 | 0 | 0 | 0 | 0 | 0
1985 | 10 | 10 | 0 | 0 | 0 | 0 | 0 | 0 | 0 | 0 | 0 | 0 | 0 | 0 | 0
1985 | 10 | 11 | 0 | 0 | 0 | 0 | 0 | 0 | 0 | 0 | 0 | 0 | 0 | 0 | 0
1985 | 10 | 12 | 0 | 0 | 0 | 0 | 0 | 0 | 0 | 0 | 0 | 0 | 0 | 0 | 0
1985 | 10 | 13 | 0 | 0 | 0 | 0 | 0 | 0 | 0 | 0 | 0 | 0 | 0 | 0 | 0
1985 | 10 | 14 | 0.16 | 0.16 | 0.11 | 0 | 0.16 | 0.11 | 0 | 0 | 0 | 0 | 0 | 0 | 0
1985 | 10 | 15 | 0.08 | 0.08 | 0.03 | 0 | 0.08 | 0.03 | 0 | 0 | 0 | 0 | 0 | 0 | 0
1985 | 10 | 16 | 0 | 0 | 0 | 0 | 0 | 0 | 0 | 0 | 0 | 0 | 0 | 0 | 0
1985 | 10 | 17 | 0 | 0 | 0 | 0 | 0 | 0 | 0 | 0 | 0 | 0 | 0 | 0 | 0
1985 | 10 | 18 | 0 | 0 | 0 | 0 | 0 | 0 | 0 | 0 | 0 | 0 | 0 | 0 | 0
1985 | 10 | 19 | 0 | 0 | 0 | 0 | 0 | 0 | 0 | 0 | 0 | 0 | 0 | 0 | 0
1985 | 10 | 20 | 0.27 | 0.27 | 0.22 | 0 | 0.27 | 0.22 | 0 | 0 | 0 | 0 | 0 | 0 | 0
1985 | 10 | 21 | 1.12 | 1 | 0.95 | 0 | 1 | 0.95 | 0 | 0 | 0 | 0 | 0 | 0 | 0
1985 | 10 | 22 | 0.78 | 0.78 | 0.73 | 0 | 0.78 | 0.73 | 0 | 0 | 0 | 0 | 0 | 0 | 0
1985 | 10 | 23 | 0.01 | 0.01 | 0 | 0 | 0.01 | 0 | 0 | 0 | 0 | 0 | 0 | 0 | 0
1985 | 10 | 24 | 0.01 | 0.01 | 0 | 0 | 0.01 | 0 | 0 | 0 | 0 | 0 | 0 | 0 | 0
1985 | 10 | 25 | 0 | 0 | 0 | 0 | 0 | 0 | 0 | 0 | 0 | 0 | 0 | 0 | 0
1985 | 10 | 26 | 0 | 0 | 0 | 0 | 0 | 0 | 0 | 0 | 0 | 0 | 0 | 0 | 0
1985 | 10 | 27 | 0 | 0 | 0 | 0 | 0 | 0 | 0 | 0 | 0 | 0 | 0 | 0 | 0
1985 | 10 | 28 | 0 | 0 | 0 | 0 | 0 | 0 | 0 | 0 | 0 | 0 | 0 | 0 | 0
1985 | 10 | 29 | 0 | 0 | 0 | 0 | 0 | 0 | 0 | 0 | 0 | 0 | 0 | 0 | 0
1985 | 10 | 30 | 0 | 0 | 0 | 0 | 0 | 0 | 0 | 0 | 0 | 0 | 0 | 0 | 0
1985 | 10 | 31 | 0 | 0 | 0 | 0 | 0 | 0 | 0 | 0 | 0 | 0 | 0 | 0 | 0
1985 | 11 | 1 | 0.06 | 0.06 | 0.01 | 0 | 0.06 | 0.01 | 0 | 0 | 0 | 0 | 0 | 0 | 0
1985 | 11 | 2 | 0.03 | 0.03 | 0 | 0 | 0.03 | 0 | 0 | 0 | 0 | 0 | 0 | 0 | 0
1985 | 11 | 3 | 0.03 | 0.03 | 0 | 0 | 0.03 | 0 | 0 | 0 | 0 | 0 | 0 | 0 | 0
1985 | 11 | 4 | 0.97 | 0.97 | 0.92 | 0 | 0.97 | 0.92 | 0 | 0 | 0 | 0 | 0 | 0 | 0
1985 | 11 | 5 | 0.01 | 0.01 | 0 | 0 | 0.01 | 0 | 0 | 0 | 0 | 0 | 0 | 0 | 0
1985 | 11 | 6 | 0.01 | 0.01 | 0 | 0 | 0.01 | 0 | 0 | 0 | 0 | 0 | 0 | 0 | 0
1985 | 11 | 7 | 0 | 0 | 0 | 0 | 0 | 0 | 0 | 0 | 0 | 0 | 0 | 0 | 0
1985 | 11 | 8 | 0 | 0 | 0 | 0 | 0 | 0 | 0 | 0 | 0 | 0 | 0 | 0 | 0
1985 | 11 | 9 | 0 | 0 | 0 | 0 | 0 | 0 | 0 | 0 | 0 | 0 | 0 | 0 | 0
1985 | 11 | 10 | 0 | 0 | 0 | 0 | 0 | 0 | 0 | 0 | 0 | 0 | 0 | 0 | 0
1985 | 11 | 11 | 0 | 0 | 0 | 0 | 0 | 0 | 0 | 0 | 0 | 0 | 0 | 0 | 0
1985 | 11 | 12 | 0 | 0 | 0 | 0 | 0 | 0 | 0 | 0 | 0 | 0 | 0 | 0 | 0
1985 | 11 | 13 | 0 | 0 | 0 | 0 | 0 | 0 | 0 | 0 | 0 | 0 | 0 | 0 | 0
1985 | 11 | 14 | 0 | 0 | 0 | 0 | 0 | 0 | 0 | 0 | 0 | 0 | 0 | 0 | 0
1985 | 11 | 15 | 0 | 0 | 0 | 0 | 0 | 0 | 0 | 0 | 0 | 0 | 0 | 0 | 0
1985 | 11 | 16 | 0.35 | 0.35 | 0.3 | 0 | 0.35 | 0.3 | 0 | 0 | 0 | 0 | 0 | 0 | 0
1985 | 11 | 17 | 0 | 0 | 0 | 0 | 0 | 0 | 0 | 0 | 0 | 0 | 0 | 0 | 0
1985 | 11 | 18 | 0 | 0 | 0 | 0 | 0 | 0 | 0 | 0 | 0 | 0 | 0 | 0 | 0
1985 | 11 | 19 | 0 | 0 | 0 | 0 | 0 | 0 | 0 | 0 | 0 | 0 | 0 | 0 | 0
1985 | 11 | 20 | 0 | 0 | 0 | 0 | 0 | 0 | 0 | 0 | 0 | 0 | 0 | 0 | 0
1985 | 11 | 21 | 0 | 0 | 0 | 0 | 0 | 0 | 0 | 0 | 0 | 0 | 0 | 0 | 0
1985 | 11 | 22 | 1.23 | 1 | 0.95 | 0 | 1 | 0.95 | 0 | 0 | 0 | 0 | 0 | 0 | 0
1985 | 11 | 23 | 0 | 0 | 0 | 0 | 0 | 0 | 0 | 0 | 0 | 0 | 0 | 0 | 0
1985 | 11 | 24 | 0 | 0 | 0 | 0 | 0 | 0 | 0 | 0 | 0 | 0 | 0 | 0 | 0
1985 | 11 | 25 | 0 | 0 | 0 | 0 | 0 | 0 | 0 | 0 | 0 | 0 | 0 | 0 | 0
1985 | 11 | 26 | 0.01 | 0.01 | 0 | 0 | 0.01 | 0 | 0 | 0 | 0 | 0 | 0 | 0 | 0
1985 | 11 | 27 | 0.06 | 0.06 | 0.01 | 0 | 0.06 | 0.01 | 0 | 0 | 0 | 0 | 0 | 0 | 0
1985 | 11 | 28 | 0.67 | 0.67 | 0.62 | 0 | 0.67 | 0.62 | 0 | 0 | 0 | 0 | 0 | 0 | 0
1985 | 11 | 29 | 0.02 | 0.02 | 0 | 0 | 0.02 | 0 | 0 | 0 | 0 | 0 | 0 | 0 | 0
1985 | 11 | 30 | 1.02 | 1 | 0.95 | 0 | 1 | 0.95 | 0 | 0 | 0 | 0 | 0 | 0 | 0
1985 | 12 | 1 | 0.03 | 0.03 | 0 | 0 | 0.03 | 0 | 0 | 0 | 0 | 0 | 0 | 0 | 0
1985 | 12 | 2 | 0 | 0 | 0 | 0 | 0 | 0 | 0 | 0 | 0 | 0 | 0 | 0 | 0
1985 | 12 | 3 | 0 | 0 | 0 | 0 | 0 | 0 | 0 | 0 | 0 | 0 | 0 | 0 | 0
1985 | 12 | 4 | 0 | 0 | 0 | 0 | 0 | 0 | 0 | 0 | 0 | 0 | 0 | 0 | 0
1985 | 12 | 5 | 0 | 0 | 0 | 0 | 0 | 0 | 0 | 0 | 0 | 0 | 0 | 0 | 0
1985 | 12 | 6 | 0 | 0 | 0 | 0 | 0 | 0 | 0 | 0 | 0 | 0 | 0 | 0 | 0
1985 | 12 | 7 | 0 | 0 | 0 | 0 | 0 | 0 | 0 | 0 | 0 | 0 | 0 | 0 | 0
1985 | 12 | 8 | 0 | 0 | 0 | 0 | 0 | 0 | 0 | 0 | 0 | 0 | 0 | 0 | 0
1985 | 12 | 9 | 0 | 0 | 0 | 0 | 0 | 0 | 0 | 0 | 0 | 0 | 0 | 0 | 0
1985 | 12 | 10 | 0 | 0 | 0 | 0 | 0 | 0 | 0 | 0 | 0 | 0 | 0 | 0 | 0
1985 | 12 | 11 | 0.03 | 0.03 | 0 | 0 | 0.03 | 0 | 0 | 0 | 0 | 0 | 0 | 0 | 0
1985 | 12 | 12 | 0 | 0 | 0 | 0 | 0 | 0 | 0 | 0 | 0 | 0 | 0 | 0 | 0
1985 | 12 | 13 | 0.44 | 0.44 | 0.39 | 0 | 0.44 | 0.39 | 0 | 0 | 0 | 0 | 0 | 0 | 0
1985 | 12 | 14 | 0 | 0 | 0 | 0 | 0 | 0 | 0 | 0 | 0 | 0 | 0 | 0 | 0
1985 | 12 | 15 | 0 | 0 | 0 | 0 | 0 | 0 | 0 | 0 | 0 | 0 | 0 | 0 | 0
1985 | 12 | 16 | 0 | 0 | 0 | 0 | 0 | 0 | 0 | 0 | 0 | 0 | 0 | 0 | 0
1985 | 12 | 17 | 0 | 0 | 0 | 0 | 0 | 0 | 0 | 0 | 0 | 0 | 0 | 0 | 0
1985 | 12 | 18 | 0 | 0 | 0 | 0 | 0 | 0 | 0 | 0 | 0 | 0 | 0 | 0 | 0
1985 | 12 | 19 | 0 | 0 | 0 | 0 | 0 | 0 | 0 | 0 | 0 | 0 | 0 | 0 | 0
1985 | 12 | 20 | 0.06 | 0.06 | 0.01 | 0 | 0.06 | 0.01 | 0 | 0 | 0 | 0 | 0 | 0 | 0
1985 | 12 | 21 | 0 | 0 | 0 | 0 | 0 | 0 | 0 | 0 | 0 | 0 | 0 | 0 | 0
1985 | 12 | 22 | 0 | 0 | 0 | 0 | 0 | 0 | 0 | 0 | 0 | 0 | 0 | 0 | 0
1985 | 12 | 23 | 0 | 0 | 0 | 0 | 0 | 0 | 0 | 0 | 0 | 0 | 0 | 0 | 0
1985 | 12 | 24 | 0.08 | 0.08 | 0.03 | 0 | 0.08 | 0.03 | 0 | 0 | 0 | 0 | 0 | 0 | 0
1985 | 12 | 25 | 0.02 | 0.02 | 0 | 0 | 0.02 | 0 | 0 | 0 | 0 | 0 | 0 | 0 | 0
1985 | 12 | 26 | 0 | 0 | 0 | 0 | 0 | 0 | 0 | 0 | 0 | 0 | 0 | 0 | 0
1985 | 12 | 27 | 0 | 0 | 0 | 0 | 0 | 0 | 0 | 0 | 0 | 0 | 0 | 0 | 0
1985 | 12 | 28 | 0 | 0 | 0 | 0 | 0 | 0 | 0 | 0 | 0 | 0 | 0 | 0 | 0
1985 | 12 | 29 | 0 | 0 | 0 | 0 | 0 | 0 | 0 | 0 | 0 | 0 | 0 | 0 | 0
1985 | 12 | 30 | 0 | 0 | 0 | 0 | 0 | 0 | 0 | 0 | 0 | 0 | 0 | 0 | 0
1985 | 12 | 31 | 0.02 | 0.02 | 0 | 0 | 0.02 | 0 | 0 | 0 | 0 | 0 | 0 | 0 | 0
1986 | 1 | 1 | 0 | 0 | 0 | 0 | 0 | 0 | 0 | 0 | 0 | 0 | 0 | 0 | 0
1986 | 1 | 2 | 0 | 0 | 0 | 0 | 0 | 0 | 0 | 0 | 0 | 0 | 0 | 0 | 0
1986 | 1 | 3 | 0.02 | 0.02 | 0 | 0 | 0.02 | 0 | 0 | 0 | 0 | 0 | 0 | 0 | 0
1986 | 1 | 4 | 0 | 0 | 0 | 0 | 0 | 0 | 0 | 0 | 0 | 0 | 0 | 0 | 0
1986 | 1 | 5 | 0 | 0 | 0 | 0 | 0 | 0 | 0 | 0 | 0 | 0 | 0 | 0 | 0
1986 | 1 | 6 | 0 | 0 | 0 | 0 | 0 | 0 | 0 | 0 | 0 | 0 | 0 | 0 | 0
1986 | 1 | 7 | 0 | 0 | 0 | 0 | 0 | 0 | 0 | 0 | 0 | 0 | 0 | 0 | 0
1986 | 1 | 8 | 0 | 0 | 0 | 0 | 0 | 0 | 0 | 0 | 0 | 0 | 0 | 0 | 0
1986 | 1 | 9 | 0 | 0 | 0 | 0 | 0 | 0 | 0 | 0 | 0 | 0 | 0 | 0 | 0
1986 | 1 | 10 | 0 | 0 | 0 | 0 | 0 | 0 | 0 | 0 | 0 | 0 | 0 | 0 | 0
1986 | 1 | 11 | 0 | 0 | 0 | 0 | 0 | 0 | 0 | 0 | 0 | 0 | 0 | 0 | 0
1986 | 1 | 12 | 0 | 0 | 0 | 0 | 0 | 0 | 0 | 0 | 0 | 0 | 0 | 0 | 0
1986 | 1 | 13 | 0 | 0 | 0 | 0 | 0 | 0 | 0 | 0 | 0 | 0 | 0 | 0 | 0
1986 | 1 | 14 | 0.04 | 0.04 | 0 | 0 | 0.04 | 0 | 0 | 0 | 0 | 0 | 0 | 0 | 0
1986 | 1 | 15 | 0 | 0 | 0 | 0 | 0 | 0 | 0 | 0 | 0 | 0 | 0 | 0 | 0
1986 | 1 | 16 | 0 | 0 | 0 | 0 | 0 | 0 | 0 | 0 | 0 | 0 | 0 | 0 | 0
1986 | 1 | 17 | 0 | 0 | 0 | 0 | 0 | 0 | 0 | 0 | 0 | 0 | 0 | 0 | 0
1986 | 1 | 18 | 0 | 0 | 0 | 0 | 0 | 0 | 0 | 0 | 0 | 0 | 0 | 0 | 0
1986 | 1 | 19 | 0.7 | 0.7 | 0.65 | 0 | 0.7 | 0.65 | 0 | 0 | 0 | 0 | 0 | 0 | 0
1986 | 1 | 20 | 0.03 | 0.03 | 0 | 0 | 0.03 | 0 | 0 | 0 | 0 | 0 | 0 | 0 | 0
1986 | 1 | 21 | 0 | 0 | 0 | 0 | 0 | 0 | 0 | 0 | 0 | 0 | 0 | 0 | 0
1986 | 1 | 22 | 0 | 0 | 0 | 0 | 0 | 0 | 0 | 0 | 0 | 0 | 0 | 0 | 0
1986 | 1 | 23 | 0 | 0 | 0 | 0 | 0 | 0 | 0 | 0 | 0 | 0 | 0 | 0 | 0
1986 | 1 | 24 | 0 | 0 | 0 | 0 | 0 | 0 | 0 | 0 | 0 | 0 | 0 | 0 | 0
1986 | 1 | 25 | 0.78 | 0.78 | 0.73 | 0 | 0.78 | 0.73 | 0 | 0 | 0 | 0 | 0 | 0 | 0
1986 | 1 | 26 | 0.67 | 0.67 | 0.62 | 0 | 0.67 | 0.62 | 0 | 0 | 0 | 0 | 0 | 0 | 0
1986 | 1 | 27 | 0.04 | 0.04 | 0 | 0 | 0.04 | 0 | 0 | 0 | 0 | 0 | 0 | 0 | 0
1986 | 1 | 28 | 0 | 0 | 0 | 0 | 0 | 0 | 0 | 0 | 0 | 0 | 0 | 0 | 0
1986 | 1 | 29 | 0.1 | 0.1 | 0.05 | 0 | 0.1 | 0.05 | 0 | 0 | 0 | 0 | 0 | 0 | 0
1986 | 1 | 30 | 0 | 0 | 0 | 0 | 0 | 0 | 0 | 0 | 0 | 0 | 0 | 0 | 0
1986 | 1 | 31 | 0 | 0 | 0 | 0 | 0 | 0 | 0 | 0 | 0 | 0 | 0 | 0 | 0
1986 | 2 | 1 | 0 | 0 | 0 | 0 | 0 | 0 | 0 | 0 | 0 | 0 | 0 | 0 | 0
1986 | 2 | 2 | 0.01 | 0.01 | 0 | 0 | 0.01 | 0 | 0 | 0 | 0 | 0 | 0 | 0 | 0
1986 | 2 | 3 | 0.15 | 0.15 | 0.1 | 0 | 0.15 | 0.1 | 0 | 0 | 0 | 0 | 0 | 0 | 0
1986 | 2 | 4 | 0.57 | 0.57 | 0.52 | 0 | 0.57 | 0.52 | 0 | 0 | 0 | 0 | 0 | 0 | 0
1986 | 2 | 5 | 0.03 | 0.03 | 0 | 0 | 0.03 | 0 | 0 | 0 | 0 | 0 | 0 | 0 | 0
1986 | 2 | 6 | 0.14 | 0.14 | 0.09 | 0 | 0.14 | 0.09 | 0 | 0 | 0 | 0 | 0 | 0 | 0
1986 | 2 | 7 | 0.21 | 0.21 | 0.16 | 0 | 0.21 | 0.16 | 0 | 0 | 0 | 0 | 0 | 0 | 0
1986 | 2 | 8 | 0 | 0 | 0 | 0 | 0 | 0 | 0 | 0 | 0 | 0 | 0 | 0 | 0
1986 | 2 | 9 | 0 | 0 | 0 | 0 | 0 | 0 | 0 | 0 | 0 | 0 | 0 | 0 | 0
1986 | 2 | 10 | 0.09 | 0.09 | 0.04 | 0 | 0.09 | 0.04 | 0 | 0 | 0 | 0 | 0 | 0 | 0
1986 | 2 | 11 | 0.36 | 0.36 | 0.31 | 0 | 0.36 | 0.31 | 0 | 0 | 0 | 0 | 0 | 0 | 0
1986 | 2 | 12 | 0 | 0 | 0 | 0 | 0 | 0 | 0 | 0 | 0 | 0 | 0 | 0 | 0
1986 | 2 | 13 | 0 | 0 | 0 | 0 | 0 | 0 | 0 | 0 | 0 | 0 | 0 | 0 | 0
1986 | 2 | 14 | 0.15 | 0.15 | 0.1 | 0 | 0.15 | 0.1 | 0 | 0 | 0 | 0 | 0 | 0 | 0
1986 | 2 | 15 | 0 | 0 | 0 | 0 | 0 | 0 | 0 | 0 | 0 | 0 | 0 | 0 | 0
1986 | 2 | 16 | 0 | 0 | 0 | 0 | 0 | 0 | 0 | 0 | 0 | 0 | 0 | 0 | 0
1986 | 2 | 17 | 0.04 | 0.04 | 0 | 0 | 0.04 | 0 | 0 | 0 | 0 | 0 | 0 | 0 | 0
1986 | 2 | 18 | 0.51 | 0.51 | 0.46 | 0 | 0.51 | 0.46 | 0 | 0 | 0 | 0 | 0 | 0 | 0
1986 | 2 | 19 | 0.15 | 0.15 | 0.1 | 0 | 0.15 | 0.1 | 0 | 0 | 0 | 0 | 0 | 0 | 0
1986 | 2 | 20 | 0.02 | 0.02 | 0 | 0 | 0.02 | 0 | 0 | 0 | 0 | 0 | 0 | 0 | 0
1986 | 2 | 21 | 0.03 | 0.03 | 0 | 0 | 0.03 | 0 | 0 | 0 | 0 | 0 | 0 | 0 | 0
1986 | 2 | 22 | 0.43 | 0.43 | 0.38 | 0 | 0.43 | 0.38 | 0 | 0 | 0 | 0 | 0 | 0 | 0
1986 | 2 | 23 | 0 | 0 | 0 | 0 | 0 | 0 | 0 | 0 | 0 | 0 | 0 | 0 | 0
1986 | 2 | 24 | 0.44 | 0.44 | 0.39 | 0 | 0.44 | 0.39 | 0 | 0 | 0 | 0 | 0 | 0 | 0
1986 | 2 | 25 | 0 | 0 | 0 | 0 | 0 | 0 | 0 | 0 | 0 | 0 | 0 | 0 | 0
1986 | 2 | 26 | 0.08 | 0.08 | 0.03 | 0 | 0.08 | 0.03 | 0 | 0 | 0 | 0 | 0 | 0 | 0
1986 | 2 | 27 | 0.08 | 0.08 | 0.03 | 0 | 0.08 | 0.03 | 0 | 0 | 0 | 0 | 0 | 0 | 0
1986 | 2 | 28 | 0 | 0 | 0 | 0 | 0 | 0 | 0 | 0 | 0 | 0 | 0 | 0 | 0
1986 | 3 | 1 | 0 | 0 | 0 | 0 | 0 | 0 | 0 | 0 | 0 | 0 | 0 | 0 | 0
1986 | 3 | 2 | 0 | 0 | 0 | 0 | 0 | 0 | 0 | 0 | 0 | 0 | 0 | 0 | 0
1986 | 3 | 3 | 0.01 | 0.01 | 0 | 0 | 0.01 | 0 | 0 | 0 | 0 | 0 | 0 | 0 | 0
1986 | 3 | 4 | 0 | 0 | 0 | 0 | 0 | 0 | 0 | 0 | 0 | 0 | 0 | 0 | 0
1986 | 3 | 5 | 0 | 0 | 0 | 0 | 0 | 0 | 0 | 0 | 0 | 0 | 0 | 0 | 0
1986 | 3 | 6 | 0 | 0 | 0 | 0 | 0 | 0 | 0 | 0 | 0 | 0 | 0 | 0 | 0
1986 | 3 | 7 | 0 | 0 | 0 | 0 | 0 | 0 | 0 | 0 | 0 | 0 | 0 | 0 | 0
1986 | 3 | 8 | 0 | 0 | 0 | 0 | 0 | 0 | 0 | 0 | 0 | 0 | 0 | 0 | 0
1986 | 3 | 9 | 0 | 0 | 0 | 0 | 0 | 0 | 0 | 0 | 0 | 0 | 0 | 0 | 0
1986 | 3 | 10 | 0 | 0 | 0 | 0 | 0 | 0 | 0 | 0 | 0 | 0 | 0 | 0 | 0
1986 | 3 | 11 | 0 | 0 | 0 | 0 | 0 | 0 | 0 | 0 | 0 | 0 | 0 | 0 | 0
1986 | 3 | 12 | 0 | 0 | 0 | 0 | 0 | 0 | 0 | 0 | 0 | 0 | 0 | 0 | 0
1986 | 3 | 13 | 0.17 | 0.17 | 0.12 | 0 | 0.17 | 0.12 | 0 | 0 | 0 | 0 | 0 | 0 | 0
1986 | 3 | 14 | 0.41 | 0.41 | 0.36 | 0 | 0.41 | 0.36 | 0 | 0 | 0 | 0 | 0 | 0 | 0
1986 | 3 | 15 | 0.15 | 0.15 | 0.1 | 0 | 0.15 | 0.1 | 0 | 0 | 0 | 0 | 0 | 0 | 0
1986 | 3 | 16 | 0 | 0 | 0 | 0 | 0 | 0 | 0 | 0 | 0 | 0 | 0 | 0 | 0
1986 | 3 | 17 | 0 | 0 | 0 | 0 | 0 | 0 | 0 | 0 | 0 | 0 | 0 | 0 | 0
1986 | 3 | 18 | 0 | 0 | 0 | 0 | 0 | 0 | 0 | 0 | 0 | 0 | 0 | 0 | 0
1986 | 3 | 19 | 0 | 0 | 0 | 0 | 0 | 0 | 0 | 0 | 0 | 0 | 0 | 0 | 0
1986 | 3 | 20 | 0 | 0 | 0 | 0 | 0 | 0 | 0 | 0 | 0 | 0 | 0 | 0 | 0
1986 | 3 | 21 | 0 | 0 | 0 | 0 | 0 | 0 | 0 | 0 | 0 | 0 | 0 | 0 | 0
1986 | 3 | 22 | 0 | 0 | 0 | 0 | 0 | 0 | 0 | 0 | 0 | 0 | 0 | 0 | 0
1986 | 3 | 23 | 0 | 0 | 0 | 0 | 0 | 0 | 0 | 0 | 0 | 0 | 0 | 0 | 0
1986 | 3 | 24 | 0 | 0 | 0 | 0 | 0 | 0 | 0 | 0 | 0 | 0 | 0 | 0 | 0
1986 | 3 | 25 | 0 | 0 | 0 | 0 | 0 | 0 | 0 | 0 | 0 | 0 | 0 | 0 | 0
1986 | 3 | 26 | 0 | 0 | 0 | 0 | 0 | 0 | 0 | 0 | 0 | 0 | 0 | 0 | 0
1986 | 3 | 27 | 0 | 0 | 0 | 0 | 0 | 0 | 0 | 0 | 0 | 0 | 0 | 0 | 0
1986 | 3 | 28 | 0 | 0 | 0 | 0 | 0 | 0 | 0 | 0 | 0 | 0 | 0 | 0 | 0
1986 | 3 | 29 | 0 | 0 | 0 | 0 | 0 | 0 | 0 | 0 | 0 | 0 | 0 | 0 | 0
1986 | 3 | 30 | 0 | 0 | 0 | 0 | 0 | 0 | 0 | 0 | 0 | 0 | 0 | 0 | 0
1986 | 3 | 31 | 0 | 0 | 0 | 0 | 0 | 0 | 0 | 0 | 0 | 0 | 0 | 0 | 0
1986 | 4 | 1 | 0 | 0 | 0 | 0 | 0 | 0 | 0 | 0 | 0 | 0 | 0 | 0 | 0
1986 | 4 | 2 | 0 | 0 | 0 | 0 | 0 | 0 | 0 | 0 | 0 | 0 | 0 | 0 | 0
1986 | 4 | 3 | 0 | 0 | 0 | 0 | 0 | 0 | 0 | 0 | 0 | 0 | 0 | 0 | 0
1986 | 4 | 4 | 0 | 0 | 0 | 0 | 0 | 0 | 0 | 0 | 0 | 0 | 0 | 0 | 0
1986 | 4 | 5 | 0.13 | 0.13 | 0.08 | 0 | 0.13 | 0.08 | 0 | 0 | 0 | 0 | 0 | 0 | 0
1986 | 4 | 6 | 0.36 | 0.36 | 0.31 | 0 | 0.36 | 0.31 | 0 | 0 | 0 | 0 | 0 | 0 | 0
1986 | 4 | 7 | 0.01 | 0.01 | 0 | 0 | 0.01 | 0 | 0 | 0 | 0 | 0 | 0 | 0 | 0
1986 | 4 | 8 | 0 | 0 | 0 | 0 | 0 | 0 | 0 | 0 | 0 | 0 | 0 | 0 | 0
1986 | 4 | 9 | 0 | 0 | 0 | 0 | 0 | 0 | 0 | 0 | 0 | 0 | 0 | 0 | 0
1986 | 4 | 10 | 0 | 0 | 0 | 0 | 0 | 0 | 0 | 0 | 0 | 0 | 0 | 0 | 0
1986 | 4 | 11 | 0.07 | 0.07 | 0.02 | 0 | 0.07 | 0.02 | 0 | 0 | 0 | 0 | 0 | 0 | 0
1986 | 4 | 12 | 0 | 0 | 0 | 0 | 0 | 0 | 0 | 0 | 0 | 0 | 0 | 0 | 0
1986 | 4 | 13 | 0 | 0 | 0 | 0 | 0 | 0 | 0 | 0 | 0 | 0 | 0 | 0 | 0
1986 | 4 | 14 | 0 | 0 | 0 | 0 | 0 | 0 | 0 | 0 | 0 | 0 | 0 | 0 | 0
1986 | 4 | 15 | 0.79 | 0.79 | 0.74 | 0 | 0.79 | 0.74 | 0 | 0 | 0 | 0 | 0 | 0 | 0
1986 | 4 | 16 | 0.07 | 0.07 | 0.02 | 0 | 0.07 | 0.02 | 0 | 0 | 0 | 0 | 0 | 0 | 0
1986 | 4 | 17 | 0.22 | 0.22 | 0.17 | 0 | 0.22 | 0.17 | 0 | 0 | 0 | 0 | 0 | 0 | 0
1986 | 4 | 18 | 0 | 0 | 0 | 0 | 0 | 0 | 0 | 0 | 0 | 0 | 0 | 0 | 0
1986 | 4 | 19 | 0 | 0 | 0 | 0 | 0 | 0 | 0 | 0 | 0 | 0 | 0 | 0 | 0
1986 | 4 | 20 | 0 | 0 | 0 | 0 | 0 | 0 | 0 | 0 | 0 | 0 | 0 | 0 | 0
1986 | 4 | 21 | 0.21 | 0.21 | 0.16 | 0 | 0.21 | 0.16 | 0 | 0 | 0 | 0 | 0 | 0 | 0
1986 | 4 | 22 | 0.1 | 0.1 | 0.05 | 0 | 0.1 | 0.05 | 0 | 0 | 0 | 0 | 0 | 0 | 0
1986 | 4 | 23 | 0 | 0 | 0 | 0 | 0 | 0 | 0 | 0 | 0 | 0 | 0 | 0 | 0
1986 | 4 | 24 | 0 | 0 | 0 | 0 | 0 | 0 | 0 | 0 | 0 | 0 | 0 | 0 | 0
1986 | 4 | 25 | 0.02 | 0.02 | 0 | 0 | 0.02 | 0 | 0 | 0 | 0 | 0 | 0 | 0 | 0
1986 | 4 | 26 | 0 | 0 | 0 | 0 | 0 | 0 | 0 | 0 | 0 | 0 | 0 | 0 | 0
1986 | 4 | 27 | 0 | 0 | 0 | 0 | 0 | 0 | 0 | 0 | 0 | 0 | 0 | 0 | 0
1986 | 4 | 28 | 0 | 0 | 0 | 0 | 0 | 0 | 0 | 0 | 0 | 0 | 0 | 0 | 0
1986 | 4 | 29 | 0 | 0 | 0 | 0 | 0 | 0 | 0 | 0 | 0 | 0 | 0 | 0 | 0
1986 | 4 | 30 | 0 | 0 | 0 | 0 | 0 | 0 | 0 | 0 | 0 | 0 | 0 | 0 | 0
1986 | 5 | 1 | 0 | 0 | 0 | 0 | 0 | 0 | 0 | 0 | 0 | 0 | 0 | 0 | 0
1986 | 5 | 2 | 0 | 0 | 0 | 0 | 0 | 0 | 0 | 0 | 0 | 0 | 0 | 0 | 0
1986 | 5 | 3 | 0 | 0 | 0 | 0 | 0 | 0 | 0 | 0 | 0 | 0 | 0 | 0 | 0
1986 | 5 | 4 | 0 | 0 | 0 | 0 | 0 | 0 | 0 | 0 | 0 | 0 | 0 | 0 | 0
1986 | 5 | 5 | 0 | 0 | 0 | 0 | 0 | 0 | 0 | 0 | 0 | 0 | 0 | 0 | 0
1986 | 5 | 6 | 0 | 0 | 0 | 0 | 0 | 0 | 0 | 0 | 0 | 0 | 0 | 0 | 0
1986 | 5 | 7 | 0 | 0 | 0 | 0 | 0 | 0 | 0 | 0 | 0 | 0 | 0 | 0 | 0
1986 | 5 | 8 | 0 | 0 | 0 | 0 | 0 | 0 | 0 | 0 | 0 | 0 | 0 | 0 | 0
1986 | 5 | 9 | 0 | 0 | 0 | 0 | 0 | 0 | 0 | 0 | 0 | 0 | 0 | 0 | 0
1986 | 5 | 10 | 0 | 0 | 0 | 0 | 0 | 0 | 0 | 0 | 0 | 0 | 0 | 0 | 0
1986 | 5 | 11 | 0 | 0 | 0 | 0 | 0 | 0 | 0 | 0 | 0 | 0 | 0 | 0 | 0
1986 | 5 | 12 | 0 | 0 | 0 | 0 | 0 | 0 | 0 | 0 | 0 | 0 | 0 | 0 | 0
1986 | 5 | 13 | 0.04 | 0.04 | 0 | 0 | 0.04 | 0 | 0 | 0 | 0 | 0 | 0 | 0 | 0
1986 | 5 | 14 | 0.14 | 0.14 | 0.09 | 0 | 0.14 | 0.09 | 0 | 0 | 0 | 0 | 0 | 0 | 0
1986 | 5 | 15 | 0 | 0 | 0 | 0 | 0 | 0 | 0 | 0 | 0 | 0 | 0 | 0 | 0
1986 | 5 | 16 | 0 | 0 | 0 | 0 | 0 | 0 | 0 | 0 | 0 | 0 | 0 | 0 | 0
1986 | 5 | 17 | 0 | 0 | 0 | 0 | 0 | 0 | 0 | 0 | 0 | 0 | 0 | 0 | 0
1986 | 5 | 18 | 0 | 0 | 0 | 0 | 0 | 0 | 0 | 0 | 0 | 0 | 0 | 0 | 0
1986 | 5 | 19 | 0 | 0 | 0 | 0 | 0 | 0 | 0 | 0 | 0 | 0 | 0 | 0 | 0
1986 | 5 | 20 | 0.51 | 0.51 | 0.46 | 0 | 0.51 | 0.46 | 0 | 0 | 0 | 0 | 0 | 0 | 0
1986 | 5 | 21 | 0.06 | 0.06 | 0.01 | 0 | 0.06 | 0.01 | 0 | 0 | 0 | 0 | 0 | 0 | 0
1986 | 5 | 22 | 0 | 0 | 0 | 0 | 0 | 0 | 0 | 0 | 0 | 0 | 0 | 0 | 0
1986 | 5 | 23 | 0 | 0 | 0 | 0 | 0 | 0 | 0 | 0 | 0 | 0 | 0 | 0 | 0
1986 | 5 | 24 | 0 | 0 | 0 | 0 | 0 | 0 | 0 | 0 | 0 | 0 | 0 | 0 | 0
1986 | 5 | 25 | 0 | 0 | 0 | 0 | 0 | 0 | 0 | 0 | 0 | 0 | 0 | 0 | 0
1986 | 5 | 26 | 0 | 0 | 0 | 0 | 0 | 0 | 0 | 0 | 0 | 0 | 0 | 0 | 0
1986 | 5 | 27 | 0 | 0 | 0 | 0 | 0 | 0 | 0 | 0 | 0 | 0 | 0 | 0 | 0
1986 | 5 | 28 | 0 | 0 | 0 | 0 | 0 | 0 | 0 | 0 | 0 | 0 | 0 | 0 | 0
1986 | 5 | 29 | 0 | 0 | 0 | 0 | 0 | 0 | 0 | 0 | 0 | 0 | 0 | 0 | 0
1986 | 5 | 30 | 0 | 0 | 0 | 0 | 0 | 0 | 0 | 0 | 0 | 0 | 0 | 0 | 0
1986 | 5 | 31 | 0 | 0 | 0 | 0 | 0 | 0 | 0 | 0 | 0 | 0 | 0 | 0 | 0
1986 | 6 | 1 | 0 | 0 | 0 | 0 | 0 | 0 | 0 | 0 | 0 | 0 | 0 | 0 | 0
1986 | 6 | 2 | 0 | 0 | 0 | 0 | 0 | 0 | 0 | 0 | 0 | 0 | 0 | 0 | 0
1986 | 6 | 3 | 0 | 0 | 0 | 0 | 0 | 0 | 0 | 0 | 0 | 0 | 0 | 0 | 0
1986 | 6 | 4 | 0 | 0 | 0 | 0 | 0 | 0 | 0 | 0 | 0 | 0 | 0 | 0 | 0
1986 | 6 | 5 | 0 | 0 | 0 | 0 | 0 | 0 | 0 | 0 | 0 | 0 | 0 | 0 | 0
1986 | 6 | 6 | 0 | 0 | 0 | 0 | 0 | 0 | 0 | 0 | 0 | 0 | 0 | 0 | 0
1986 | 6 | 7 | 0 | 0 | 0 | 0 | 0 | 0 | 0 | 0 | 0 | 0 | 0 | 0 | 0
1986 | 6 | 8 | 0.06 | 0.06 | 0.01 | 0 | 0.06 | 0.01 | 0 | 0 | 0 | 0 | 0 | 0 | 0
1986 | 6 | 9 | 0 | 0 | 0 | 0 | 0 | 0 | 0 | 0 | 0 | 0 | 0 | 0 | 0
1986 | 6 | 10 | 0 | 0 | 0 | 0 | 0 | 0 | 0 | 0 | 0 | 0 | 0 | 0 | 0
1986 | 6 | 11 | 0 | 0 | 0 | 0 | 0 | 0 | 0 | 0 | 0 | 0 | 0 | 0 | 0
1986 | 6 | 12 | 0.4 | 0.4 | 0.35 | 0 | 0.4 | 0.35 | 0 | 0 | 0 | 0 | 0 | 0 | 0
1986 | 6 | 13 | 0 | 0 | 0 | 0 | 0 | 0 | 0 | 0 | 0 | 0 | 0 | 0 | 0
1986 | 6 | 14 | 0 | 0 | 0 | 0 | 0 | 0 | 0 | 0 | 0 | 0 | 0 | 0 | 0
1986 | 6 | 15 | 0 | 0 | 0 | 0 | 0 | 0 | 0 | 0 | 0 | 0 | 0 | 0 | 0
1986 | 6 | 16 | 0.05 | 0.05 | 0 | 0 | 0.05 | 0 | 0 | 0 | 0 | 0 | 0 | 0 | 0
1986 | 6 | 17 | 0.04 | 0.04 | 0 | 0 | 0.04 | 0 | 0 | 0 | 0 | 0 | 0 | 0 | 0
1986 | 6 | 18 | 0 | 0 | 0 | 0 | 0 | 0 | 0 | 0 | 0 | 0 | 0 | 0 | 0
1986 | 6 | 19 | 0 | 0 | 0 | 0 | 0 | 0 | 0 | 0 | 0 | 0 | 0 | 0 | 0
1986 | 6 | 20 | 0.29 | 0.29 | 0.24 | 0 | 0.29 | 0.24 | 0 | 0 | 0 | 0 | 0 | 0 | 0
1986 | 6 | 21 | 0 | 0 | 0 | 0 | 0 | 0 | 0 | 0 | 0 | 0 | 0 | 0 | 0
1986 | 6 | 22 | 0 | 0 | 0 | 0 | 0 | 0 | 0 | 0 | 0 | 0 | 0 | 0 | 0
1986 | 6 | 23 | 0 | 0 | 0 | 0 | 0 | 0 | 0 | 0 | 0 | 0 | 0 | 0 | 0
1986 | 6 | 24 | 0.33 | 0.33 | 0.28 | 0 | 0.33 | 0.28 | 0 | 0 | 0 | 0 | 0 | 0 | 0
1986 | 6 | 25 | 0 | 0 | 0 | 0 | 0 | 0 | 0 | 0 | 0 | 0 | 0 | 0 | 0
1986 | 6 | 26 | 0 | 0 | 0 | 0 | 0 | 0 | 0 | 0 | 0 | 0 | 0 | 0 | 0
1986 | 6 | 27 | 0.05 | 0.05 | 0 | 0 | 0.05 | 0 | 0 | 0 | 0 | 0 | 0 | 0 | 0
1986 | 6 | 28 | 0.06 | 0.06 | 0.01 | 0 | 0.06 | 0.01 | 0 | 0 | 0 | 0 | 0 | 0 | 0
1986 | 6 | 29 | 0.01 | 0.01 | 0 | 0 | 0.01 | 0 | 0 | 0 | 0 | 0 | 0 | 0 | 0
1986 | 6 | 30 | 0 | 0 | 0 | 0 | 0 | 0 | 0 | 0 | 0 | 0 | 0 | 0 | 0
1986 | 7 | 1 | 0.09 | 0.09 | 0.04 | 0 | 0.09 | 0.04 | 0 | 0 | 0 | 0 | 0 | 0 | 0
1986 | 7 | 2 | 0.89 | 0.89 | 0.84 | 0 | 0.89 | 0.84 | 0 | 0 | 0 | 0 | 0 | 0 | 0
1986 | 7 | 3 | 0 | 0 | 0 | 0 | 0 | 0 | 0 | 0 | 0 | 0 | 0 | 0 | 0
1986 | 7 | 4 | 0 | 0 | 0 | 0 | 0 | 0 | 0 | 0 | 0 | 0 | 0 | 0 | 0
1986 | 7 | 5 | 0 | 0 | 0 | 0 | 0 | 0 | 0 | 0 | 0 | 0 | 0 | 0 | 0
1986 | 7 | 6 | 0 | 0 | 0 | 0 | 0 | 0 | 0 | 0 | 0 | 0 | 0 | 0 | 0
1986 | 7 | 7 | 0 | 0 | 0 | 0 | 0 | 0 | 0 | 0 | 0 | 0 | 0 | 0 | 0
1986 | 7 | 8 | 0.33 | 0.33 | 0.28 | 0 | 0.33 | 0.28 | 0 | 0 | 0 | 0 | 0 | 0 | 0
1986 | 7 | 9 | 0.08 | 0.08 | 0.03 | 0 | 0.08 | 0.03 | 0 | 0 | 0 | 0 | 0 | 0 | 0
1986 | 7 | 10 | 0 | 0 | 0 | 0 | 0 | 0 | 0 | 0 | 0 | 0 | 0 | 0 | 0
1986 | 7 | 11 | 0 | 0 | 0 | 0 | 0 | 0 | 0 | 0 | 0 | 0 | 0 | 0 | 0
1986 | 7 | 12 | 0.02 | 0.02 | 0 | 0 | 0.02 | 0 | 0 | 0 | 0 | 0 | 0 | 0 | 0
1986 | 7 | 13 | 0.34 | 0.34 | 0.29 | 0 | 0.34 | 0.29 | 0 | 0 | 0 | 0 | 0 | 0 | 0
1986 | 7 | 14 | 0 | 0 | 0 | 0 | 0 | 0 | 0 | 0 | 0 | 0 | 0 | 0 | 0
1986 | 7 | 15 | 0 | 0 | 0 | 0 | 0 | 0 | 0 | 0 | 0 | 0 | 0 | 0 | 0
1986 | 7 | 16 | 0.8 | 0.8 | 0.75 | 0 | 0.8 | 0.75 | 0 | 0 | 0 | 0 | 0 | 0 | 0
1986 | 7 | 17 | 0 | 0 | 0 | 0 | 0 | 0 | 0 | 0 | 0 | 0 | 0 | 0 | 0
1986 | 7 | 18 | 0 | 0 | 0 | 0 | 0 | 0 | 0 | 0 | 0 | 0 | 0 | 0 | 0
1986 | 7 | 19 | 0 | 0 | 0 | 0 | 0 | 0 | 0 | 0 | 0 | 0 | 0 | 0 | 0
1986 | 7 | 20 | 0.71 | 0.71 | 0.66 | 0 | 0.71 | 0.66 | 0 | 0 | 0 | 0 | 0 | 0 | 0
1986 | 7 | 21 | 0 | 0 | 0 | 0 | 0 | 0 | 0 | 0 | 0 | 0 | 0 | 0 | 0
1986 | 7 | 22 | 0 | 0 | 0 | 0 | 0 | 0 | 0 | 0 | 0 | 0 | 0 | 0 | 0
1986 | 7 | 23 | 0.01 | 0.01 | 0 | 0 | 0.01 | 0 | 0 | 0 | 0 | 0 | 0 | 0 | 0
1986 | 7 | 24 | 0.14 | 0.14 | 0.09 | 0 | 0.14 | 0.09 | 0 | 0 | 0 | 0 | 0 | 0 | 0
1986 | 7 | 25 | 0 | 0 | 0 | 0 | 0 | 0 | 0 | 0 | 0 | 0 | 0 | 0 | 0
1986 | 7 | 26 | 0 | 0 | 0 | 0 | 0 | 0 | 0 | 0 | 0 | 0 | 0 | 0 | 0
1986 | 7 | 27 | 0 | 0 | 0 | 0 | 0 | 0 | 0 | 0 | 0 | 0 | 0 | 0 | 0
1986 | 7 | 28 | 0 | 0 | 0 | 0 | 0 | 0 | 0 | 0 | 0 | 0 | 0 | 0 | 0
1986 | 7 | 29 | 0.38 | 0.38 | 0.33 | 0 | 0.38 | 0.33 | 0 | 0 | 0 | 0 | 0 | 0 | 0
1986 | 7 | 30 | 0 | 0 | 0 | 0 | 0 | 0 | 0 | 0 | 0 | 0 | 0 | 0 | 0
1986 | 7 | 31 | 0 | 0 | 0 | 0 | 0 | 0 | 0 | 0 | 0 | 0 | 0 | 0 | 0
1986 | 8 | 1 | 0 | 0 | 0 | 0 | 0 | 0 | 0 | 0 | 0 | 0 | 0 | 0 | 0
1986 | 8 | 2 | 1.57 | 1 | 0.95 | 0 | 1 | 0.95 | 0 | 0 | 0 | 0 | 0 | 0 | 0
1986 | 8 | 3 | 0 | 0 | 0 | 0 | 0 | 0 | 0 | 0 | 0 | 0 | 0 | 0 | 0
1986 | 8 | 4 | 0 | 0 | 0 | 0 | 0 | 0 | 0 | 0 | 0 | 0 | 0 | 0 | 0
1986 | 8 | 5 | 0 | 0 | 0 | 0 | 0 | 0 | 0 | 0 | 0 | 0 | 0 | 0 | 0
1986 | 8 | 6 | 1.32 | 1 | 0.95 | 0 | 1 | 0.95 | 0 | 0 | 0 | 0 | 0 | 0 | 0
1986 | 8 | 7 | 0.01 | 0.01 | 0 | 0 | 0.01 | 0 | 0 | 0 | 0 | 0 | 0 | 0 | 0
1986 | 8 | 8 | 0 | 0 | 0 | 0 | 0 | 0 | 0 | 0 | 0 | 0 | 0 | 0 | 0
1986 | 8 | 9 | 0 | 0 | 0 | 0 | 0 | 0 | 0 | 0 | 0 | 0 | 0 | 0 | 0
1986 | 8 | 10 | 0 | 0 | 0 | 0 | 0 | 0 | 0 | 0 | 0 | 0 | 0 | 0 | 0
1986 | 8 | 11 | 0 | 0 | 0 | 0 | 0 | 0 | 0 | 0 | 0 | 0 | 0 | 0 | 0
1986 | 8 | 12 | 0 | 0 | 0 | 0 | 0 | 0 | 0 | 0 | 0 | 0 | 0 | 0 | 0
1986 | 8 | 13 | 0 | 0 | 0 | 0 | 0 | 0 | 0 | 0 | 0 | 0 | 0 | 0 | 0
1986 | 8 | 14 | 0 | 0 | 0 | 0 | 0 | 0 | 0 | 0 | 0 | 0 | 0 | 0 | 0
1986 | 8 | 15 | 0 | 0 | 0 | 0 | 0 | 0 | 0 | 0 | 0 | 0 | 0 | 0 | 0
1986 | 8 | 16 | 0 | 0 | 0 | 0 | 0 | 0 | 0 | 0 | 0 | 0 | 0 | 0 | 0
1986 | 8 | 17 | 0.46 | 0.46 | 0.41 | 0 | 0.46 | 0.41 | 0 | 0 | 0 | 0 | 0 | 0 | 0
1986 | 8 | 18 | 0 | 0 | 0 | 0 | 0 | 0 | 0 | 0 | 0 | 0 | 0 | 0 | 0
1986 | 8 | 19 | 0.04 | 0.04 | 0 | 0 | 0.04 | 0 | 0 | 0 | 0 | 0 | 0 | 0 | 0
1986 | 8 | 20 | 0.15 | 0.15 | 0.1 | 0 | 0.15 | 0.1 | 0 | 0 | 0 | 0 | 0 | 0 | 0
1986 | 8 | 21 | 1.1 | 1 | 0.95 | 0 | 1 | 0.95 | 0 | 0 | 0 | 0 | 0 | 0 | 0
1986 | 8 | 22 | 0 | 0 | 0 | 0 | 0 | 0 | 0 | 0 | 0 | 0 | 0 | 0 | 0
1986 | 8 | 23 | 0 | 0 | 0 | 0 | 0 | 0 | 0 | 0 | 0 | 0 | 0 | 0 | 0
1986 | 8 | 24 | 0 | 0 | 0 | 0 | 0 | 0 | 0 | 0 | 0 | 0 | 0 | 0 | 0
1986 | 8 | 25 | 0 | 0 | 0 | 0 | 0 | 0 | 0 | 0 | 0 | 0 | 0 | 0 | 0
1986 | 8 | 26 | 0 | 0 | 0 | 0 | 0 | 0 | 0 | 0 | 0 | 0 | 0 | 0 | 0
1986 | 8 | 27 | 0.21 | 0.21 | 0.16 | 0 | 0.21 | 0.16 | 0 | 0 | 0 | 0 | 0 | 0 | 0
1986 | 8 | 28 | 0.47 | 0.47 | 0.42 | 0 | 0.47 | 0.42 | 0 | 0 | 0 | 0 | 0 | 0 | 0
1986 | 8 | 29 | 0 | 0 | 0 | 0 | 0 | 0 | 0 | 0 | 0 | 0 | 0 | 0 | 0
1986 | 8 | 30 | 0 | 0 | 0 | 0 | 0 | 0 | 0 | 0 | 0 | 0 | 0 | 0 | 0
1986 | 8 | 31 | 0 | 0 | 0 | 0 | 0 | 0 | 0 | 0 | 0 | 0 | 0 | 0 | 0
1986 | 9 | 1 | 0.04 | 0.04 | 0 | 0 | 0.04 | 0 | 0 | 0 | 0 | 0 | 0 | 0 | 0
1986 | 9 | 2 | 0.32 | 0.32 | 0.27 | 0 | 0.32 | 0.27 | 0 | 0 | 0 | 0 | 0 | 0 | 0
1986 | 9 | 3 | 0 | 0 | 0 | 0 | 0 | 0 | 0 | 0 | 0 | 0 | 0 | 0 | 0
1986 | 9 | 4 | 0 | 0 | 0 | 0 | 0 | 0 | 0 | 0 | 0 | 0 | 0 | 0 | 0
1986 | 9 | 5 | 0 | 0 | 0 | 0 | 0 | 0 | 0 | 0 | 0 | 0 | 0 | 0 | 0
1986 | 9 | 6 | 0 | 0 | 0 | 0 | 0 | 0 | 0 | 0 | 0 | 0 | 0 | 0 | 0
1986 | 9 | 7 | 0 | 0 | 0 | 0 | 0 | 0 | 0 | 0 | 0 | 0 | 0 | 0 | 0
1986 | 9 | 8 | 0.22 | 0.22 | 0.17 | 0 | 0.22 | 0.17 | 0 | 0 | 0 | 0 | 0 | 0 | 0
1986 | 9 | 9 | 0 | 0 | 0 | 0 | 0 | 0 | 0 | 0 | 0 | 0 | 0 | 0 | 0
1986 | 9 | 10 | 0 | 0 | 0 | 0 | 0 | 0 | 0 | 0 | 0 | 0 | 0 | 0 | 0
1986 | 9 | 11 | 0 | 0 | 0 | 0 | 0 | 0 | 0 | 0 | 0 | 0 | 0 | 0 | 0
1986 | 9 | 12 | 0 | 0 | 0 | 0 | 0 | 0 | 0 | 0 | 0 | 0 | 0 | 0 | 0
1986 | 9 | 13 | 0 | 0 | 0 | 0 | 0 | 0 | 0 | 0 | 0 | 0 | 0 | 0 | 0
1986 | 9 | 14 | 0 | 0 | 0 | 0 | 0 | 0 | 0 | 0 | 0 | 0 | 0 | 0 | 0
1986 | 9 | 15 | 0 | 0 | 0 | 0 | 0 | 0 | 0 | 0 | 0 | 0 | 0 | 0 | 0
1986 | 9 | 16 | 0 | 0 | 0 | 0 | 0 | 0 | 0 | 0 | 0 | 0 | 0 | 0 | 0
1986 | 9 | 17 | 0 | 0 | 0 | 0 | 0 | 0 | 0 | 0 | 0 | 0 | 0 | 0 | 0
1986 | 9 | 18 | 0 | 0 | 0 | 0 | 0 | 0 | 0 | 0 | 0 | 0 | 0 | 0 | 0
1986 | 9 | 19 | 0 | 0 | 0 | 0 | 0 | 0 | 0 | 0 | 0 | 0 | 0 | 0 | 0
1986 | 9 | 20 | 0 | 0 | 0 | 0 | 0 | 0 | 0 | 0 | 0 | 0 | 0 | 0 | 0
1986 | 9 | 21 | 0 | 0 | 0 | 0 | 0 | 0 | 0 | 0 | 0 | 0 | 0 | 0 | 0
1986 | 9 | 22 | 0 | 0 | 0 | 0 | 0 | 0 | 0 | 0 | 0 | 0 | 0 | 0 | 0
1986 | 9 | 23 | 0 | 0 | 0 | 0 | 0 | 0 | 0 | 0 | 0 | 0 | 0 | 0 | 0
1986 | 9 | 24 | 0 | 0 | 0 | 0 | 0 | 0 | 0 | 0 | 0 | 0 | 0 | 0 | 0
1986 | 9 | 25 | 0 | 0 | 0 | 0 | 0 | 0 | 0 | 0 | 0 | 0 | 0 | 0 | 0
1986 | 9 | 26 | 0 | 0 | 0 | 0 | 0 | 0 | 0 | 0 | 0 | 0 | 0 | 0 | 0
1986 | 9 | 27 | 0 | 0 | 0 | 0 | 0 | 0 | 0 | 0 | 0 | 0 | 0 | 0 | 0
1986 | 9 | 28 | 0.02 | 0.02 | 0 | 0 | 0.02 | 0 | 0 | 0 | 0 | 0 | 0 | 0 | 0
1986 | 9 | 29 | 0 | 0 | 0 | 0 | 0 | 0 | 0 | 0 | 0 | 0 | 0 | 0 | 0
1986 | 9 | 30 | 0 | 0 | 0 | 0 | 0 | 0 | 0 | 0 | 0 | 0 | 0 | 0 | 0
1986 | 10 | 1 | 0 | 0 | 0 | 0 | 0 | 0 | 0 | 0 | 0 | 0 | 0 | 0 | 0
1986 | 10 | 2 | 0 | 0 | 0 | 0 | 0 | 0 | 0 | 0 | 0 | 0 | 0 | 0 | 0
1986 | 10 | 3 | 0 | 0 | 0 | 0 | 0 | 0 | 0 | 0 | 0 | 0 | 0 | 0 | 0
1986 | 10 | 4 | 0.03 | 0.03 | 0 | 0 | 0.03 | 0 | 0 | 0 | 0 | 0 | 0 | 0 | 0
1986 | 10 | 5 | 0 | 0 | 0 | 0 | 0 | 0 | 0 | 0 | 0 | 0 | 0 | 0 | 0
1986 | 10 | 6 | 0 | 0 | 0 | 0 | 0 | 0 | 0 | 0 | 0 | 0 | 0 | 0 | 0
1986 | 10 | 7 | 0 | 0 | 0 | 0 | 0 | 0 | 0 | 0 | 0 | 0 | 0 | 0 | 0
1986 | 10 | 8 | 0 | 0 | 0 | 0 | 0 | 0 | 0 | 0 | 0 | 0 | 0 | 0 | 0
1986 | 10 | 9 | 0 | 0 | 0 | 0 | 0 | 0 | 0 | 0 | 0 | 0 | 0 | 0 | 0
1986 | 10 | 10 | 0 | 0 | 0 | 0 | 0 | 0 | 0 | 0 | 0 | 0 | 0 | 0 | 0
1986 | 10 | 11 | 0 | 0 | 0 | 0 | 0 | 0 | 0 | 0 | 0 | 0 | 0 | 0 | 0
1986 | 10 | 12 | 0 | 0 | 0 | 0 | 0 | 0 | 0 | 0 | 0 | 0 | 0 | 0 | 0
1986 | 10 | 13 | 0.39 | 0.39 | 0.34 | 0 | 0.39 | 0.34 | 0 | 0 | 0 | 0 | 0 | 0 | 0
1986 | 10 | 14 | 0.61 | 0.61 | 0.56 | 0 | 0.61 | 0.56 | 0 | 0 | 0 | 0 | 0 | 0 | 0
1986 | 10 | 15 | 0 | 0 | 0 | 0 | 0 | 0 | 0 | 0 | 0 | 0 | 0 | 0 | 0
1986 | 10 | 16 | 0 | 0 | 0 | 0 | 0 | 0 | 0 | 0 | 0 | 0 | 0 | 0 | 0
1986 | 10 | 17 | 0 | 0 | 0 | 0 | 0 | 0 | 0 | 0 | 0 | 0 | 0 | 0 | 0
1986 | 10 | 18 | 0 | 0 | 0 | 0 | 0 | 0 | 0 | 0 | 0 | 0 | 0 | 0 | 0
1986 | 10 | 19 | 0 | 0 | 0 | 0 | 0 | 0 | 0 | 0 | 0 | 0 | 0 | 0 | 0
1986 | 10 | 20 | 0 | 0 | 0 | 0 | 0 | 0 | 0 | 0 | 0 | 0 | 0 | 0 | 0
1986 | 10 | 21 | 0 | 0 | 0 | 0 | 0 | 0 | 0 | 0 | 0 | 0 | 0 | 0 | 0
1986 | 10 | 22 | 0 | 0 | 0 | 0 | 0 | 0 | 0 | 0 | 0 | 0 | 0 | 0 | 0
1986 | 10 | 23 | 0 | 0 | 0 | 0 | 0 | 0 | 0 | 0 | 0 | 0 | 0 | 0 | 0
1986 | 10 | 24 | 0 | 0 | 0 | 0 | 0 | 0 | 0 | 0 | 0 | 0 | 0 | 0 | 0
1986 | 10 | 25 | 0.05 | 0.05 | 0 | 0 | 0.05 | 0 | 0 | 0 | 0 | 0 | 0 | 0 | 0
1986 | 10 | 26 | 0.44 | 0.44 | 0.39 | 0 | 0.44 | 0.39 | 0 | 0 | 0 | 0 | 0 | 0 | 0
1986 | 10 | 27 | 0.49 | 0.49 | 0.44 | 0 | 0.49 | 0.44 | 0 | 0 | 0 | 0 | 0 | 0 | 0
1986 | 10 | 28 | 0 | 0 | 0 | 0 | 0 | 0 | 0 | 0 | 0 | 0 | 0 | 0 | 0
1986 | 10 | 29 | 0 | 0 | 0 | 0 | 0 | 0 | 0 | 0 | 0 | 0 | 0 | 0 | 0
1986 | 10 | 30 | 0 | 0 | 0 | 0 | 0 | 0 | 0 | 0 | 0 | 0 | 0 | 0 | 0
1986 | 10 | 31 | 0 | 0 | 0 | 0 | 0 | 0 | 0 | 0 | 0 | 0 | 0 | 0 | 0
1986 | 11 | 1 | 0.02 | 0.02 | 0 | 0 | 0.02 | 0 | 0 | 0 | 0 | 0 | 0 | 0 | 0
1986 | 11 | 2 | 0.8 | 0.8 | 0.75 | 0 | 0.8 | 0.75 | 0 | 0 | 0 | 0 | 0 | 0 | 0
1986 | 11 | 3 | 0 | 0 | 0 | 0 | 0 | 0 | 0 | 0 | 0 | 0 | 0 | 0 | 0
1986 | 11 | 4 | 0.01 | 0.01 | 0 | 0 | 0.01 | 0 | 0 | 0 | 0 | 0 | 0 | 0 | 0
1986 | 11 | 5 | 0.99 | 0.99 | 0.94 | 0 | 0.99 | 0.94 | 0 | 0 | 0 | 0 | 0 | 0 | 0
1986 | 11 | 6 | 0 | 0 | 0 | 0 | 0 | 0 | 0 | 0 | 0 | 0 | 0 | 0 | 0
1986 | 11 | 7 | 0.3 | 0.3 | 0.25 | 0 | 0.3 | 0.25 | 0 | 0 | 0 | 0 | 0 | 0 | 0
1986 | 11 | 8 | 0.06 | 0.06 | 0.01 | 0 | 0.06 | 0.01 | 0 | 0 | 0 | 0 | 0 | 0 | 0
1986 | 11 | 9 | 0.02 | 0.02 | 0 | 0 | 0.02 | 0 | 0 | 0 | 0 | 0 | 0 | 0 | 0
1986 | 11 | 10 | 0 | 0 | 0 | 0 | 0 | 0 | 0 | 0 | 0 | 0 | 0 | 0 | 0
1986 | 11 | 11 | 0.76 | 0.76 | 0.71 | 0 | 0.76 | 0.71 | 0 | 0 | 0 | 0 | 0 | 0 | 0
1986 | 11 | 12 | 0 | 0 | 0 | 0 | 0 | 0 | 0 | 0 | 0 | 0 | 0 | 0 | 0
1986 | 11 | 13 | 0 | 0 | 0 | 0 | 0 | 0 | 0 | 0 | 0 | 0 | 0 | 0 | 0
1986 | 11 | 14 | 0 | 0 | 0 | 0 | 0 | 0 | 0 | 0 | 0 | 0 | 0 | 0 | 0
1986 | 11 | 15 | 0 | 0 | 0 | 0 | 0 | 0 | 0 | 0 | 0 | 0 | 0 | 0 | 0
1986 | 11 | 16 | 0 | 0 | 0 | 0 | 0 | 0 | 0 | 0 | 0 | 0 | 0 | 0 | 0
1986 | 11 | 17 | 0 | 0 | 0 | 0 | 0 | 0 | 0 | 0 | 0 | 0 | 0 | 0 | 0
1986 | 11 | 18 | 0.38 | 0.38 | 0.33 | 0 | 0.38 | 0.33 | 0 | 0 | 0 | 0 | 0 | 0 | 0
1986 | 11 | 19 | 0 | 0 | 0 | 0 | 0 | 0 | 0 | 0 | 0 | 0 | 0 | 0 | 0
1986 | 11 | 20 | 0.93 | 0.93 | 0.88 | 0 | 0.93 | 0.88 | 0 | 0 | 0 | 0 | 0 | 0 | 0
1986 | 11 | 21 | 0 | 0 | 0 | 0 | 0 | 0 | 0 | 0 | 0 | 0 | 0 | 0 | 0
1986 | 11 | 22 | 0 | 0 | 0 | 0 | 0 | 0 | 0 | 0 | 0 | 0 | 0 | 0 | 0
1986 | 11 | 23 | 0 | 0 | 0 | 0 | 0 | 0 | 0 | 0 | 0 | 0 | 0 | 0 | 0
1986 | 11 | 24 | 0.05 | 0.05 | 0 | 0 | 0.05 | 0 | 0 | 0 | 0 | 0 | 0 | 0 | 0
1986 | 11 | 25 | 0 | 0 | 0 | 0 | 0 | 0 | 0 | 0 | 0 | 0 | 0 | 0 | 0
1986 | 11 | 26 | 0.91 | 0.91 | 0.86 | 0 | 0.91 | 0.86 | 0 | 0 | 0 | 0 | 0 | 0 | 0
1986 | 11 | 27 | 0 | 0 | 0 | 0 | 0 | 0 | 0 | 0 | 0 | 0 | 0 | 0 | 0
1986 | 11 | 28 | 0 | 0 | 0 | 0 | 0 | 0 | 0 | 0 | 0 | 0 | 0 | 0 | 0
1986 | 11 | 29 | 0 | 0 | 0 | 0 | 0 | 0 | 0 | 0 | 0 | 0 | 0 | 0 | 0
1986 | 11 | 30 | 0 | 0 | 0 | 0 | 0 | 0 | 0 | 0 | 0 | 0 | 0 | 0 | 0
1986 | 12 | 1 | 0 | 0 | 0 | 0 | 0 | 0 | 0 | 0 | 0 | 0 | 0 | 0 | 0
1986 | 12 | 2 | 1.05 | 1 | 0.95 | 0 | 1 | 0.95 | 0 | 0 | 0 | 0 | 0 | 0 | 0
1986 | 12 | 3 | 0.04 | 0.04 | 0 | 0 | 0.04 | 0 | 0 | 0 | 0 | 0 | 0 | 0 | 0
1986 | 12 | 4 | 0 | 0 | 0 | 0 | 0 | 0 | 0 | 0 | 0 | 0 | 0 | 0 | 0
1986 | 12 | 5 | 0 | 0 | 0 | 0 | 0 | 0 | 0 | 0 | 0 | 0 | 0 | 0 | 0
1986 | 12 | 6 | 0 | 0 | 0 | 0 | 0 | 0 | 0 | 0 | 0 | 0 | 0 | 0 | 0
1986 | 12 | 7 | 0 | 0 | 0 | 0 | 0 | 0 | 0 | 0 | 0 | 0 | 0 | 0 | 0
1986 | 12 | 8 | 0 | 0 | 0 | 0 | 0 | 0 | 0 | 0 | 0 | 0 | 0 | 0 | 0
1986 | 12 | 9 | 0.48 | 0.48 | 0.43 | 0 | 0.48 | 0.43 | 0 | 0 | 0 | 0 | 0 | 0 | 0
1986 | 12 | 10 | 0.02 | 0.02 | 0 | 0 | 0.02 | 0 | 0 | 0 | 0 | 0 | 0 | 0 | 0
1986 | 12 | 11 | 0.45 | 0.45 | 0.4 | 0 | 0.45 | 0.4 | 0 | 0 | 0 | 0 | 0 | 0 | 0
1986 | 12 | 12 | 0 | 0 | 0 | 0 | 0 | 0 | 0 | 0 | 0 | 0 | 0 | 0 | 0
1986 | 12 | 13 | 0 | 0 | 0 | 0 | 0 | 0 | 0 | 0 | 0 | 0 | 0 | 0 | 0
1986 | 12 | 14 | 0 | 0 | 0 | 0 | 0 | 0 | 0 | 0 | 0 | 0 | 0 | 0 | 0
1986 | 12 | 15 | 0 | 0 | 0 | 0 | 0 | 0 | 0 | 0 | 0 | 0 | 0 | 0 | 0
1986 | 12 | 16 | 0 | 0 | 0 | 0 | 0 | 0 | 0 | 0 | 0 | 0 | 0 | 0 | 0
1986 | 12 | 17 | 0 | 0 | 0 | 0 | 0 | 0 | 0 | 0 | 0 | 0 | 0 | 0 | 0
1986 | 12 | 18 | 0.58 | 0.58 | 0.53 | 0 | 0.58 | 0.53 | 0 | 0 | 0 | 0 | 0 | 0 | 0
1986 | 12 | 19 | 0 | 0 | 0 | 0 | 0 | 0 | 0 | 0 | 0 | 0 | 0 | 0 | 0
1986 | 12 | 20 | 0 | 0 | 0 | 0 | 0 | 0 | 0 | 0 | 0 | 0 | 0 | 0 | 0
1986 | 12 | 21 | 0 | 0 | 0 | 0 | 0 | 0 | 0 | 0 | 0 | 0 | 0 | 0 | 0
1986 | 12 | 22 | 0 | 0 | 0 | 0 | 0 | 0 | 0 | 0 | 0 | 0 | 0 | 0 | 0
1986 | 12 | 23 | 0 | 0 | 0 | 0 | 0 | 0 | 0 | 0 | 0 | 0 | 0 | 0 | 0
1986 | 12 | 24 | 2.36 | 1 | 0.95 | 0 | 1 | 0.95 | 0 | 0 | 0 | 0 | 0 | 0 | 0
1986 | 12 | 25 | 0 | 0 | 0 | 0 | 0 | 0 | 0 | 0 | 0 | 0 | 0 | 0 | 0
1986 | 12 | 26 | 0 | 0 | 0 | 0 | 0 | 0 | 0 | 0 | 0 | 0 | 0 | 0 | 0
1986 | 12 | 27 | 0 | 0 | 0 | 0 | 0 | 0 | 0 | 0 | 0 | 0 | 0 | 0 | 0
1986 | 12 | 28 | 0 | 0 | 0 | 0 | 0 | 0 | 0 | 0 | 0 | 0 | 0 | 0 | 0
1986 | 12 | 29 | 0 | 0 | 0 | 0 | 0 | 0 | 0 | 0 | 0 | 0 | 0 | 0 | 0
1986 | 12 | 30 | 0 | 0 | 0 | 0 | 0 | 0 | 0 | 0 | 0 | 0 | 0 | 0 | 0
1986 | 12 | 31 | 0 | 0 | 0 | 0 | 0 | 0 | 0 | 0 | 0 | 0 | 0 | 0 | 0
1987 | 1 | 1 | 0.56 | 0.56 | 0.51 | 0 | 0.56 | 0.51 | 0 | 0 | 0 | 0 | 0 | 0 | 0
1987 | 1 | 2 | 0.15 | 0.15 | 0.1 | 0 | 0.15 | 0.1 | 0 | 0 | 0 | 0 | 0 | 0 | 0
1987 | 1 | 3 | 0 | 0 | 0 | 0 | 0 | 0 | 0 | 0 | 0 | 0 | 0 | 0 | 0
1987 | 1 | 4 | 0 | 0 | 0 | 0 | 0 | 0 | 0 | 0 | 0 | 0 | 0 | 0 | 0
1987 | 1 | 5 | 0 | 0 | 0 | 0 | 0 | 0 | 0 | 0 | 0 | 0 | 0 | 0 | 0
1987 | 1 | 6 | 0 | 0 | 0 | 0 | 0 | 0 | 0 | 0 | 0 | 0 | 0 | 0 | 0
1987 | 1 | 7 | 0 | 0 | 0 | 0 | 0 | 0 | 0 | 0 | 0 | 0 | 0 | 0 | 0
1987 | 1 | 8 | 0 | 0 | 0 | 0 | 0 | 0 | 0 | 0 | 0 | 0 | 0 | 0 | 0
1987 | 1 | 9 | 0 | 0 | 0 | 0 | 0 | 0 | 0 | 0 | 0 | 0 | 0 | 0 | 0
1987 | 1 | 10 | 0.06 | 0.06 | 0.01 | 0 | 0.06 | 0.01 | 0 | 0 | 0 | 0 | 0 | 0 | 0
1987 | 1 | 11 | 0 | 0 | 0 | 0 | 0 | 0 | 0 | 0 | 0 | 0 | 0 | 0 | 0
1987 | 1 | 12 | 0 | 0 | 0 | 0 | 0 | 0 | 0 | 0 | 0 | 0 | 0 | 0 | 0
1987 | 1 | 13 | 0 | 0 | 0 | 0 | 0 | 0 | 0 | 0 | 0 | 0 | 0 | 0 | 0
1987 | 1 | 14 | 0 | 0 | 0 | 0 | 0 | 0 | 0 | 0 | 0 | 0 | 0 | 0 | 0
1987 | 1 | 15 | 0.03 | 0.03 | 0 | 0 | 0.03 | 0 | 0 | 0 | 0 | 0 | 0 | 0 | 0
1987 | 1 | 16 | 0 | 0 | 0 | 0 | 0 | 0 | 0 | 0 | 0 | 0 | 0 | 0 | 0
1987 | 1 | 17 | 0 | 0 | 0 | 0 | 0 | 0 | 0 | 0 | 0 | 0 | 0 | 0 | 0
1987 | 1 | 18 | 0.54 | 0.54 | 0.49 | 0 | 0.54 | 0.49 | 0 | 0 | 0 | 0 | 0 | 0 | 0
1987 | 1 | 19 | 0.96 | 0.96 | 0.91 | 0 | 0.96 | 0.91 | 0 | 0 | 0 | 0 | 0 | 0 | 0
1987 | 1 | 20 | 0 | 0 | 0 | 0 | 0 | 0 | 0 | 0 | 0 | 0 | 0 | 0 | 0
1987 | 1 | 21 | 0 | 0 | 0 | 0 | 0 | 0 | 0 | 0 | 0 | 0 | 0 | 0 | 0
1987 | 1 | 22 | 1.49 | 1 | 0.95 | 0 | 1 | 0.95 | 0 | 0 | 0 | 0 | 0 | 0 | 0
1987 | 1 | 23 | 0 | 0 | 0 | 0 | 0 | 0 | 0 | 0 | 0 | 0 | 0 | 0 | 0
1987 | 1 | 24 | 0 | 0 | 0 | 0 | 0 | 0 | 0 | 0 | 0 | 0 | 0 | 0 | 0
1987 | 1 | 25 | 0.52 | 0.52 | 0.47 | 0 | 0.52 | 0.47 | 0 | 0 | 0 | 0 | 0 | 0 | 0
1987 | 1 | 26 | 0.46 | 0.46 | 0.41 | 0 | 0.46 | 0.41 | 0 | 0 | 0 | 0 | 0 | 0 | 0
1987 | 1 | 27 | 0 | 0 | 0 | 0 | 0 | 0 | 0 | 0 | 0 | 0 | 0 | 0 | 0
1987 | 1 | 28 | 0 | 0 | 0 | 0 | 0 | 0 | 0 | 0 | 0 | 0 | 0 | 0 | 0
1987 | 1 | 29 | 0.09 | 0.09 | 0.04 | 0 | 0.09 | 0.04 | 0 | 0 | 0 | 0 | 0 | 0 | 0
1987 | 1 | 30 | 0.04 | 0.04 | 0 | 0 | 0.04 | 0 | 0 | 0 | 0 | 0 | 0 | 0 | 0
1987 | 1 | 31 | 0 | 0 | 0 | 0 | 0 | 0 | 0 | 0 | 0 | 0 | 0 | 0 | 0
1987 | 2 | 1 | 0 | 0 | 0 | 0 | 0 | 0 | 0 | 0 | 0 | 0 | 0 | 0 | 0
1987 | 2 | 2 | 0.01 | 0.01 | 0 | 0 | 0.01 | 0 | 0 | 0 | 0 | 0 | 0 | 0 | 0
1987 | 2 | 3 | 0 | 0 | 0 | 0 | 0 | 0 | 0 | 0 | 0 | 0 | 0 | 0 | 0
1987 | 2 | 4 | 0 | 0 | 0 | 0 | 0 | 0 | 0 | 0 | 0 | 0 | 0 | 0 | 0
1987 | 2 | 5 | 0 | 0 | 0 | 0 | 0 | 0 | 0 | 0 | 0 | 0 | 0 | 0 | 0
1987 | 2 | 6 | 0 | 0 | 0 | 0 | 0 | 0 | 0 | 0 | 0 | 0 | 0 | 0 | 0
1987 | 2 | 7 | 0 | 0 | 0 | 0 | 0 | 0 | 0 | 0 | 0 | 0 | 0 | 0 | 0
1987 | 2 | 8 | 0 | 0 | 0 | 0 | 0 | 0 | 0 | 0 | 0 | 0 | 0 | 0 | 0
1987 | 2 | 9 | 0 | 0 | 0 | 0 | 0 | 0 | 0 | 0 | 0 | 0 | 0 | 0 | 0
1987 | 2 | 10 | 0 | 0 | 0 | 0 | 0 | 0 | 0 | 0 | 0 | 0 | 0 | 0 | 0
1987 | 2 | 11 | 0 | 0 | 0 | 0 | 0 | 0 | 0 | 0 | 0 | 0 | 0 | 0 | 0
1987 | 2 | 12 | 0.14 | 0.14 | 0.09 | 0 | 0.14 | 0.09 | 0 | 0 | 0 | 0 | 0 | 0 | 0
1987 | 2 | 13 | 0 | 0 | 0 | 0 | 0 | 0 | 0 | 0 | 0 | 0 | 0 | 0 | 0
1987 | 2 | 14 | 0 | 0 | 0 | 0 | 0 | 0 | 0 | 0 | 0 | 0 | 0 | 0 | 0
1987 | 2 | 15 | 0 | 0 | 0 | 0 | 0 | 0 | 0 | 0 | 0 | 0 | 0 | 0 | 0
1987 | 2 | 16 | 0 | 0 | 0 | 0 | 0 | 0 | 0 | 0 | 0 | 0 | 0 | 0 | 0
1987 | 2 | 17 | 0 | 0 | 0 | 0 | 0 | 0 | 0 | 0 | 0 | 0 | 0 | 0 | 0
1987 | 2 | 18 | 0 | 0 | 0 | 0 | 0 | 0 | 0 | 0 | 0 | 0 | 0 | 0 | 0
1987 | 2 | 19 | 0 | 0 | 0 | 0 | 0 | 0 | 0 | 0 | 0 | 0 | 0 | 0 | 0
1987 | 2 | 20 | 0 | 0 | 0 | 0 | 0 | 0 | 0 | 0 | 0 | 0 | 0 | 0 | 0
1987 | 2 | 21 | 0 | 0 | 0 | 0 | 0 | 0 | 0 | 0 | 0 | 0 | 0 | 0 | 0
1987 | 2 | 22 | 0.62 | 0.62 | 0.57 | 0 | 0.62 | 0.57 | 0 | 0 | 0 | 0 | 0 | 0 | 0
1987 | 2 | 23 | 0.86 | 0.86 | 0.81 | 0 | 0.86 | 0.81 | 0 | 0 | 0 | 0 | 0 | 0 | 0
1987 | 2 | 24 | 0 | 0 | 0 | 0 | 0 | 0 | 0 | 0 | 0 | 0 | 0 | 0 | 0
1987 | 2 | 25 | 0 | 0 | 0 | 0 | 0 | 0 | 0 | 0 | 0 | 0 | 0 | 0 | 0
1987 | 2 | 26 | 0 | 0 | 0 | 0 | 0 | 0 | 0 | 0 | 0 | 0 | 0 | 0 | 0
1987 | 2 | 27 | 0 | 0 | 0 | 0 | 0 | 0 | 0 | 0 | 0 | 0 | 0 | 0 | 0
1987 | 2 | 28 | 0.48 | 0.48 | 0.43 | 0 | 0.48 | 0.43 | 0 | 0 | 0 | 0 | 0 | 0 | 0
1987 | 3 | 1 | 0.26 | 0.26 | 0.21 | 0 | 0.26 | 0.21 | 0 | 0 | 0 | 0 | 0 | 0 | 0
1987 | 3 | 2 | 0 | 0 | 0 | 0 | 0 | 0 | 0 | 0 | 0 | 0 | 0 | 0 | 0
1987 | 3 | 3 | 0 | 0 | 0 | 0 | 0 | 0 | 0 | 0 | 0 | 0 | 0 | 0 | 0
1987 | 3 | 4 | 0 | 0 | 0 | 0 | 0 | 0 | 0 | 0 | 0 | 0 | 0 | 0 | 0
1987 | 3 | 5 | 0 | 0 | 0 | 0 | 0 | 0 | 0 | 0 | 0 | 0 | 0 | 0 | 0
1987 | 3 | 6 | 0 | 0 | 0 | 0 | 0 | 0 | 0 | 0 | 0 | 0 | 0 | 0 | 0
1987 | 3 | 7 | 0 | 0 | 0 | 0 | 0 | 0 | 0 | 0 | 0 | 0 | 0 | 0 | 0
1987 | 3 | 8 | 0 | 0 | 0 | 0 | 0 | 0 | 0 | 0 | 0 | 0 | 0 | 0 | 0
1987 | 3 | 9 | 0.05 | 0.05 | 0 | 0 | 0.05 | 0 | 0 | 0 | 0 | 0 | 0 | 0 | 0
1987 | 3 | 10 | 0.01 | 0.01 | 0 | 0 | 0.01 | 0 | 0 | 0 | 0 | 0 | 0 | 0 | 0
1987 | 3 | 11 | 0 | 0 | 0 | 0 | 0 | 0 | 0 | 0 | 0 | 0 | 0 | 0 | 0
1987 | 3 | 12 | 0 | 0 | 0 | 0 | 0 | 0 | 0 | 0 | 0 | 0 | 0 | 0 | 0
1987 | 3 | 13 | 0 | 0 | 0 | 0 | 0 | 0 | 0 | 0 | 0 | 0 | 0 | 0 | 0
1987 | 3 | 14 | 0 | 0 | 0 | 0 | 0 | 0 | 0 | 0 | 0 | 0 | 0 | 0 | 0
1987 | 3 | 15 | 0.21 | 0.21 | 0.16 | 0 | 0.21 | 0.16 | 0 | 0 | 0 | 0 | 0 | 0 | 0
1987 | 3 | 16 | 0.13 | 0.13 | 0.08 | 0 | 0.13 | 0.08 | 0 | 0 | 0 | 0 | 0 | 0 | 0
1987 | 3 | 17 | 0 | 0 | 0 | 0 | 0 | 0 | 0 | 0 | 0 | 0 | 0 | 0 | 0
1987 | 3 | 18 | 0 | 0 | 0 | 0 | 0 | 0 | 0 | 0 | 0 | 0 | 0 | 0 | 0
1987 | 3 | 19 | 0 | 0 | 0 | 0 | 0 | 0 | 0 | 0 | 0 | 0 | 0 | 0 | 0
1987 | 3 | 20 | 0 | 0 | 0 | 0 | 0 | 0 | 0 | 0 | 0 | 0 | 0 | 0 | 0
1987 | 3 | 21 | 0 | 0 | 0 | 0 | 0 | 0 | 0 | 0 | 0 | 0 | 0 | 0 | 0
1987 | 3 | 22 | 0 | 0 | 0 | 0 | 0 | 0 | 0 | 0 | 0 | 0 | 0 | 0 | 0
1987 | 3 | 23 | 0 | 0 | 0 | 0 | 0 | 0 | 0 | 0 | 0 | 0 | 0 | 0 | 0
1987 | 3 | 24 | 0 | 0 | 0 | 0 | 0 | 0 | 0 | 0 | 0 | 0 | 0 | 0 | 0
1987 | 3 | 25 | 0 | 0 | 0 | 0 | 0 | 0 | 0 | 0 | 0 | 0 | 0 | 0 | 0
1987 | 3 | 26 | 0 | 0 | 0 | 0 | 0 | 0 | 0 | 0 | 0 | 0 | 0 | 0 | 0
1987 | 3 | 27 | 0 | 0 | 0 | 0 | 0 | 0 | 0 | 0 | 0 | 0 | 0 | 0 | 0
1987 | 3 | 28 | 0.11 | 0.11 | 0.06 | 0 | 0.11 | 0.06 | 0 | 0 | 0 | 0 | 0 | 0 | 0
1987 | 3 | 29 | 0 | 0 | 0 | 0 | 0 | 0 | 0 | 0 | 0 | 0 | 0 | 0 | 0
1987 | 3 | 30 | 0.24 | 0.24 | 0.19 | 0 | 0.24 | 0.19 | 0 | 0 | 0 | 0 | 0 | 0 | 0
1987 | 3 | 31 | 0.53 | 0.53 | 0.48 | 0 | 0.53 | 0.48 | 0 | 0 | 0 | 0 | 0 | 0 | 0
1987 | 4 | 1 | 0 | 0 | 0 | 0 | 0 | 0 | 0 | 0 | 0 | 0 | 0 | 0 | 0
1987 | 4 | 2 | 0 | 0 | 0 | 0 | 0 | 0 | 0 | 0 | 0 | 0 | 0 | 0 | 0
1987 | 4 | 3 | 0.35 | 0.35 | 0.3 | 0 | 0.35 | 0.3 | 0 | 0 | 0 | 0 | 0 | 0 | 0
1987 | 4 | 4 | 0.52 | 0.52 | 0.47 | 0 | 0.52 | 0.47 | 0 | 0 | 0 | 0 | 0 | 0 | 0
1987 | 4 | 5 | 0.08 | 0.08 | 0.03 | 0 | 0.08 | 0.03 | 0 | 0 | 0 | 0 | 0 | 0 | 0
1987 | 4 | 6 | 0.02 | 0.02 | 0 | 0 | 0.02 | 0 | 0 | 0 | 0 | 0 | 0 | 0 | 0
1987 | 4 | 7 | 0 | 0 | 0 | 0 | 0 | 0 | 0 | 0 | 0 | 0 | 0 | 0 | 0
1987 | 4 | 8 | 0 | 0 | 0 | 0 | 0 | 0 | 0 | 0 | 0 | 0 | 0 | 0 | 0
1987 | 4 | 9 | 0 | 0 | 0 | 0 | 0 | 0 | 0 | 0 | 0 | 0 | 0 | 0 | 0
1987 | 4 | 10 | 0 | 0 | 0 | 0 | 0 | 0 | 0 | 0 | 0 | 0 | 0 | 0 | 0
1987 | 4 | 11 | 0 | 0 | 0 | 0 | 0 | 0 | 0 | 0 | 0 | 0 | 0 | 0 | 0
1987 | 4 | 12 | 0.02 | 0.02 | 0 | 0 | 0.02 | 0 | 0 | 0 | 0 | 0 | 0 | 0 | 0
1987 | 4 | 13 | 0 | 0 | 0 | 0 | 0 | 0 | 0 | 0 | 0 | 0 | 0 | 0 | 0
1987 | 4 | 14 | 0 | 0 | 0 | 0 | 0 | 0 | 0 | 0 | 0 | 0 | 0 | 0 | 0
1987 | 4 | 15 | 0.05 | 0.05 | 0 | 0 | 0.05 | 0 | 0 | 0 | 0 | 0 | 0 | 0 | 0
1987 | 4 | 16 | 0.33 | 0.33 | 0.28 | 0 | 0.33 | 0.28 | 0 | 0 | 0 | 0 | 0 | 0 | 0
1987 | 4 | 17 | 0.46 | 0.46 | 0.41 | 0 | 0.46 | 0.41 | 0 | 0 | 0 | 0 | 0 | 0 | 0
1987 | 4 | 18 | 0 | 0 | 0 | 0 | 0 | 0 | 0 | 0 | 0 | 0 | 0 | 0 | 0
1987 | 4 | 19 | 0.02 | 0.02 | 0 | 0 | 0.02 | 0 | 0 | 0 | 0 | 0 | 0 | 0 | 0
1987 | 4 | 20 | 0 | 0 | 0 | 0 | 0 | 0 | 0 | 0 | 0 | 0 | 0 | 0 | 0
1987 | 4 | 21 | 0 | 0 | 0 | 0 | 0 | 0 | 0 | 0 | 0 | 0 | 0 | 0 | 0
1987 | 4 | 22 | 0 | 0 | 0 | 0 | 0 | 0 | 0 | 0 | 0 | 0 | 0 | 0 | 0
1987 | 4 | 23 | 0 | 0 | 0 | 0 | 0 | 0 | 0 | 0 | 0 | 0 | 0 | 0 | 0
1987 | 4 | 24 | 0.21 | 0.21 | 0.16 | 0 | 0.21 | 0.16 | 0 | 0 | 0 | 0 | 0 | 0 | 0
1987 | 4 | 25 | 0.2 | 0.2 | 0.15 | 0 | 0.2 | 0.15 | 0 | 0 | 0 | 0 | 0 | 0 | 0
1987 | 4 | 26 | 0 | 0 | 0 | 0 | 0 | 0 | 0 | 0 | 0 | 0 | 0 | 0 | 0
1987 | 4 | 27 | 0 | 0 | 0 | 0 | 0 | 0 | 0 | 0 | 0 | 0 | 0 | 0 | 0
1987 | 4 | 28 | 0.02 | 0.02 | 0 | 0 | 0.02 | 0 | 0 | 0 | 0 | 0 | 0 | 0 | 0
1987 | 4 | 29 | 0 | 0 | 0 | 0 | 0 | 0 | 0 | 0 | 0 | 0 | 0 | 0 | 0
1987 | 4 | 30 | 0 | 0 | 0 | 0 | 0 | 0 | 0 | 0 | 0 | 0 | 0 | 0 | 0
1987 | 5 | 1 | 0 | 0 | 0 | 0 | 0 | 0 | 0 | 0 | 0 | 0 | 0 | 0 | 0
1987 | 5 | 2 | 0 | 0 | 0 | 0 | 0 | 0 | 0 | 0 | 0 | 0 | 0 | 0 | 0
1987 | 5 | 3 | 0.68 | 0.68 | 0.63 | 0 | 0.68 | 0.63 | 0 | 0 | 0 | 0 | 0 | 0 | 0
1987 | 5 | 4 | 0.69 | 0.69 | 0.64 | 0 | 0.69 | 0.64 | 0 | 0 | 0 | 0 | 0 | 0 | 0
1987 | 5 | 5 | 0 | 0 | 0 | 0 | 0 | 0 | 0 | 0 | 0 | 0 | 0 | 0 | 0
1987 | 5 | 6 | 0 | 0 | 0 | 0 | 0 | 0 | 0 | 0 | 0 | 0 | 0 | 0 | 0
1987 | 5 | 7 | 0 | 0 | 0 | 0 | 0 | 0 | 0 | 0 | 0 | 0 | 0 | 0 | 0
1987 | 5 | 8 | 0.01 | 0.01 | 0 | 0 | 0.01 | 0 | 0 | 0 | 0 | 0 | 0 | 0 | 0
1987 | 5 | 9 | 0 | 0 | 0 | 0 | 0 | 0 | 0 | 0 | 0 | 0 | 0 | 0 | 0
1987 | 5 | 10 | 0 | 0 | 0 | 0 | 0 | 0 | 0 | 0 | 0 | 0 | 0 | 0 | 0
1987 | 5 | 11 | 0 | 0 | 0 | 0 | 0 | 0 | 0 | 0 | 0 | 0 | 0 | 0 | 0
1987 | 5 | 12 | 0.17 | 0.17 | 0.12 | 0 | 0.17 | 0.12 | 0 | 0 | 0 | 0 | 0 | 0 | 0
1987 | 5 | 13 | 0 | 0 | 0 | 0 | 0 | 0 | 0 | 0 | 0 | 0 | 0 | 0 | 0
1987 | 5 | 14 | 0 | 0 | 0 | 0 | 0 | 0 | 0 | 0 | 0 | 0 | 0 | 0 | 0
1987 | 5 | 15 | 0.3 | 0.3 | 0.25 | 0 | 0.3 | 0.25 | 0 | 0 | 0 | 0 | 0 | 0 | 0
1987 | 5 | 16 | 0 | 0 | 0 | 0 | 0 | 0 | 0 | 0 | 0 | 0 | 0 | 0 | 0
1987 | 5 | 17 | 0 | 0 | 0 | 0 | 0 | 0 | 0 | 0 | 0 | 0 | 0 | 0 | 0
1987 | 5 | 18 | 0 | 0 | 0 | 0 | 0 | 0 | 0 | 0 | 0 | 0 | 0 | 0 | 0
1987 | 5 | 19 | 0.11 | 0.11 | 0.06 | 0 | 0.11 | 0.06 | 0 | 0 | 0 | 0 | 0 | 0 | 0
1987 | 5 | 20 | 0.17 | 0.17 | 0.12 | 0 | 0.17 | 0.12 | 0 | 0 | 0 | 0 | 0 | 0 | 0
1987 | 5 | 21 | 0.06 | 0.06 | 0.01 | 0 | 0.06 | 0.01 | 0 | 0 | 0 | 0 | 0 | 0 | 0
1987 | 5 | 22 | 0 | 0 | 0 | 0 | 0 | 0 | 0 | 0 | 0 | 0 | 0 | 0 | 0
1987 | 5 | 23 | 0.35 | 0.35 | 0.3 | 0 | 0.35 | 0.3 | 0 | 0 | 0 | 0 | 0 | 0 | 0
1987 | 5 | 24 | 0 | 0 | 0 | 0 | 0 | 0 | 0 | 0 | 0 | 0 | 0 | 0 | 0
1987 | 5 | 25 | 0 | 0 | 0 | 0 | 0 | 0 | 0 | 0 | 0 | 0 | 0 | 0 | 0
1987 | 5 | 26 | 0 | 0 | 0 | 0 | 0 | 0 | 0 | 0 | 0 | 0 | 0 | 0 | 0
1987 | 5 | 27 | 0 | 0 | 0 | 0 | 0 | 0 | 0 | 0 | 0 | 0 | 0 | 0 | 0
1987 | 5 | 28 | 0 | 0 | 0 | 0 | 0 | 0 | 0 | 0 | 0 | 0 | 0 | 0 | 0
1987 | 5 | 29 | 0 | 0 | 0 | 0 | 0 | 0 | 0 | 0 | 0 | 0 | 0 | 0 | 0
1987 | 5 | 30 | 0 | 0 | 0 | 0 | 0 | 0 | 0 | 0 | 0 | 0 | 0 | 0 | 0
1987 | 5 | 31 | 0 | 0 | 0 | 0 | 0 | 0 | 0 | 0 | 0 | 0 | 0 | 0 | 0
1987 | 6 | 1 | 0.06 | 0.06 | 0.01 | 0 | 0.06 | 0.01 | 0 | 0 | 0 | 0 | 0 | 0 | 0
1987 | 6 | 2 | 0 | 0 | 0 | 0 | 0 | 0 | 0 | 0 | 0 | 0 | 0 | 0 | 0
1987 | 6 | 3 | 0.07 | 0.07 | 0.02 | 0 | 0.07 | 0.02 | 0 | 0 | 0 | 0 | 0 | 0 | 0
1987 | 6 | 4 | 0.78 | 0.78 | 0.73 | 0 | 0.78 | 0.73 | 0 | 0 | 0 | 0 | 0 | 0 | 0
1987 | 6 | 5 | 0 | 0 | 0 | 0 | 0 | 0 | 0 | 0 | 0 | 0 | 0 | 0 | 0
1987 | 6 | 6 | 0 | 0 | 0 | 0 | 0 | 0 | 0 | 0 | 0 | 0 | 0 | 0 | 0
1987 | 6 | 7 | 0 | 0 | 0 | 0 | 0 | 0 | 0 | 0 | 0 | 0 | 0 | 0 | 0
1987 | 6 | 8 | 0 | 0 | 0 | 0 | 0 | 0 | 0 | 0 | 0 | 0 | 0 | 0 | 0
1987 | 6 | 9 | 0 | 0 | 0 | 0 | 0 | 0 | 0 | 0 | 0 | 0 | 0 | 0 | 0
1987 | 6 | 10 | 0 | 0 | 0 | 0 | 0 | 0 | 0 | 0 | 0 | 0 | 0 | 0 | 0
1987 | 6 | 11 | 0 | 0 | 0 | 0 | 0 | 0 | 0 | 0 | 0 | 0 | 0 | 0 | 0
1987 | 6 | 12 | 0.35 | 0.35 | 0.3 | 0 | 0.35 | 0.3 | 0 | 0 | 0 | 0 | 0 | 0 | 0
1987 | 6 | 13 | 1.19 | 1 | 0.95 | 0 | 1 | 0.95 | 0 | 0 | 0 | 0 | 0 | 0 | 0
1987 | 6 | 14 | 0 | 0 | 0 | 0 | 0 | 0 | 0 | 0 | 0 | 0 | 0 | 0 | 0
1987 | 6 | 15 | 0 | 0 | 0 | 0 | 0 | 0 | 0 | 0 | 0 | 0 | 0 | 0 | 0
1987 | 6 | 16 | 0 | 0 | 0 | 0 | 0 | 0 | 0 | 0 | 0 | 0 | 0 | 0 | 0
1987 | 6 | 17 | 0 | 0 | 0 | 0 | 0 | 0 | 0 | 0 | 0 | 0 | 0 | 0 | 0
1987 | 6 | 18 | 0 | 0 | 0 | 0 | 0 | 0 | 0 | 0 | 0 | 0 | 0 | 0 | 0
1987 | 6 | 19 | 0 | 0 | 0 | 0 | 0 | 0 | 0 | 0 | 0 | 0 | 0 | 0 | 0
1987 | 6 | 20 | 0.19 | 0.19 | 0.14 | 0 | 0.19 | 0.14 | 0 | 0 | 0 | 0 | 0 | 0 | 0
1987 | 6 | 21 | 0.04 | 0.04 | 0 | 0 | 0.04 | 0 | 0 | 0 | 0 | 0 | 0 | 0 | 0
1987 | 6 | 22 | 0.29 | 0.29 | 0.24 | 0 | 0.29 | 0.24 | 0 | 0 | 0 | 0 | 0 | 0 | 0
1987 | 6 | 23 | 0 | 0 | 0 | 0 | 0 | 0 | 0 | 0 | 0 | 0 | 0 | 0 | 0
1987 | 6 | 24 | 0 | 0 | 0 | 0 | 0 | 0 | 0 | 0 | 0 | 0 | 0 | 0 | 0
1987 | 6 | 25 | 0 | 0 | 0 | 0 | 0 | 0 | 0 | 0 | 0 | 0 | 0 | 0 | 0
1987 | 6 | 26 | 0.91 | 0.91 | 0.86 | 0 | 0.91 | 0.86 | 0 | 0 | 0 | 0 | 0 | 0 | 0
1987 | 6 | 27 | 0.02 | 0.02 | 0 | 0 | 0.02 | 0 | 0 | 0 | 0 | 0 | 0 | 0 | 0
1987 | 6 | 28 | 0 | 0 | 0 | 0 | 0 | 0 | 0 | 0 | 0 | 0 | 0 | 0 | 0
1987 | 6 | 29 | 0 | 0 | 0 | 0 | 0 | 0 | 0 | 0 | 0 | 0 | 0 | 0 | 0
1987 | 6 | 30 | 0 | 0 | 0 | 0 | 0 | 0 | 0 | 0 | 0 | 0 | 0 | 0 | 0
1987 | 7 | 1 | 0.04 | 0.04 | 0 | 0 | 0.04 | 0 | 0 | 0 | 0 | 0 | 0 | 0 | 0
1987 | 7 | 2 | 0 | 0 | 0 | 0 | 0 | 0 | 0 | 0 | 0 | 0 | 0 | 0 | 0
1987 | 7 | 3 | 0 | 0 | 0 | 0 | 0 | 0 | 0 | 0 | 0 | 0 | 0 | 0 | 0
1987 | 7 | 4 | 0 | 0 | 0 | 0 | 0 | 0 | 0 | 0 | 0 | 0 | 0 | 0 | 0
1987 | 7 | 5 | 0 | 0 | 0 | 0 | 0 | 0 | 0 | 0 | 0 | 0 | 0 | 0 | 0
1987 | 7 | 6 | 0 | 0 | 0 | 0 | 0 | 0 | 0 | 0 | 0 | 0 | 0 | 0 | 0
1987 | 7 | 7 | 0 | 0 | 0 | 0 | 0 | 0 | 0 | 0 | 0 | 0 | 0 | 0 | 0
1987 | 7 | 8 | 0 | 0 | 0 | 0 | 0 | 0 | 0 | 0 | 0 | 0 | 0 | 0 | 0
1987 | 7 | 9 | 0.04 | 0.04 | 0 | 0 | 0.04 | 0 | 0 | 0 | 0 | 0 | 0 | 0 | 0
1987 | 7 | 10 | 0 | 0 | 0 | 0 | 0 | 0 | 0 | 0 | 0 | 0 | 0 | 0 | 0
1987 | 7 | 11 | 1.73 | 1 | 0.95 | 0 | 1 | 0.95 | 0 | 0 | 0 | 0 | 0 | 0 | 0
1987 | 7 | 12 | 0.01 | 0.01 | 0 | 0 | 0.01 | 0 | 0 | 0 | 0 | 0 | 0 | 0 | 0
1987 | 7 | 13 | 0 | 0 | 0 | 0 | 0 | 0 | 0 | 0 | 0 | 0 | 0 | 0 | 0
1987 | 7 | 14 | 0.08 | 0.08 | 0.03 | 0 | 0.08 | 0.03 | 0 | 0 | 0 | 0 | 0 | 0 | 0
1987 | 7 | 15 | 0 | 0 | 0 | 0 | 0 | 0 | 0 | 0 | 0 | 0 | 0 | 0 | 0
1987 | 7 | 16 | 0 | 0 | 0 | 0 | 0 | 0 | 0 | 0 | 0 | 0 | 0 | 0 | 0
1987 | 7 | 17 | 0 | 0 | 0 | 0 | 0 | 0 | 0 | 0 | 0 | 0 | 0 | 0 | 0
1987 | 7 | 18 | 0 | 0 | 0 | 0 | 0 | 0 | 0 | 0 | 0 | 0 | 0 | 0 | 0
1987 | 7 | 19 | 0 | 0 | 0 | 0 | 0 | 0 | 0 | 0 | 0 | 0 | 0 | 0 | 0
1987 | 7 | 20 | 0 | 0 | 0 | 0 | 0 | 0 | 0 | 0 | 0 | 0 | 0 | 0 | 0
1987 | 7 | 21 | 0 | 0 | 0 | 0 | 0 | 0 | 0 | 0 | 0 | 0 | 0 | 0 | 0
1987 | 7 | 22 | 0 | 0 | 0 | 0 | 0 | 0 | 0 | 0 | 0 | 0 | 0 | 0 | 0
1987 | 7 | 23 | 0 | 0 | 0 | 0 | 0 | 0 | 0 | 0 | 0 | 0 | 0 | 0 | 0
1987 | 7 | 24 | 0 | 0 | 0 | 0 | 0 | 0 | 0 | 0 | 0 | 0 | 0 | 0 | 0
1987 | 7 | 25 | 0.25 | 0.25 | 0.2 | 0 | 0.25 | 0.2 | 0 | 0 | 0 | 0 | 0 | 0 | 0
1987 | 7 | 26 | 0 | 0 | 0 | 0 | 0 | 0 | 0 | 0 | 0 | 0 | 0 | 0 | 0
1987 | 7 | 27 | 0.02 | 0.02 | 0 | 0 | 0.02 | 0 | 0 | 0 | 0 | 0 | 0 | 0 | 0
1987 | 7 | 28 | 0 | 0 | 0 | 0 | 0 | 0 | 0 | 0 | 0 | 0 | 0 | 0 | 0
1987 | 7 | 29 | 0 | 0 | 0 | 0 | 0 | 0 | 0 | 0 | 0 | 0 | 0 | 0 | 0
1987 | 7 | 30 | 0 | 0 | 0 | 0 | 0 | 0 | 0 | 0 | 0 | 0 | 0 | 0 | 0
1987 | 7 | 31 | 0.42 | 0.42 | 0.37 | 0 | 0.42 | 0.37 | 0 | 0 | 0 | 0 | 0 | 0 | 0
1987 | 8 | 1 | 0 | 0 | 0 | 0 | 0 | 0 | 0 | 0 | 0 | 0 | 0 | 0 | 0
1987 | 8 | 2 | 0 | 0 | 0 | 0 | 0 | 0 | 0 | 0 | 0 | 0 | 0 | 0 | 0
1987 | 8 | 3 | 0 | 0 | 0 | 0 | 0 | 0 | 0 | 0 | 0 | 0 | 0 | 0 | 0
1987 | 8 | 4 | 0 | 0 | 0 | 0 | 0 | 0 | 0 | 0 | 0 | 0 | 0 | 0 | 0
1987 | 8 | 5 | 1.13 | 1 | 0.95 | 0 | 1 | 0.95 | 0 | 0 | 0 | 0 | 0 | 0 | 0
1987 | 8 | 6 | 0 | 0 | 0 | 0 | 0 | 0 | 0 | 0 | 0 | 0 | 0 | 0 | 0
1987 | 8 | 7 | 0 | 0 | 0 | 0 | 0 | 0 | 0 | 0 | 0 | 0 | 0 | 0 | 0
1987 | 8 | 8 | 0 | 0 | 0 | 0 | 0 | 0 | 0 | 0 | 0 | 0 | 0 | 0 | 0
1987 | 8 | 9 | 0.02 | 0.02 | 0 | 0 | 0.02 | 0 | 0 | 0 | 0 | 0 | 0 | 0 | 0
1987 | 8 | 10 | 0 | 0 | 0 | 0 | 0 | 0 | 0 | 0 | 0 | 0 | 0 | 0 | 0
1987 | 8 | 11 | 0 | 0 | 0 | 0 | 0 | 0 | 0 | 0 | 0 | 0 | 0 | 0 | 0
1987 | 8 | 12 | 0 | 0 | 0 | 0 | 0 | 0 | 0 | 0 | 0 | 0 | 0 | 0 | 0
1987 | 8 | 13 | 0 | 0 | 0 | 0 | 0 | 0 | 0 | 0 | 0 | 0 | 0 | 0 | 0
1987 | 8 | 14 | 0 | 0 | 0 | 0 | 0 | 0 | 0 | 0 | 0 | 0 | 0 | 0 | 0
1987 | 8 | 15 | 0 | 0 | 0 | 0 | 0 | 0 | 0 | 0 | 0 | 0 | 0 | 0 | 0
1987 | 8 | 16 | 0.27 | 0.27 | 0.22 | 0 | 0.27 | 0.22 | 0 | 0 | 0 | 0 | 0 | 0 | 0
1987 | 8 | 17 | 0 | 0 | 0 | 0 | 0 | 0 | 0 | 0 | 0 | 0 | 0 | 0 | 0
1987 | 8 | 18 | 0 | 0 | 0 | 0 | 0 | 0 | 0 | 0 | 0 | 0 | 0 | 0 | 0
1987 | 8 | 19 | 0 | 0 | 0 | 0 | 0 | 0 | 0 | 0 | 0 | 0 | 0 | 0 | 0
1987 | 8 | 20 | 0 | 0 | 0 | 0 | 0 | 0 | 0 | 0 | 0 | 0 | 0 | 0 | 0
1987 | 8 | 21 | 0 | 0 | 0 | 0 | 0 | 0 | 0 | 0 | 0 | 0 | 0 | 0 | 0
1987 | 8 | 22 | 0.16 | 0.16 | 0.11 | 0 | 0.16 | 0.11 | 0 | 0 | 0 | 0 | 0 | 0 | 0
1987 | 8 | 23 | 0 | 0 | 0 | 0 | 0 | 0 | 0 | 0 | 0 | 0 | 0 | 0 | 0
1987 | 8 | 24 | 0 | 0 | 0 | 0 | 0 | 0 | 0 | 0 | 0 | 0 | 0 | 0 | 0
1987 | 8 | 25 | 0 | 0 | 0 | 0 | 0 | 0 | 0 | 0 | 0 | 0 | 0 | 0 | 0
1987 | 8 | 26 | 0 | 0 | 0 | 0 | 0 | 0 | 0 | 0 | 0 | 0 | 0 | 0 | 0
1987 | 8 | 27 | 0.16 | 0.16 | 0.11 | 0 | 0.16 | 0.11 | 0 | 0 | 0 | 0 | 0 | 0 | 0
1987 | 8 | 28 | 0.33 | 0.33 | 0.28 | 0 | 0.33 | 0.28 | 0 | 0 | 0 | 0 | 0 | 0 | 0
1987 | 8 | 29 | 0 | 0 | 0 | 0 | 0 | 0 | 0 | 0 | 0 | 0 | 0 | 0 | 0
1987 | 8 | 30 | 0 | 0 | 0 | 0 | 0 | 0 | 0 | 0 | 0 | 0 | 0 | 0 | 0
1987 | 8 | 31 | 0 | 0 | 0 | 0 | 0 | 0 | 0 | 0 | 0 | 0 | 0 | 0 | 0
1987 | 9 | 1 | 0 | 0 | 0 | 0 | 0 | 0 | 0 | 0 | 0 | 0 | 0 | 0 | 0
1987 | 9 | 2 | 0 | 0 | 0 | 0 | 0 | 0 | 0 | 0 | 0 | 0 | 0 | 0 | 0
1987 | 9 | 3 | 0 | 0 | 0 | 0 | 0 | 0 | 0 | 0 | 0 | 0 | 0 | 0 | 0
1987 | 9 | 4 | 0 | 0 | 0 | 0 | 0 | 0 | 0 | 0 | 0 | 0 | 0 | 0 | 0
1987 | 9 | 5 | 0.13 | 0.13 | 0.08 | 0 | 0.13 | 0.08 | 0 | 0 | 0 | 0 | 0 | 0 | 0
1987 | 9 | 6 | 0.64 | 0.64 | 0.59 | 0 | 0.64 | 0.59 | 0 | 0 | 0 | 0 | 0 | 0 | 0
1987 | 9 | 7 | 0 | 0 | 0 | 0 | 0 | 0 | 0 | 0 | 0 | 0 | 0 | 0 | 0
1987 | 9 | 8 | 0.68 | 0.68 | 0.63 | 0 | 0.68 | 0.63 | 0 | 0 | 0 | 0 | 0 | 0 | 0
1987 | 9 | 9 | 0 | 0 | 0 | 0 | 0 | 0 | 0 | 0 | 0 | 0 | 0 | 0 | 0
1987 | 9 | 10 | 0 | 0 | 0 | 0 | 0 | 0 | 0 | 0 | 0 | 0 | 0 | 0 | 0
1987 | 9 | 11 | 0.45 | 0.45 | 0.4 | 0 | 0.45 | 0.4 | 0 | 0 | 0 | 0 | 0 | 0 | 0
1987 | 9 | 12 | 2.13 | 1 | 0.95 | 0 | 1 | 0.95 | 0 | 0 | 0 | 0 | 0 | 0 | 0
1987 | 9 | 13 | 0.08 | 0.08 | 0.03 | 0 | 0.08 | 0.03 | 0 | 0 | 0 | 0 | 0 | 0 | 0
1987 | 9 | 14 | 0 | 0 | 0 | 0 | 0 | 0 | 0 | 0 | 0 | 0 | 0 | 0 | 0
1987 | 9 | 15 | 0 | 0 | 0 | 0 | 0 | 0 | 0 | 0 | 0 | 0 | 0 | 0 | 0
1987 | 9 | 16 | 0 | 0 | 0 | 0 | 0 | 0 | 0 | 0 | 0 | 0 | 0 | 0 | 0
1987 | 9 | 17 | 0.16 | 0.16 | 0.11 | 0 | 0.16 | 0.11 | 0 | 0 | 0 | 0 | 0 | 0 | 0
1987 | 9 | 18 | 0.01 | 0.01 | 0 | 0 | 0.01 | 0 | 0 | 0 | 0 | 0 | 0 | 0 | 0
1987 | 9 | 19 | 0.09 | 0.09 | 0.04 | 0 | 0.09 | 0.04 | 0 | 0 | 0 | 0 | 0 | 0 | 0
1987 | 9 | 20 | 0.35 | 0.35 | 0.3 | 0 | 0.35 | 0.3 | 0 | 0 | 0 | 0 | 0 | 0 | 0
1987 | 9 | 21 | 0 | 0 | 0 | 0 | 0 | 0 | 0 | 0 | 0 | 0 | 0 | 0 | 0
1987 | 9 | 22 | 0.02 | 0.02 | 0 | 0 | 0.02 | 0 | 0 | 0 | 0 | 0 | 0 | 0 | 0
1987 | 9 | 23 | 0 | 0 | 0 | 0 | 0 | 0 | 0 | 0 | 0 | 0 | 0 | 0 | 0
1987 | 9 | 24 | 0 | 0 | 0 | 0 | 0 | 0 | 0 | 0 | 0 | 0 | 0 | 0 | 0
1987 | 9 | 25 | 0 | 0 | 0 | 0 | 0 | 0 | 0 | 0 | 0 | 0 | 0 | 0 | 0
1987 | 9 | 26 | 0 | 0 | 0 | 0 | 0 | 0 | 0 | 0 | 0 | 0 | 0 | 0 | 0
1987 | 9 | 27 | 0 | 0 | 0 | 0 | 0 | 0 | 0 | 0 | 0 | 0 | 0 | 0 | 0
1987 | 9 | 28 | 0 | 0 | 0 | 0 | 0 | 0 | 0 | 0 | 0 | 0 | 0 | 0 | 0
1987 | 9 | 29 | 0 | 0 | 0 | 0 | 0 | 0 | 0 | 0 | 0 | 0 | 0 | 0 | 0
1987 | 9 | 30 | 0.37 | 0.37 | 0.32 | 0 | 0.37 | 0.32 | 0 | 0 | 0 | 0 | 0 | 0 | 0
1987 | 10 | 1 | 0 | 0 | 0 | 0 | 0 | 0 | 0 | 0 | 0 | 0 | 0 | 0 | 0
1987 | 10 | 2 | 0 | 0 | 0 | 0 | 0 | 0 | 0 | 0 | 0 | 0 | 0 | 0 | 0
1987 | 10 | 3 | 0.47 | 0.47 | 0.42 | 0 | 0.47 | 0.42 | 0 | 0 | 0 | 0 | 0 | 0 | 0
1987 | 10 | 4 | 0 | 0 | 0 | 0 | 0 | 0 | 0 | 0 | 0 | 0 | 0 | 0 | 0
1987 | 10 | 5 | 0 | 0 | 0 | 0 | 0 | 0 | 0 | 0 | 0 | 0 | 0 | 0 | 0
1987 | 10 | 6 | 0.39 | 0.39 | 0.34 | 0 | 0.39 | 0.34 | 0 | 0 | 0 | 0 | 0 | 0 | 0
1987 | 10 | 7 | 0 | 0 | 0 | 0 | 0 | 0 | 0 | 0 | 0 | 0 | 0 | 0 | 0
1987 | 10 | 8 | 0 | 0 | 0 | 0 | 0 | 0 | 0 | 0 | 0 | 0 | 0 | 0 | 0
1987 | 10 | 9 | 0 | 0 | 0 | 0 | 0 | 0 | 0 | 0 | 0 | 0 | 0 | 0 | 0
1987 | 10 | 10 | 0 | 0 | 0 | 0 | 0 | 0 | 0 | 0 | 0 | 0 | 0 | 0 | 0
1987 | 10 | 11 | 0 | 0 | 0 | 0 | 0 | 0 | 0 | 0 | 0 | 0 | 0 | 0 | 0
1987 | 10 | 12 | 0.02 | 0.02 | 0 | 0 | 0.02 | 0 | 0 | 0 | 0 | 0 | 0 | 0 | 0
1987 | 10 | 13 | 0 | 0 | 0 | 0 | 0 | 0 | 0 | 0 | 0 | 0 | 0 | 0 | 0
1987 | 10 | 14 | 0 | 0 | 0 | 0 | 0 | 0 | 0 | 0 | 0 | 0 | 0 | 0 | 0
1987 | 10 | 15 | 0 | 0 | 0 | 0 | 0 | 0 | 0 | 0 | 0 | 0 | 0 | 0 | 0
1987 | 10 | 16 | 0 | 0 | 0 | 0 | 0 | 0 | 0 | 0 | 0 | 0 | 0 | 0 | 0
1987 | 10 | 17 | 0 | 0 | 0 | 0 | 0 | 0 | 0 | 0 | 0 | 0 | 0 | 0 | 0
1987 | 10 | 18 | 0 | 0 | 0 | 0 | 0 | 0 | 0 | 0 | 0 | 0 | 0 | 0 | 0
1987 | 10 | 19 | 0 | 0 | 0 | 0 | 0 | 0 | 0 | 0 | 0 | 0 | 0 | 0 | 0
1987 | 10 | 20 | 0 | 0 | 0 | 0 | 0 | 0 | 0 | 0 | 0 | 0 | 0 | 0 | 0
1987 | 10 | 21 | 0.01 | 0.01 | 0 | 0 | 0.01 | 0 | 0 | 0 | 0 | 0 | 0 | 0 | 0
1987 | 10 | 22 | 0 | 0 | 0 | 0 | 0 | 0 | 0 | 0 | 0 | 0 | 0 | 0 | 0
1987 | 10 | 23 | 0 | 0 | 0 | 0 | 0 | 0 | 0 | 0 | 0 | 0 | 0 | 0 | 0
1987 | 10 | 24 | 0 | 0 | 0 | 0 | 0 | 0 | 0 | 0 | 0 | 0 | 0 | 0 | 0
1987 | 10 | 25 | 0 | 0 | 0 | 0 | 0 | 0 | 0 | 0 | 0 | 0 | 0 | 0 | 0
1987 | 10 | 26 | 0 | 0 | 0 | 0 | 0 | 0 | 0 | 0 | 0 | 0 | 0 | 0 | 0
1987 | 10 | 27 | 1.64 | 1 | 0.95 | 0 | 1 | 0.95 | 0 | 0 | 0 | 0 | 0 | 0 | 0
1987 | 10 | 28 | 0 | 0 | 0 | 0 | 0 | 0 | 0 | 0 | 0 | 0 | 0 | 0 | 0
1987 | 10 | 29 | 0 | 0 | 0 | 0 | 0 | 0 | 0 | 0 | 0 | 0 | 0 | 0 | 0
1987 | 10 | 30 | 0 | 0 | 0 | 0 | 0 | 0 | 0 | 0 | 0 | 0 | 0 | 0 | 0
1987 | 10 | 31 | 0 | 0 | 0 | 0 | 0 | 0 | 0 | 0 | 0 | 0 | 0 | 0 | 0
1987 | 11 | 1 | 0 | 0 | 0 | 0 | 0 | 0 | 0 | 0 | 0 | 0 | 0 | 0 | 0
1987 | 11 | 2 | 0 | 0 | 0 | 0 | 0 | 0 | 0 | 0 | 0 | 0 | 0 | 0 | 0
1987 | 11 | 3 | 0 | 0 | 0 | 0 | 0 | 0 | 0 | 0 | 0 | 0 | 0 | 0 | 0
1987 | 11 | 4 | 0 | 0 | 0 | 0 | 0 | 0 | 0 | 0 | 0 | 0 | 0 | 0 | 0
1987 | 11 | 5 | 0 | 0 | 0 | 0 | 0 | 0 | 0 | 0 | 0 | 0 | 0 | 0 | 0
1987 | 11 | 6 | 0 | 0 | 0 | 0 | 0 | 0 | 0 | 0 | 0 | 0 | 0 | 0 | 0
1987 | 11 | 7 | 0 | 0 | 0 | 0 | 0 | 0 | 0 | 0 | 0 | 0 | 0 | 0 | 0
1987 | 11 | 8 | 0 | 0 | 0 | 0 | 0 | 0 | 0 | 0 | 0 | 0 | 0 | 0 | 0
1987 | 11 | 9 | 0 | 0 | 0 | 0 | 0 | 0 | 0 | 0 | 0 | 0 | 0 | 0 | 0
1987 | 11 | 10 | 0.8 | 0.8 | 0.75 | 0 | 0.8 | 0.75 | 0 | 0 | 0 | 0 | 0 | 0 | 0
1987 | 11 | 11 | 1.46 | 1 | 0.95 | 0 | 1 | 0.95 | 0 | 0 | 0 | 0 | 0 | 0 | 0
1987 | 11 | 12 | 0 | 0 | 0 | 0 | 0 | 0 | 0 | 0 | 0 | 0 | 0 | 0 | 0
1987 | 11 | 13 | 0 | 0 | 0 | 0 | 0 | 0 | 0 | 0 | 0 | 0 | 0 | 0 | 0
1987 | 11 | 14 | 0 | 0 | 0 | 0 | 0 | 0 | 0 | 0 | 0 | 0 | 0 | 0 | 0
1987 | 11 | 15 | 0 | 0 | 0 | 0 | 0 | 0 | 0 | 0 | 0 | 0 | 0 | 0 | 0
1987 | 11 | 16 | 0 | 0 | 0 | 0 | 0 | 0 | 0 | 0 | 0 | 0 | 0 | 0 | 0
1987 | 11 | 17 | 0.23 | 0.23 | 0.18 | 0 | 0.23 | 0.18 | 0 | 0 | 0 | 0 | 0 | 0 | 0
1987 | 11 | 18 | 0 | 0 | 0 | 0 | 0 | 0 | 0 | 0 | 0 | 0 | 0 | 0 | 0
1987 | 11 | 19 | 0 | 0 | 0 | 0 | 0 | 0 | 0 | 0 | 0 | 0 | 0 | 0 | 0
1987 | 11 | 20 | 0 | 0 | 0 | 0 | 0 | 0 | 0 | 0 | 0 | 0 | 0 | 0 | 0
1987 | 11 | 21 | 0 | 0 | 0 | 0 | 0 | 0 | 0 | 0 | 0 | 0 | 0 | 0 | 0
1987 | 11 | 22 | 0 | 0 | 0 | 0 | 0 | 0 | 0 | 0 | 0 | 0 | 0 | 0 | 0
1987 | 11 | 23 | 0 | 0 | 0 | 0 | 0 | 0 | 0 | 0 | 0 | 0 | 0 | 0 | 0
1987 | 11 | 24 | 0 | 0 | 0 | 0 | 0 | 0 | 0 | 0 | 0 | 0 | 0 | 0 | 0
1987 | 11 | 25 | 0 | 0 | 0 | 0 | 0 | 0 | 0 | 0 | 0 | 0 | 0 | 0 | 0
1987 | 11 | 26 | 0 | 0 | 0 | 0 | 0 | 0 | 0 | 0 | 0 | 0 | 0 | 0 | 0
1987 | 11 | 27 | 0.21 | 0.21 | 0.16 | 0 | 0.21 | 0.16 | 0 | 0 | 0 | 0 | 0 | 0 | 0
1987 | 11 | 28 | 0.43 | 0.43 | 0.38 | 0 | 0.43 | 0.38 | 0 | 0 | 0 | 0 | 0 | 0 | 0
1987 | 11 | 29 | 1.36 | 1 | 0.95 | 0 | 1 | 0.95 | 0 | 0 | 0 | 0 | 0 | 0 | 0
1987 | 11 | 30 | 0 | 0 | 0 | 0 | 0 | 0 | 0 | 0 | 0 | 0 | 0 | 0 | 0
1987 | 12 | 1 | 0 | 0 | 0 | 0 | 0 | 0 | 0 | 0 | 0 | 0 | 0 | 0 | 0
1987 | 12 | 2 | 0 | 0 | 0 | 0 | 0 | 0 | 0 | 0 | 0 | 0 | 0 | 0 | 0
1987 | 12 | 3 | 0.02 | 0.02 | 0 | 0 | 0.02 | 0 | 0 | 0 | 0 | 0 | 0 | 0 | 0
1987 | 12 | 4 | 0.3 | 0.3 | 0.25 | 0 | 0.3 | 0.25 | 0 | 0 | 0 | 0 | 0 | 0 | 0
1987 | 12 | 5 | 0 | 0 | 0 | 0 | 0 | 0 | 0 | 0 | 0 | 0 | 0 | 0 | 0
1987 | 12 | 6 | 0 | 0 | 0 | 0 | 0 | 0 | 0 | 0 | 0 | 0 | 0 | 0 | 0
1987 | 12 | 7 | 0 | 0 | 0 | 0 | 0 | 0 | 0 | 0 | 0 | 0 | 0 | 0 | 0
1987 | 12 | 8 | 0 | 0 | 0 | 0 | 0 | 0 | 0 | 0 | 0 | 0 | 0 | 0 | 0
1987 | 12 | 9 | 0 | 0 | 0 | 0 | 0 | 0 | 0 | 0 | 0 | 0 | 0 | 0 | 0
1987 | 12 | 10 | 0.45 | 0.45 | 0.4 | 0 | 0.45 | 0.4 | 0 | 0 | 0 | 0 | 0 | 0 | 0
1987 | 12 | 11 | 0.07 | 0.07 | 0.02 | 0 | 0.07 | 0.02 | 0 | 0 | 0 | 0 | 0 | 0 | 0
1987 | 12 | 12 | 0 | 0 | 0 | 0 | 0 | 0 | 0 | 0 | 0 | 0 | 0 | 0 | 0
1987 | 12 | 13 | 0 | 0 | 0 | 0 | 0 | 0 | 0 | 0 | 0 | 0 | 0 | 0 | 0
1987 | 12 | 14 | 0.07 | 0.07 | 0.02 | 0 | 0.07 | 0.02 | 0 | 0 | 0 | 0 | 0 | 0 | 0
1987 | 12 | 15 | 0.58 | 0.58 | 0.53 | 0 | 0.58 | 0.53 | 0 | 0 | 0 | 0 | 0 | 0 | 0
1987 | 12 | 16 | 0 | 0 | 0 | 0 | 0 | 0 | 0 | 0 | 0 | 0 | 0 | 0 | 0
1987 | 12 | 17 | 0 | 0 | 0 | 0 | 0 | 0 | 0 | 0 | 0 | 0 | 0 | 0 | 0
1987 | 12 | 18 | 0 | 0 | 0 | 0 | 0 | 0 | 0 | 0 | 0 | 0 | 0 | 0 | 0
1987 | 12 | 19 | 0.02 | 0.02 | 0 | 0 | 0.02 | 0 | 0 | 0 | 0 | 0 | 0 | 0 | 0
1987 | 12 | 20 | 0.25 | 0.25 | 0.2 | 0 | 0.25 | 0.2 | 0 | 0 | 0 | 0 | 0 | 0 | 0
1987 | 12 | 21 | 0 | 0 | 0 | 0 | 0 | 0 | 0 | 0 | 0 | 0 | 0 | 0 | 0
1987 | 12 | 22 | 0.03 | 0.03 | 0 | 0 | 0.03 | 0 | 0 | 0 | 0 | 0 | 0 | 0 | 0
1987 | 12 | 23 | 0 | 0 | 0 | 0 | 0 | 0 | 0 | 0 | 0 | 0 | 0 | 0 | 0
1987 | 12 | 24 | 0 | 0 | 0 | 0 | 0 | 0 | 0 | 0 | 0 | 0 | 0 | 0 | 0
1987 | 12 | 25 | 0.17 | 0.17 | 0.12 | 0 | 0.17 | 0.12 | 0 | 0 | 0 | 0 | 0 | 0 | 0
1987 | 12 | 26 | 0.19 | 0.19 | 0.14 | 0 | 0.19 | 0.14 | 0 | 0 | 0 | 0 | 0 | 0 | 0
1987 | 12 | 27 | 0 | 0 | 0 | 0 | 0 | 0 | 0 | 0 | 0 | 0 | 0 | 0 | 0
1987 | 12 | 28 | 0.38 | 0.38 | 0.33 | 0 | 0.38 | 0.33 | 0 | 0 | 0 | 0 | 0 | 0 | 0
1987 | 12 | 29 | 0.04 | 0.04 | 0 | 0 | 0.04 | 0 | 0 | 0 | 0 | 0 | 0 | 0 | 0
1987 | 12 | 30 | 0 | 0 | 0 | 0 | 0 | 0 | 0 | 0 | 0 | 0 | 0 | 0 | 0
1987 | 12 | 31 | 0 | 0 | 0 | 0 | 0 | 0 | 0 | 0 | 0 | 0 | 0 | 0 | 0
1988 | 1 | 1 | 0 | 0 | 0 | 0 | 0 | 0 | 0 | 0 | 0 | 0 | 0 | 0 | 0
1988 | 1 | 2 | 0 | 0 | 0 | 0 | 0 | 0 | 0 | 0 | 0 | 0 | 0 | 0 | 0
1988 | 1 | 3 | 0.3 | 0.3 | 0.25 | 0 | 0.3 | 0.25 | 0 | 0 | 0 | 0 | 0 | 0 | 0
1988 | 1 | 4 | 0.11 | 0.11 | 0.06 | 0 | 0.11 | 0.06 | 0 | 0 | 0 | 0 | 0 | 0 | 0
1988 | 1 | 5 | 0 | 0 | 0 | 0 | 0 | 0 | 0 | 0 | 0 | 0 | 0 | 0 | 0
1988 | 1 | 6 | 0 | 0 | 0 | 0 | 0 | 0 | 0 | 0 | 0 | 0 | 0 | 0 | 0
1988 | 1 | 7 | 0.13 | 0.13 | 0.08 | 0 | 0.13 | 0.08 | 0 | 0 | 0 | 0 | 0 | 0 | 0
1988 | 1 | 8 | 0.44 | 0.44 | 0.39 | 0 | 0.44 | 0.39 | 0 | 0 | 0 | 0 | 0 | 0 | 0
1988 | 1 | 9 | 0 | 0 | 0 | 0 | 0 | 0 | 0 | 0 | 0 | 0 | 0 | 0 | 0
1988 | 1 | 10 | 0 | 0 | 0 | 0 | 0 | 0 | 0 | 0 | 0 | 0 | 0 | 0 | 0
1988 | 1 | 11 | 0 | 0 | 0 | 0 | 0 | 0 | 0 | 0 | 0 | 0 | 0 | 0 | 0
1988 | 1 | 12 | 0 | 0 | 0 | 0 | 0 | 0 | 0 | 0 | 0 | 0 | 0 | 0 | 0
1988 | 1 | 13 | 0 | 0 | 0 | 0 | 0 | 0 | 0 | 0 | 0 | 0 | 0 | 0 | 0
1988 | 1 | 14 | 0 | 0 | 0 | 0 | 0 | 0 | 0 | 0 | 0 | 0 | 0 | 0 | 0
1988 | 1 | 15 | 0 | 0 | 0 | 0 | 0 | 0 | 0 | 0 | 0 | 0 | 0 | 0 | 0
1988 | 1 | 16 | 0 | 0 | 0 | 0 | 0 | 0 | 0 | 0 | 0 | 0 | 0 | 0 | 0
1988 | 1 | 17 | 0.08 | 0.08 | 0.03 | 0 | 0.08 | 0.03 | 0 | 0 | 0 | 0 | 0 | 0 | 0
1988 | 1 | 18 | 0.21 | 0.21 | 0.16 | 0 | 0.21 | 0.16 | 0 | 0 | 0 | 0 | 0 | 0 | 0
1988 | 1 | 19 | 0.27 | 0.27 | 0.22 | 0 | 0.27 | 0.22 | 0 | 0 | 0 | 0 | 0 | 0 | 0
1988 | 1 | 20 | 1 | 1 | 0.95 | 0 | 1 | 0.95 | 0 | 0 | 0 | 0 | 0 | 0 | 0
1988 | 1 | 21 | 0 | 0 | 0 | 0 | 0 | 0 | 0 | 0 | 0 | 0 | 0 | 0 | 0
1988 | 1 | 22 | 0 | 0 | 0 | 0 | 0 | 0 | 0 | 0 | 0 | 0 | 0 | 0 | 0
1988 | 1 | 23 | 0 | 0 | 0 | 0 | 0 | 0 | 0 | 0 | 0 | 0 | 0 | 0 | 0
1988 | 1 | 24 | 0 | 0 | 0 | 0 | 0 | 0 | 0 | 0 | 0 | 0 | 0 | 0 | 0
1988 | 1 | 25 | 0.6 | 0.6 | 0.55 | 0 | 0.6 | 0.55 | 0 | 0 | 0 | 0 | 0 | 0 | 0
1988 | 1 | 26 | 0 | 0 | 0 | 0 | 0 | 0 | 0 | 0 | 0 | 0 | 0 | 0 | 0
1988 | 1 | 27 | 0 | 0 | 0 | 0 | 0 | 0 | 0 | 0 | 0 | 0 | 0 | 0 | 0
1988 | 1 | 28 | 0 | 0 | 0 | 0 | 0 | 0 | 0 | 0 | 0 | 0 | 0 | 0 | 0
1988 | 1 | 29 | 0 | 0 | 0 | 0 | 0 | 0 | 0 | 0 | 0 | 0 | 0 | 0 | 0
1988 | 1 | 30 | 0 | 0 | 0 | 0 | 0 | 0 | 0 | 0 | 0 | 0 | 0 | 0 | 0
1988 | 1 | 31 | 0 | 0 | 0 | 0 | 0 | 0 | 0 | 0 | 0 | 0 | 0 | 0 | 0
1988 | 2 | 1 | 0 | 0 | 0 | 0 | 0 | 0 | 0 | 0 | 0 | 0 | 0 | 0 | 0
1988 | 2 | 2 | 0.59 | 0.59 | 0.54 | 0 | 0.59 | 0.54 | 0 | 0 | 0 | 0 | 0 | 0 | 0
1988 | 2 | 3 | 0.09 | 0.09 | 0.04 | 0 | 0.09 | 0.04 | 0 | 0 | 0 | 0 | 0 | 0 | 0
1988 | 2 | 4 | 0.2 | 0.2 | 0.15 | 0 | 0.2 | 0.15 | 0 | 0 | 0 | 0 | 0 | 0 | 0
1988 | 2 | 5 | 0 | 0 | 0 | 0 | 0 | 0 | 0 | 0 | 0 | 0 | 0 | 0 | 0
1988 | 2 | 6 | 0 | 0 | 0 | 0 | 0 | 0 | 0 | 0 | 0 | 0 | 0 | 0 | 0
1988 | 2 | 7 | 0 | 0 | 0 | 0 | 0 | 0 | 0 | 0 | 0 | 0 | 0 | 0 | 0
1988 | 2 | 8 | 0 | 0 | 0 | 0 | 0 | 0 | 0 | 0 | 0 | 0 | 0 | 0 | 0
1988 | 2 | 9 | 0 | 0 | 0 | 0 | 0 | 0 | 0 | 0 | 0 | 0 | 0 | 0 | 0
1988 | 2 | 10 | 0 | 0 | 0 | 0 | 0 | 0 | 0 | 0 | 0 | 0 | 0 | 0 | 0
1988 | 2 | 11 | 0.73 | 0.73 | 0.68 | 0 | 0.73 | 0.68 | 0 | 0 | 0 | 0 | 0 | 0 | 0
1988 | 2 | 12 | 0.12 | 0.12 | 0.07 | 0 | 0.12 | 0.07 | 0 | 0 | 0 | 0 | 0 | 0 | 0
1988 | 2 | 13 | 0 | 0 | 0 | 0 | 0 | 0 | 0 | 0 | 0 | 0 | 0 | 0 | 0
1988 | 2 | 14 | 0 | 0 | 0 | 0 | 0 | 0 | 0 | 0 | 0 | 0 | 0 | 0 | 0
1988 | 2 | 15 | 0.32 | 0.32 | 0.27 | 0 | 0.32 | 0.27 | 0 | 0 | 0 | 0 | 0 | 0 | 0
1988 | 2 | 16 | 0.02 | 0.02 | 0 | 0 | 0.02 | 0 | 0 | 0 | 0 | 0 | 0 | 0 | 0
1988 | 2 | 17 | 0 | 0 | 0 | 0 | 0 | 0 | 0 | 0 | 0 | 0 | 0 | 0 | 0
1988 | 2 | 18 | 0 | 0 | 0 | 0 | 0 | 0 | 0 | 0 | 0 | 0 | 0 | 0 | 0
1988 | 2 | 19 | 0.37 | 0.37 | 0.32 | 0 | 0.37 | 0.32 | 0 | 0 | 0 | 0 | 0 | 0 | 0
1988 | 2 | 20 | 0 | 0 | 0 | 0 | 0 | 0 | 0 | 0 | 0 | 0 | 0 | 0 | 0
1988 | 2 | 21 | 0 | 0 | 0 | 0 | 0 | 0 | 0 | 0 | 0 | 0 | 0 | 0 | 0
1988 | 2 | 22 | 0 | 0 | 0 | 0 | 0 | 0 | 0 | 0 | 0 | 0 | 0 | 0 | 0
1988 | 2 | 23 | 0.05 | 0.05 | 0 | 0 | 0.05 | 0 | 0 | 0 | 0 | 0 | 0 | 0 | 0
1988 | 2 | 24 | 0 | 0 | 0 | 0 | 0 | 0 | 0 | 0 | 0 | 0 | 0 | 0 | 0
1988 | 2 | 25 | 0 | 0 | 0 | 0 | 0 | 0 | 0 | 0 | 0 | 0 | 0 | 0 | 0
1988 | 2 | 26 | 0 | 0 | 0 | 0 | 0 | 0 | 0 | 0 | 0 | 0 | 0 | 0 | 0
1988 | 2 | 27 | 0.01 | 0.01 | 0 | 0 | 0.01 | 0 | 0 | 0 | 0 | 0 | 0 | 0 | 0
1988 | 2 | 28 | 0.02 | 0.02 | 0 | 0 | 0.02 | 0 | 0 | 0 | 0 | 0 | 0 | 0 | 0
1988 | 2 | 29 | 0 | 0 | 0 | 0 | 0 | 0 | 0 | 0 | 0 | 0 | 0 | 0 | 0
1988 | 3 | 1 | 0 | 0 | 0 | 0 | 0 | 0 | 0 | 0 | 0 | 0 | 0 | 0 | 0
1988 | 3 | 2 | 0 | 0 | 0 | 0 | 0 | 0 | 0 | 0 | 0 | 0 | 0 | 0 | 0
1988 | 3 | 3 | 0.01 | 0.01 | 0 | 0 | 0.01 | 0 | 0 | 0 | 0 | 0 | 0 | 0 | 0
1988 | 3 | 4 | 0.73 | 0.73 | 0.68 | 0 | 0.73 | 0.68 | 0 | 0 | 0 | 0 | 0 | 0 | 0
1988 | 3 | 5 | 0 | 0 | 0 | 0 | 0 | 0 | 0 | 0 | 0 | 0 | 0 | 0 | 0
1988 | 3 | 6 | 0 | 0 | 0 | 0 | 0 | 0 | 0 | 0 | 0 | 0 | 0 | 0 | 0
1988 | 3 | 7 | 0 | 0 | 0 | 0 | 0 | 0 | 0 | 0 | 0 | 0 | 0 | 0 | 0
1988 | 3 | 8 | 0 | 0 | 0 | 0 | 0 | 0 | 0 | 0 | 0 | 0 | 0 | 0 | 0
1988 | 3 | 9 | 0.02 | 0.02 | 0 | 0 | 0.02 | 0 | 0 | 0 | 0 | 0 | 0 | 0 | 0
1988 | 3 | 10 | 0.02 | 0.02 | 0 | 0 | 0.02 | 0 | 0 | 0 | 0 | 0 | 0 | 0 | 0
1988 | 3 | 11 | 0 | 0 | 0 | 0 | 0 | 0 | 0 | 0 | 0 | 0 | 0 | 0 | 0
1988 | 3 | 12 | 0 | 0 | 0 | 0 | 0 | 0 | 0 | 0 | 0 | 0 | 0 | 0 | 0
1988 | 3 | 13 | 0.1 | 0.1 | 0.05 | 0 | 0.1 | 0.05 | 0 | 0 | 0 | 0 | 0 | 0 | 0
1988 | 3 | 14 | 0 | 0 | 0 | 0 | 0 | 0 | 0 | 0 | 0 | 0 | 0 | 0 | 0
1988 | 3 | 15 | 0 | 0 | 0 | 0 | 0 | 0 | 0 | 0 | 0 | 0 | 0 | 0 | 0
1988 | 3 | 16 | 0 | 0 | 0 | 0 | 0 | 0 | 0 | 0 | 0 | 0 | 0 | 0 | 0
1988 | 3 | 17 | 0 | 0 | 0 | 0 | 0 | 0 | 0 | 0 | 0 | 0 | 0 | 0 | 0
1988 | 3 | 18 | 0 | 0 | 0 | 0 | 0 | 0 | 0 | 0 | 0 | 0 | 0 | 0 | 0
1988 | 3 | 19 | 0 | 0 | 0 | 0 | 0 | 0 | 0 | 0 | 0 | 0 | 0 | 0 | 0
1988 | 3 | 20 | 0.01 | 0.01 | 0 | 0 | 0.01 | 0 | 0 | 0 | 0 | 0 | 0 | 0 | 0
1988 | 3 | 21 | 0.04 | 0.04 | 0 | 0 | 0.04 | 0 | 0 | 0 | 0 | 0 | 0 | 0 | 0
1988 | 3 | 22 | 0 | 0 | 0 | 0 | 0 | 0 | 0 | 0 | 0 | 0 | 0 | 0 | 0
1988 | 3 | 23 | 0 | 0 | 0 | 0 | 0 | 0 | 0 | 0 | 0 | 0 | 0 | 0 | 0
1988 | 3 | 24 | 0 | 0 | 0 | 0 | 0 | 0 | 0 | 0 | 0 | 0 | 0 | 0 | 0
1988 | 3 | 25 | 0 | 0 | 0 | 0 | 0 | 0 | 0 | 0 | 0 | 0 | 0 | 0 | 0
1988 | 3 | 26 | 1.34 | 1 | 0.95 | 0 | 1 | 0.95 | 0 | 0 | 0 | 0 | 0 | 0 | 0
1988 | 3 | 27 | 0 | 0 | 0 | 0 | 0 | 0 | 0 | 0 | 0 | 0 | 0 | 0 | 0
1988 | 3 | 28 | 0 | 0 | 0 | 0 | 0 | 0 | 0 | 0 | 0 | 0 | 0 | 0 | 0
1988 | 3 | 29 | 0 | 0 | 0 | 0 | 0 | 0 | 0 | 0 | 0 | 0 | 0 | 0 | 0
1988 | 3 | 30 | 0 | 0 | 0 | 0 | 0 | 0 | 0 | 0 | 0 | 0 | 0 | 0 | 0
1988 | 3 | 31 | 0 | 0 | 0 | 0 | 0 | 0 | 0 | 0 | 0 | 0 | 0 | 0 | 0
1988 | 4 | 1 | 0 | 0 | 0 | 0 | 0 | 0 | 0 | 0 | 0 | 0 | 0 | 0 | 0
1988 | 4 | 2 | 0 | 0 | 0 | 0 | 0 | 0 | 0 | 0 | 0 | 0 | 0 | 0 | 0
1988 | 4 | 3 | 0 | 0 | 0 | 0 | 0 | 0 | 0 | 0 | 0 | 0 | 0 | 0 | 0
1988 | 4 | 4 | 0.02 | 0.02 | 0 | 0 | 0.02 | 0 | 0 | 0 | 0 | 0 | 0 | 0 | 0
1988 | 4 | 5 | 0 | 0 | 0 | 0 | 0 | 0 | 0 | 0 | 0 | 0 | 0 | 0 | 0
1988 | 4 | 6 | 0.01 | 0.01 | 0 | 0 | 0.01 | 0 | 0 | 0 | 0 | 0 | 0 | 0 | 0
1988 | 4 | 7 | 1.04 | 1 | 0.95 | 0 | 1 | 0.95 | 0 | 0 | 0 | 0 | 0 | 0 | 0
1988 | 4 | 8 | 0.08 | 0.08 | 0.03 | 0 | 0.08 | 0.03 | 0 | 0 | 0 | 0 | 0 | 0 | 0
1988 | 4 | 9 | 0.01 | 0.01 | 0 | 0 | 0.01 | 0 | 0 | 0 | 0 | 0 | 0 | 0 | 0
1988 | 4 | 10 | 0 | 0 | 0 | 0 | 0 | 0 | 0 | 0 | 0 | 0 | 0 | 0 | 0
1988 | 4 | 11 | 0 | 0 | 0 | 0 | 0 | 0 | 0 | 0 | 0 | 0 | 0 | 0 | 0
1988 | 4 | 12 | 0 | 0 | 0 | 0 | 0 | 0 | 0 | 0 | 0 | 0 | 0 | 0 | 0
1988 | 4 | 13 | 0 | 0 | 0 | 0 | 0 | 0 | 0 | 0 | 0 | 0 | 0 | 0 | 0
1988 | 4 | 14 | 0 | 0 | 0 | 0 | 0 | 0 | 0 | 0 | 0 | 0 | 0 | 0 | 0
1988 | 4 | 15 | 0.01 | 0.01 | 0 | 0 | 0.01 | 0 | 0 | 0 | 0 | 0 | 0 | 0 | 0
1988 | 4 | 16 | 0 | 0 | 0 | 0 | 0 | 0 | 0 | 0 | 0 | 0 | 0 | 0 | 0
1988 | 4 | 17 | 0 | 0 | 0 | 0 | 0 | 0 | 0 | 0 | 0 | 0 | 0 | 0 | 0
1988 | 4 | 18 | 0.07 | 0.07 | 0.02 | 0 | 0.07 | 0.02 | 0 | 0 | 0 | 0 | 0 | 0 | 0
1988 | 4 | 19 | 0 | 0 | 0 | 0 | 0 | 0 | 0 | 0 | 0 | 0 | 0 | 0 | 0
1988 | 4 | 20 | 0 | 0 | 0 | 0 | 0 | 0 | 0 | 0 | 0 | 0 | 0 | 0 | 0
1988 | 4 | 21 | 0 | 0 | 0 | 0 | 0 | 0 | 0 | 0 | 0 | 0 | 0 | 0 | 0
1988 | 4 | 22 | 0 | 0 | 0 | 0 | 0 | 0 | 0 | 0 | 0 | 0 | 0 | 0 | 0
1988 | 4 | 23 | 0.04 | 0.04 | 0 | 0 | 0.04 | 0 | 0 | 0 | 0 | 0 | 0 | 0 | 0
1988 | 4 | 24 | 0 | 0 | 0 | 0 | 0 | 0 | 0 | 0 | 0 | 0 | 0 | 0 | 0
1988 | 4 | 25 | 0 | 0 | 0 | 0 | 0 | 0 | 0 | 0 | 0 | 0 | 0 | 0 | 0
1988 | 4 | 26 | 0 | 0 | 0 | 0 | 0 | 0 | 0 | 0 | 0 | 0 | 0 | 0 | 0
1988 | 4 | 27 | 0.68 | 0.68 | 0.63 | 0 | 0.68 | 0.63 | 0 | 0 | 0 | 0 | 0 | 0 | 0
1988 | 4 | 28 | 0.03 | 0.03 | 0 | 0 | 0.03 | 0 | 0 | 0 | 0 | 0 | 0 | 0 | 0
1988 | 4 | 29 | 0 | 0 | 0 | 0 | 0 | 0 | 0 | 0 | 0 | 0 | 0 | 0 | 0
1988 | 4 | 30 | 0.01 | 0.01 | 0 | 0 | 0.01 | 0 | 0 | 0 | 0 | 0 | 0 | 0 | 0
1988 | 5 | 1 | 0 | 0 | 0 | 0 | 0 | 0 | 0 | 0 | 0 | 0 | 0 | 0 | 0
1988 | 5 | 2 | 0 | 0 | 0 | 0 | 0 | 0 | 0 | 0 | 0 | 0 | 0 | 0 | 0
1988 | 5 | 3 | 0.02 | 0.02 | 0 | 0 | 0.02 | 0 | 0 | 0 | 0 | 0 | 0 | 0 | 0
1988 | 5 | 4 | 0.03 | 0.03 | 0 | 0 | 0.03 | 0 | 0 | 0 | 0 | 0 | 0 | 0 | 0
1988 | 5 | 5 | 0.68 | 0.68 | 0.63 | 0 | 0.68 | 0.63 | 0 | 0 | 0 | 0 | 0 | 0 | 0
1988 | 5 | 6 | 0.48 | 0.48 | 0.43 | 0 | 0.48 | 0.43 | 0 | 0 | 0 | 0 | 0 | 0 | 0
1988 | 5 | 7 | 0 | 0 | 0 | 0 | 0 | 0 | 0 | 0 | 0 | 0 | 0 | 0 | 0
1988 | 5 | 8 | 0 | 0 | 0 | 0 | 0 | 0 | 0 | 0 | 0 | 0 | 0 | 0 | 0
1988 | 5 | 9 | 0.06 | 0.06 | 0.01 | 0 | 0.06 | 0.01 | 0 | 0 | 0 | 0 | 0 | 0 | 0
1988 | 5 | 10 | 0.1 | 0.1 | 0.05 | 0 | 0.1 | 0.05 | 0 | 0 | 0 | 0 | 0 | 0 | 0
1988 | 5 | 11 | 0.04 | 0.04 | 0 | 0 | 0.04 | 0 | 0 | 0 | 0 | 0 | 0 | 0 | 0
1988 | 5 | 12 | 0 | 0 | 0 | 0 | 0 | 0 | 0 | 0 | 0 | 0 | 0 | 0 | 0
1988 | 5 | 13 | 0 | 0 | 0 | 0 | 0 | 0 | 0 | 0 | 0 | 0 | 0 | 0 | 0
1988 | 5 | 14 | 0 | 0 | 0 | 0 | 0 | 0 | 0 | 0 | 0 | 0 | 0 | 0 | 0
1988 | 5 | 15 | 0 | 0 | 0 | 0 | 0 | 0 | 0 | 0 | 0 | 0 | 0 | 0 | 0
1988 | 5 | 16 | 1.33 | 1 | 0.95 | 0 | 1 | 0.95 | 0 | 0 | 0 | 0 | 0 | 0 | 0
1988 | 5 | 17 | 1.02 | 1 | 0.95 | 0 | 1 | 0.95 | 0 | 0 | 0 | 0 | 0 | 0 | 0
1988 | 5 | 18 | 0.15 | 0.15 | 0.1 | 0 | 0.15 | 0.1 | 0 | 0 | 0 | 0 | 0 | 0 | 0
1988 | 5 | 19 | 0.04 | 0.04 | 0 | 0 | 0.04 | 0 | 0 | 0 | 0 | 0 | 0 | 0 | 0
1988 | 5 | 20 | 0.02 | 0.02 | 0 | 0 | 0.02 | 0 | 0 | 0 | 0 | 0 | 0 | 0 | 0
1988 | 5 | 21 | 0 | 0 | 0 | 0 | 0 | 0 | 0 | 0 | 0 | 0 | 0 | 0 | 0
1988 | 5 | 22 | 0 | 0 | 0 | 0 | 0 | 0 | 0 | 0 | 0 | 0 | 0 | 0 | 0
1988 | 5 | 23 | 0.01 | 0.01 | 0 | 0 | 0.01 | 0 | 0 | 0 | 0 | 0 | 0 | 0 | 0
1988 | 5 | 24 | 0.41 | 0.41 | 0.36 | 0 | 0.41 | 0.36 | 0 | 0 | 0 | 0 | 0 | 0 | 0
1988 | 5 | 25 | 0.11 | 0.11 | 0.06 | 0 | 0.11 | 0.06 | 0 | 0 | 0 | 0 | 0 | 0 | 0
1988 | 5 | 26 | 0 | 0 | 0 | 0 | 0 | 0 | 0 | 0 | 0 | 0 | 0 | 0 | 0
1988 | 5 | 27 | 0 | 0 | 0 | 0 | 0 | 0 | 0 | 0 | 0 | 0 | 0 | 0 | 0
1988 | 5 | 28 | 0 | 0 | 0 | 0 | 0 | 0 | 0 | 0 | 0 | 0 | 0 | 0 | 0
1988 | 5 | 29 | 0 | 0 | 0 | 0 | 0 | 0 | 0 | 0 | 0 | 0 | 0 | 0 | 0
1988 | 5 | 30 | 0 | 0 | 0 | 0 | 0 | 0 | 0 | 0 | 0 | 0 | 0 | 0 | 0
1988 | 5 | 31 | 0 | 0 | 0 | 0 | 0 | 0 | 0 | 0 | 0 | 0 | 0 | 0 | 0
1988 | 6 | 1 | 0 | 0 | 0 | 0 | 0 | 0 | 0 | 0 | 0 | 0 | 0 | 0 | 0
1988 | 6 | 2 | 0.07 | 0.07 | 0.02 | 0 | 0.07 | 0.02 | 0 | 0 | 0 | 0 | 0 | 0 | 0
1988 | 6 | 3 | 0 | 0 | 0 | 0 | 0 | 0 | 0 | 0 | 0 | 0 | 0 | 0 | 0
1988 | 6 | 4 | 0 | 0 | 0 | 0 | 0 | 0 | 0 | 0 | 0 | 0 | 0 | 0 | 0
1988 | 6 | 5 | 0 | 0 | 0 | 0 | 0 | 0 | 0 | 0 | 0 | 0 | 0 | 0 | 0
1988 | 6 | 6 | 0 | 0 | 0 | 0 | 0 | 0 | 0 | 0 | 0 | 0 | 0 | 0 | 0
1988 | 6 | 7 | 0 | 0 | 0 | 0 | 0 | 0 | 0 | 0 | 0 | 0 | 0 | 0 | 0
1988 | 6 | 8 | 0.7 | 0.7 | 0.65 | 0 | 0.7 | 0.65 | 0 | 0 | 0 | 0 | 0 | 0 | 0
1988 | 6 | 9 | 0.17 | 0.17 | 0.12 | 0 | 0.17 | 0.12 | 0 | 0 | 0 | 0 | 0 | 0 | 0
1988 | 6 | 10 | 0 | 0 | 0 | 0 | 0 | 0 | 0 | 0 | 0 | 0 | 0 | 0 | 0
1988 | 6 | 11 | 0 | 0 | 0 | 0 | 0 | 0 | 0 | 0 | 0 | 0 | 0 | 0 | 0
1988 | 6 | 12 | 0 | 0 | 0 | 0 | 0 | 0 | 0 | 0 | 0 | 0 | 0 | 0 | 0
1988 | 6 | 13 | 0 | 0 | 0 | 0 | 0 | 0 | 0 | 0 | 0 | 0 | 0 | 0 | 0
1988 | 6 | 14 | 0 | 0 | 0 | 0 | 0 | 0 | 0 | 0 | 0 | 0 | 0 | 0 | 0
1988 | 6 | 15 | 0 | 0 | 0 | 0 | 0 | 0 | 0 | 0 | 0 | 0 | 0 | 0 | 0
1988 | 6 | 16 | 0 | 0 | 0 | 0 | 0 | 0 | 0 | 0 | 0 | 0 | 0 | 0 | 0
1988 | 6 | 17 | 0.01 | 0.01 | 0 | 0 | 0.01 | 0 | 0 | 0 | 0 | 0 | 0 | 0 | 0
1988 | 6 | 18 | 0 | 0 | 0 | 0 | 0 | 0 | 0 | 0 | 0 | 0 | 0 | 0 | 0
1988 | 6 | 19 | 0 | 0 | 0 | 0 | 0 | 0 | 0 | 0 | 0 | 0 | 0 | 0 | 0
1988 | 6 | 20 | 0 | 0 | 0 | 0 | 0 | 0 | 0 | 0 | 0 | 0 | 0 | 0 | 0
1988 | 6 | 21 | 0 | 0 | 0 | 0 | 0 | 0 | 0 | 0 | 0 | 0 | 0 | 0 | 0
1988 | 6 | 22 | 0 | 0 | 0 | 0 | 0 | 0 | 0 | 0 | 0 | 0 | 0 | 0 | 0
1988 | 6 | 23 | 0 | 0 | 0 | 0 | 0 | 0 | 0 | 0 | 0 | 0 | 0 | 0 | 0
1988 | 6 | 24 | 0 | 0 | 0 | 0 | 0 | 0 | 0 | 0 | 0 | 0 | 0 | 0 | 0
1988 | 6 | 25 | 0 | 0 | 0 | 0 | 0 | 0 | 0 | 0 | 0 | 0 | 0 | 0 | 0
1988 | 6 | 26 | 0 | 0 | 0 | 0 | 0 | 0 | 0 | 0 | 0 | 0 | 0 | 0 | 0
1988 | 6 | 27 | 0 | 0 | 0 | 0 | 0 | 0 | 0 | 0 | 0 | 0 | 0 | 0 | 0
1988 | 6 | 28 | 0 | 0 | 0 | 0 | 0 | 0 | 0 | 0 | 0 | 0 | 0 | 0 | 0
1988 | 6 | 29 | 0 | 0 | 0 | 0 | 0 | 0 | 0 | 0 | 0 | 0 | 0 | 0 | 0
1988 | 6 | 30 | 0 | 0 | 0 | 0 | 0 | 0 | 0 | 0 | 0 | 0 | 0 | 0 | 0
1988 | 7 | 1 | 0 | 0 | 0 | 0 | 0 | 0 | 0 | 0 | 0 | 0 | 0 | 0 | 0
1988 | 7 | 2 | 0 | 0 | 0 | 0 | 0 | 0 | 0 | 0 | 0 | 0 | 0 | 0 | 0
1988 | 7 | 3 | 0 | 0 | 0 | 0 | 0 | 0 | 0 | 0 | 0 | 0 | 0 | 0 | 0
1988 | 7 | 4 | 0 | 0 | 0 | 0 | 0 | 0 | 0 | 0 | 0 | 0 | 0 | 0 | 0
1988 | 7 | 5 | 0 | 0 | 0 | 0 | 0 | 0 | 0 | 0 | 0 | 0 | 0 | 0 | 0
1988 | 7 | 6 | 0 | 0 | 0 | 0 | 0 | 0 | 0 | 0 | 0 | 0 | 0 | 0 | 0
1988 | 7 | 7 | 0 | 0 | 0 | 0 | 0 | 0 | 0 | 0 | 0 | 0 | 0 | 0 | 0
1988 | 7 | 8 | 0 | 0 | 0 | 0 | 0 | 0 | 0 | 0 | 0 | 0 | 0 | 0 | 0
1988 | 7 | 9 | 0 | 0 | 0 | 0 | 0 | 0 | 0 | 0 | 0 | 0 | 0 | 0 | 0
1988 | 7 | 10 | 0 | 0 | 0 | 0 | 0 | 0 | 0 | 0 | 0 | 0 | 0 | 0 | 0
1988 | 7 | 11 | 0.01 | 0.01 | 0 | 0 | 0.01 | 0 | 0 | 0 | 0 | 0 | 0 | 0 | 0
1988 | 7 | 12 | 0.1 | 0.1 | 0.05 | 0 | 0.1 | 0.05 | 0 | 0 | 0 | 0 | 0 | 0 | 0
1988 | 7 | 13 | 0 | 0 | 0 | 0 | 0 | 0 | 0 | 0 | 0 | 0 | 0 | 0 | 0
1988 | 7 | 14 | 0 | 0 | 0 | 0 | 0 | 0 | 0 | 0 | 0 | 0 | 0 | 0 | 0
1988 | 7 | 15 | 0 | 0 | 0 | 0 | 0 | 0 | 0 | 0 | 0 | 0 | 0 | 0 | 0
1988 | 7 | 16 | 0 | 0 | 0 | 0 | 0 | 0 | 0 | 0 | 0 | 0 | 0 | 0 | 0
1988 | 7 | 17 | 0.29 | 0.29 | 0.24 | 0 | 0.29 | 0.24 | 0 | 0 | 0 | 0 | 0 | 0 | 0
1988 | 7 | 18 | 0 | 0 | 0 | 0 | 0 | 0 | 0 | 0 | 0 | 0 | 0 | 0 | 0
1988 | 7 | 19 | 0.11 | 0.11 | 0.06 | 0 | 0.11 | 0.06 | 0 | 0 | 0 | 0 | 0 | 0 | 0
1988 | 7 | 20 | 0.64 | 0.64 | 0.59 | 0 | 0.64 | 0.59 | 0 | 0 | 0 | 0 | 0 | 0 | 0
1988 | 7 | 21 | 1.19 | 1 | 0.95 | 0 | 1 | 0.95 | 0 | 0 | 0 | 0 | 0 | 0 | 0
1988 | 7 | 22 | 0.01 | 0.01 | 0 | 0 | 0.01 | 0 | 0 | 0 | 0 | 0 | 0 | 0 | 0
1988 | 7 | 23 | 0.33 | 0.33 | 0.28 | 0 | 0.33 | 0.28 | 0 | 0 | 0 | 0 | 0 | 0 | 0
1988 | 7 | 24 | 0 | 0 | 0 | 0 | 0 | 0 | 0 | 0 | 0 | 0 | 0 | 0 | 0
1988 | 7 | 25 | 0 | 0 | 0 | 0 | 0 | 0 | 0 | 0 | 0 | 0 | 0 | 0 | 0
1988 | 7 | 26 | 1.01 | 1 | 0.95 | 0 | 1 | 0.95 | 0 | 0 | 0 | 0 | 0 | 0 | 0
1988 | 7 | 27 | 0.05 | 0.05 | 0 | 0 | 0.05 | 0 | 0 | 0 | 0 | 0 | 0 | 0 | 0
1988 | 7 | 28 | 0 | 0 | 0 | 0 | 0 | 0 | 0 | 0 | 0 | 0 | 0 | 0 | 0
1988 | 7 | 29 | 0 | 0 | 0 | 0 | 0 | 0 | 0 | 0 | 0 | 0 | 0 | 0 | 0
1988 | 7 | 30 | 0 | 0 | 0 | 0 | 0 | 0 | 0 | 0 | 0 | 0 | 0 | 0 | 0
1988 | 7 | 31 | 0 | 0 | 0 | 0 | 0 | 0 | 0 | 0 | 0 | 0 | 0 | 0 | 0
1988 | 8 | 1 | 0 | 0 | 0 | 0 | 0 | 0 | 0 | 0 | 0 | 0 | 0 | 0 | 0
1988 | 8 | 2 | 0 | 0 | 0 | 0 | 0 | 0 | 0 | 0 | 0 | 0 | 0 | 0 | 0
1988 | 8 | 3 | 0 | 0 | 0 | 0 | 0 | 0 | 0 | 0 | 0 | 0 | 0 | 0 | 0
1988 | 8 | 4 | 0 | 0 | 0 | 0 | 0 | 0 | 0 | 0 | 0 | 0 | 0 | 0 | 0
1988 | 8 | 5 | 0 | 0 | 0 | 0 | 0 | 0 | 0 | 0 | 0 | 0 | 0 | 0 | 0
1988 | 8 | 6 | 0.05 | 0.05 | 0 | 0 | 0.05 | 0 | 0 | 0 | 0 | 0 | 0 | 0 | 0
1988 | 8 | 7 | 0 | 0 | 0 | 0 | 0 | 0 | 0 | 0 | 0 | 0 | 0 | 0 | 0
1988 | 8 | 8 | 0 | 0 | 0 | 0 | 0 | 0 | 0 | 0 | 0 | 0 | 0 | 0 | 0
1988 | 8 | 9 | 0 | 0 | 0 | 0 | 0 | 0 | 0 | 0 | 0 | 0 | 0 | 0 | 0
1988 | 8 | 10 | 0 | 0 | 0 | 0 | 0 | 0 | 0 | 0 | 0 | 0 | 0 | 0 | 0
1988 | 8 | 11 | 0 | 0 | 0 | 0 | 0 | 0 | 0 | 0 | 0 | 0 | 0 | 0 | 0
1988 | 8 | 12 | 0 | 0 | 0 | 0 | 0 | 0 | 0 | 0 | 0 | 0 | 0 | 0 | 0
1988 | 8 | 13 | 0 | 0 | 0 | 0 | 0 | 0 | 0 | 0 | 0 | 0 | 0 | 0 | 0
1988 | 8 | 14 | 0 | 0 | 0 | 0 | 0 | 0 | 0 | 0 | 0 | 0 | 0 | 0 | 0
1988 | 8 | 15 | 0.26 | 0.26 | 0.21 | 0 | 0.26 | 0.21 | 0 | 0 | 0 | 0 | 0 | 0 | 0
1988 | 8 | 16 | 0 | 0 | 0 | 0 | 0 | 0 | 0 | 0 | 0 | 0 | 0 | 0 | 0
1988 | 8 | 17 | 0.02 | 0.02 | 0 | 0 | 0.02 | 0 | 0 | 0 | 0 | 0 | 0 | 0 | 0
1988 | 8 | 18 | 0.01 | 0.01 | 0 | 0 | 0.01 | 0 | 0 | 0 | 0 | 0 | 0 | 0 | 0
1988 | 8 | 19 | 0.09 | 0.09 | 0.04 | 0 | 0.09 | 0.04 | 0 | 0 | 0 | 0 | 0 | 0 | 0
1988 | 8 | 20 | 1.04 | 1 | 0.95 | 0 | 1 | 0.95 | 0 | 0 | 0 | 0 | 0 | 0 | 0
1988 | 8 | 21 | 0 | 0 | 0 | 0 | 0 | 0 | 0 | 0 | 0 | 0 | 0 | 0 | 0
1988 | 8 | 22 | 0 | 0 | 0 | 0 | 0 | 0 | 0 | 0 | 0 | 0 | 0 | 0 | 0
1988 | 8 | 23 | 0.03 | 0.03 | 0 | 0 | 0.03 | 0 | 0 | 0 | 0 | 0 | 0 | 0 | 0
1988 | 8 | 24 | 0.04 | 0.04 | 0 | 0 | 0.04 | 0 | 0 | 0 | 0 | 0 | 0 | 0 | 0
1988 | 8 | 25 | 0 | 0 | 0 | 0 | 0 | 0 | 0 | 0 | 0 | 0 | 0 | 0 | 0
1988 | 8 | 26 | 0 | 0 | 0 | 0 | 0 | 0 | 0 | 0 | 0 | 0 | 0 | 0 | 0
1988 | 8 | 27 | 0 | 0 | 0 | 0 | 0 | 0 | 0 | 0 | 0 | 0 | 0 | 0 | 0
1988 | 8 | 28 | 0 | 0 | 0 | 0 | 0 | 0 | 0 | 0 | 0 | 0 | 0 | 0 | 0
1988 | 8 | 29 | 0.85 | 0.85 | 0.8 | 0 | 0.85 | 0.8 | 0 | 0 | 0 | 0 | 0 | 0 | 0
1988 | 8 | 30 | 0 | 0 | 0 | 0 | 0 | 0 | 0 | 0 | 0 | 0 | 0 | 0 | 0
1988 | 8 | 31 | 0 | 0 | 0 | 0 | 0 | 0 | 0 | 0 | 0 | 0 | 0 | 0 | 0
1988 | 9 | 1 | 0 | 0 | 0 | 0 | 0 | 0 | 0 | 0 | 0 | 0 | 0 | 0 | 0
1988 | 9 | 2 | 0 | 0 | 0 | 0 | 0 | 0 | 0 | 0 | 0 | 0 | 0 | 0 | 0
1988 | 9 | 3 | 0 | 0 | 0 | 0 | 0 | 0 | 0 | 0 | 0 | 0 | 0 | 0 | 0
1988 | 9 | 4 | 0.86 | 0.86 | 0.81 | 0 | 0.86 | 0.81 | 0 | 0 | 0 | 0 | 0 | 0 | 0
1988 | 9 | 5 | 0 | 0 | 0 | 0 | 0 | 0 | 0 | 0 | 0 | 0 | 0 | 0 | 0
1988 | 9 | 6 | 0 | 0 | 0 | 0 | 0 | 0 | 0 | 0 | 0 | 0 | 0 | 0 | 0
1988 | 9 | 7 | 0 | 0 | 0 | 0 | 0 | 0 | 0 | 0 | 0 | 0 | 0 | 0 | 0
1988 | 9 | 8 | 0 | 0 | 0 | 0 | 0 | 0 | 0 | 0 | 0 | 0 | 0 | 0 | 0
1988 | 9 | 9 | 0.06 | 0.06 | 0.01 | 0 | 0.06 | 0.01 | 0 | 0 | 0 | 0 | 0 | 0 | 0
1988 | 9 | 10 | 0.05 | 0.05 | 0 | 0 | 0.05 | 0 | 0 | 0 | 0 | 0 | 0 | 0 | 0
1988 | 9 | 11 | 0 | 0 | 0 | 0 | 0 | 0 | 0 | 0 | 0 | 0 | 0 | 0 | 0
1988 | 9 | 12 | 0 | 0 | 0 | 0 | 0 | 0 | 0 | 0 | 0 | 0 | 0 | 0 | 0
1988 | 9 | 13 | 0 | 0 | 0 | 0 | 0 | 0 | 0 | 0 | 0 | 0 | 0 | 0 | 0
1988 | 9 | 14 | 0 | 0 | 0 | 0 | 0 | 0 | 0 | 0 | 0 | 0 | 0 | 0 | 0
1988 | 9 | 15 | 0 | 0 | 0 | 0 | 0 | 0 | 0 | 0 | 0 | 0 | 0 | 0 | 0
1988 | 9 | 16 | 0 | 0 | 0 | 0 | 0 | 0 | 0 | 0 | 0 | 0 | 0 | 0 | 0
1988 | 9 | 17 | 0.13 | 0.13 | 0.08 | 0 | 0.13 | 0.08 | 0 | 0 | 0 | 0 | 0 | 0 | 0
1988 | 9 | 18 | 0 | 0 | 0 | 0 | 0 | 0 | 0 | 0 | 0 | 0 | 0 | 0 | 0
1988 | 9 | 19 | 0 | 0 | 0 | 0 | 0 | 0 | 0 | 0 | 0 | 0 | 0 | 0 | 0
1988 | 9 | 20 | 0.07 | 0.07 | 0.02 | 0 | 0.07 | 0.02 | 0 | 0 | 0 | 0 | 0 | 0 | 0
1988 | 9 | 21 | 0 | 0 | 0 | 0 | 0 | 0 | 0 | 0 | 0 | 0 | 0 | 0 | 0
1988 | 9 | 22 | 0 | 0 | 0 | 0 | 0 | 0 | 0 | 0 | 0 | 0 | 0 | 0 | 0
1988 | 9 | 23 | 0 | 0 | 0 | 0 | 0 | 0 | 0 | 0 | 0 | 0 | 0 | 0 | 0
1988 | 9 | 24 | 0.22 | 0.22 | 0.17 | 0 | 0.22 | 0.17 | 0 | 0 | 0 | 0 | 0 | 0 | 0
1988 | 9 | 25 | 0.46 | 0.46 | 0.41 | 0 | 0.46 | 0.41 | 0 | 0 | 0 | 0 | 0 | 0 | 0
1988 | 9 | 26 | 0 | 0 | 0 | 0 | 0 | 0 | 0 | 0 | 0 | 0 | 0 | 0 | 0
1988 | 9 | 27 | 0 | 0 | 0 | 0 | 0 | 0 | 0 | 0 | 0 | 0 | 0 | 0 | 0
1988 | 9 | 28 | 0 | 0 | 0 | 0 | 0 | 0 | 0 | 0 | 0 | 0 | 0 | 0 | 0
1988 | 9 | 29 | 0 | 0 | 0 | 0 | 0 | 0 | 0 | 0 | 0 | 0 | 0 | 0 | 0
1988 | 9 | 30 | 0 | 0 | 0 | 0 | 0 | 0 | 0 | 0 | 0 | 0 | 0 | 0 | 0
1988 | 10 | 1 | 0 | 0 | 0 | 0 | 0 | 0 | 0 | 0 | 0 | 0 | 0 | 0 | 0
1988 | 10 | 2 | 0.25 | 0.25 | 0.2 | 0 | 0.25 | 0.2 | 0 | 0 | 0 | 0 | 0 | 0 | 0
1988 | 10 | 3 | 0.07 | 0.07 | 0.02 | 0 | 0.07 | 0.02 | 0 | 0 | 0 | 0 | 0 | 0 | 0
1988 | 10 | 4 | 0.03 | 0.03 | 0 | 0 | 0.03 | 0 | 0 | 0 | 0 | 0 | 0 | 0 | 0
1988 | 10 | 5 | 0 | 0 | 0 | 0 | 0 | 0 | 0 | 0 | 0 | 0 | 0 | 0 | 0
1988 | 10 | 6 | 0 | 0 | 0 | 0 | 0 | 0 | 0 | 0 | 0 | 0 | 0 | 0 | 0
1988 | 10 | 7 | 0 | 0 | 0 | 0 | 0 | 0 | 0 | 0 | 0 | 0 | 0 | 0 | 0
1988 | 10 | 8 | 0 | 0 | 0 | 0 | 0 | 0 | 0 | 0 | 0 | 0 | 0 | 0 | 0
1988 | 10 | 9 | 0 | 0 | 0 | 0 | 0 | 0 | 0 | 0 | 0 | 0 | 0 | 0 | 0
1988 | 10 | 10 | 0 | 0 | 0 | 0 | 0 | 0 | 0 | 0 | 0 | 0 | 0 | 0 | 0
1988 | 10 | 11 | 0 | 0 | 0 | 0 | 0 | 0 | 0 | 0 | 0 | 0 | 0 | 0 | 0
1988 | 10 | 12 | 0 | 0 | 0 | 0 | 0 | 0 | 0 | 0 | 0 | 0 | 0 | 0 | 0
1988 | 10 | 13 | 0 | 0 | 0 | 0 | 0 | 0 | 0 | 0 | 0 | 0 | 0 | 0 | 0
1988 | 10 | 14 | 0 | 0 | 0 | 0 | 0 | 0 | 0 | 0 | 0 | 0 | 0 | 0 | 0
1988 | 10 | 15 | 0 | 0 | 0 | 0 | 0 | 0 | 0 | 0 | 0 | 0 | 0 | 0 | 0
1988 | 10 | 16 | 0 | 0 | 0 | 0 | 0 | 0 | 0 | 0 | 0 | 0 | 0 | 0 | 0
1988 | 10 | 17 | 0 | 0 | 0 | 0 | 0 | 0 | 0 | 0 | 0 | 0 | 0 | 0 | 0
1988 | 10 | 18 | 0.03 | 0.03 | 0 | 0 | 0.03 | 0 | 0 | 0 | 0 | 0 | 0 | 0 | 0
1988 | 10 | 19 | 0 | 0 | 0 | 0 | 0 | 0 | 0 | 0 | 0 | 0 | 0 | 0 | 0
1988 | 10 | 20 | 0 | 0 | 0 | 0 | 0 | 0 | 0 | 0 | 0 | 0 | 0 | 0 | 0
1988 | 10 | 21 | 1.22 | 1 | 0.95 | 0 | 1 | 0.95 | 0 | 0 | 0 | 0 | 0 | 0 | 0
1988 | 10 | 22 | 0 | 0 | 0 | 0 | 0 | 0 | 0 | 0 | 0 | 0 | 0 | 0 | 0
1988 | 10 | 23 | 0 | 0 | 0 | 0 | 0 | 0 | 0 | 0 | 0 | 0 | 0 | 0 | 0
1988 | 10 | 24 | 0.11 | 0.11 | 0.06 | 0 | 0.11 | 0.06 | 0 | 0 | 0 | 0 | 0 | 0 | 0
1988 | 10 | 25 | 0.04 | 0.04 | 0 | 0 | 0.04 | 0 | 0 | 0 | 0 | 0 | 0 | 0 | 0
1988 | 10 | 26 | 0 | 0 | 0 | 0 | 0 | 0 | 0 | 0 | 0 | 0 | 0 | 0 | 0
1988 | 10 | 27 | 0 | 0 | 0 | 0 | 0 | 0 | 0 | 0 | 0 | 0 | 0 | 0 | 0
1988 | 10 | 28 | 0 | 0 | 0 | 0 | 0 | 0 | 0 | 0 | 0 | 0 | 0 | 0 | 0
1988 | 10 | 29 | 0 | 0 | 0 | 0 | 0 | 0 | 0 | 0 | 0 | 0 | 0 | 0 | 0
1988 | 10 | 30 | 0 | 0 | 0 | 0 | 0 | 0 | 0 | 0 | 0 | 0 | 0 | 0 | 0
1988 | 10 | 31 | 0 | 0 | 0 | 0 | 0 | 0 | 0 | 0 | 0 | 0 | 0 | 0 | 0
1988 | 11 | 1 | 0.71 | 0.71 | 0.66 | 0 | 0.71 | 0.66 | 0 | 0 | 0 | 0 | 0 | 0 | 0
1988 | 11 | 2 | 0 | 0 | 0 | 0 | 0 | 0 | 0 | 0 | 0 | 0 | 0 | 0 | 0
1988 | 11 | 3 | 0 | 0 | 0 | 0 | 0 | 0 | 0 | 0 | 0 | 0 | 0 | 0 | 0
1988 | 11 | 4 | 0.03 | 0.03 | 0 | 0 | 0.03 | 0 | 0 | 0 | 0 | 0 | 0 | 0 | 0
1988 | 11 | 5 | 0.21 | 0.21 | 0.16 | 0 | 0.21 | 0.16 | 0 | 0 | 0 | 0 | 0 | 0 | 0
1988 | 11 | 6 | 0 | 0 | 0 | 0 | 0 | 0 | 0 | 0 | 0 | 0 | 0 | 0 | 0
1988 | 11 | 7 | 0 | 0 | 0 | 0 | 0 | 0 | 0 | 0 | 0 | 0 | 0 | 0 | 0
1988 | 11 | 8 | 0 | 0 | 0 | 0 | 0 | 0 | 0 | 0 | 0 | 0 | 0 | 0 | 0
1988 | 11 | 9 | 0 | 0 | 0 | 0 | 0 | 0 | 0 | 0 | 0 | 0 | 0 | 0 | 0
1988 | 11 | 10 | 0.12 | 0.12 | 0.07 | 0 | 0.12 | 0.07 | 0 | 0 | 0 | 0 | 0 | 0 | 0
1988 | 11 | 11 | 0 | 0 | 0 | 0 | 0 | 0 | 0 | 0 | 0 | 0 | 0 | 0 | 0
1988 | 11 | 12 | 0 | 0 | 0 | 0 | 0 | 0 | 0 | 0 | 0 | 0 | 0 | 0 | 0
1988 | 11 | 13 | 0.32 | 0.32 | 0.27 | 0 | 0.32 | 0.27 | 0 | 0 | 0 | 0 | 0 | 0 | 0
1988 | 11 | 14 | 0 | 0 | 0 | 0 | 0 | 0 | 0 | 0 | 0 | 0 | 0 | 0 | 0
1988 | 11 | 15 | 0 | 0 | 0 | 0 | 0 | 0 | 0 | 0 | 0 | 0 | 0 | 0 | 0
1988 | 11 | 16 | 0.01 | 0.01 | 0 | 0 | 0.01 | 0 | 0 | 0 | 0 | 0 | 0 | 0 | 0
1988 | 11 | 17 | 1.04 | 1 | 0.95 | 0 | 1 | 0.95 | 0 | 0 | 0 | 0 | 0 | 0 | 0
1988 | 11 | 18 | 0 | 0 | 0 | 0 | 0 | 0 | 0 | 0 | 0 | 0 | 0 | 0 | 0
1988 | 11 | 19 | 0.86 | 0.86 | 0.81 | 0 | 0.86 | 0.81 | 0 | 0 | 0 | 0 | 0 | 0 | 0
1988 | 11 | 20 | 0.24 | 0.24 | 0.19 | 0 | 0.24 | 0.19 | 0 | 0 | 0 | 0 | 0 | 0 | 0
1988 | 11 | 21 | 0 | 0 | 0 | 0 | 0 | 0 | 0 | 0 | 0 | 0 | 0 | 0 | 0
1988 | 11 | 22 | 0 | 0 | 0 | 0 | 0 | 0 | 0 | 0 | 0 | 0 | 0 | 0 | 0
1988 | 11 | 23 | 0 | 0 | 0 | 0 | 0 | 0 | 0 | 0 | 0 | 0 | 0 | 0 | 0
1988 | 11 | 24 | 0 | 0 | 0 | 0 | 0 | 0 | 0 | 0 | 0 | 0 | 0 | 0 | 0
1988 | 11 | 25 | 0 | 0 | 0 | 0 | 0 | 0 | 0 | 0 | 0 | 0 | 0 | 0 | 0
1988 | 11 | 26 | 0 | 0 | 0 | 0 | 0 | 0 | 0 | 0 | 0 | 0 | 0 | 0 | 0
1988 | 11 | 27 | 1.18 | 1 | 0.95 | 0 | 1 | 0.95 | 0 | 0 | 0 | 0 | 0 | 0 | 0
1988 | 11 | 28 | 0.61 | 0.61 | 0.56 | 0 | 0.61 | 0.56 | 0 | 0 | 0 | 0 | 0 | 0 | 0
1988 | 11 | 29 | 0 | 0 | 0 | 0 | 0 | 0 | 0 | 0 | 0 | 0 | 0 | 0 | 0
1988 | 11 | 30 | 0 | 0 | 0 | 0 | 0 | 0 | 0 | 0 | 0 | 0 | 0 | 0 | 0
1988 | 12 | 1 | 0 | 0 | 0 | 0 | 0 | 0 | 0 | 0 | 0 | 0 | 0 | 0 | 0
1988 | 12 | 2 | 0 | 0 | 0 | 0 | 0 | 0 | 0 | 0 | 0 | 0 | 0 | 0 | 0
1988 | 12 | 3 | 0 | 0 | 0 | 0 | 0 | 0 | 0 | 0 | 0 | 0 | 0 | 0 | 0
1988 | 12 | 4 | 0 | 0 | 0 | 0 | 0 | 0 | 0 | 0 | 0 | 0 | 0 | 0 | 0
1988 | 12 | 5 | 0 | 0 | 0 | 0 | 0 | 0 | 0 | 0 | 0 | 0 | 0 | 0 | 0
1988 | 12 | 6 | 0 | 0 | 0 | 0 | 0 | 0 | 0 | 0 | 0 | 0 | 0 | 0 | 0
1988 | 12 | 7 | 0 | 0 | 0 | 0 | 0 | 0 | 0 | 0 | 0 | 0 | 0 | 0 | 0
1988 | 12 | 8 | 0 | 0 | 0 | 0 | 0 | 0 | 0 | 0 | 0 | 0 | 0 | 0 | 0
1988 | 12 | 9 | 0.19 | 0.19 | 0.14 | 0 | 0.19 | 0.14 | 0 | 0 | 0 | 0 | 0 | 0 | 0
1988 | 12 | 10 | 0 | 0 | 0 | 0 | 0 | 0 | 0 | 0 | 0 | 0 | 0 | 0 | 0
1988 | 12 | 11 | 0 | 0 | 0 | 0 | 0 | 0 | 0 | 0 | 0 | 0 | 0 | 0 | 0
1988 | 12 | 12 | 0 | 0 | 0 | 0 | 0 | 0 | 0 | 0 | 0 | 0 | 0 | 0 | 0
1988 | 12 | 13 | 0 | 0 | 0 | 0 | 0 | 0 | 0 | 0 | 0 | 0 | 0 | 0 | 0
1988 | 12 | 14 | 0 | 0 | 0 | 0 | 0 | 0 | 0 | 0 | 0 | 0 | 0 | 0 | 0
1988 | 12 | 15 | 0 | 0 | 0 | 0 | 0 | 0 | 0 | 0 | 0 | 0 | 0 | 0 | 0
1988 | 12 | 16 | 0 | 0 | 0 | 0 | 0 | 0 | 0 | 0 | 0 | 0 | 0 | 0 | 0
1988 | 12 | 17 | 0 | 0 | 0 | 0 | 0 | 0 | 0 | 0 | 0 | 0 | 0 | 0 | 0
1988 | 12 | 18 | 0 | 0 | 0 | 0 | 0 | 0 | 0 | 0 | 0 | 0 | 0 | 0 | 0
1988 | 12 | 19 | 0 | 0 | 0 | 0 | 0 | 0 | 0 | 0 | 0 | 0 | 0 | 0 | 0
1988 | 12 | 20 | 0 | 0 | 0 | 0 | 0 | 0 | 0 | 0 | 0 | 0 | 0 | 0 | 0
1988 | 12 | 21 | 0.24 | 0.24 | 0.19 | 0 | 0.24 | 0.19 | 0 | 0 | 0 | 0 | 0 | 0 | 0
1988 | 12 | 22 | 0 | 0 | 0 | 0 | 0 | 0 | 0 | 0 | 0 | 0 | 0 | 0 | 0
1988 | 12 | 23 | 0.18 | 0.18 | 0.13 | 0 | 0.18 | 0.13 | 0 | 0 | 0 | 0 | 0 | 0 | 0
1988 | 12 | 24 | 0.57 | 0.57 | 0.52 | 0 | 0.57 | 0.52 | 0 | 0 | 0 | 0 | 0 | 0 | 0
1988 | 12 | 25 | 0 | 0 | 0 | 0 | 0 | 0 | 0 | 0 | 0 | 0 | 0 | 0 | 0
1988 | 12 | 26 | 0 | 0 | 0 | 0 | 0 | 0 | 0 | 0 | 0 | 0 | 0 | 0 | 0
1988 | 12 | 27 | 0 | 0 | 0 | 0 | 0 | 0 | 0 | 0 | 0 | 0 | 0 | 0 | 0
1988 | 12 | 28 | 0.12 | 0.12 | 0.07 | 0 | 0.12 | 0.07 | 0 | 0 | 0 | 0 | 0 | 0 | 0
1988 | 12 | 29 | 0 | 0 | 0 | 0 | 0 | 0 | 0 | 0 | 0 | 0 | 0 | 0 | 0
1988 | 12 | 30 | 0 | 0 | 0 | 0 | 0 | 0 | 0 | 0 | 0 | 0 | 0 | 0 | 0
1988 | 12 | 31 | 0 | 0 | 0 | 0 | 0 | 0 | 0 | 0 | 0 | 0 | 0 | 0 | 0
1989 | 1 | 1 | 0.26 | 0.26 | 0.21 | 0 | 0.26 | 0.21 | 0 | 0 | 0 | 0 | 0 | 0 | 0
1989 | 1 | 2 | 0 | 0 | 0 | 0 | 0 | 0 | 0 | 0 | 0 | 0 | 0 | 0 | 0
1989 | 1 | 3 | 0.13 | 0.13 | 0.08 | 0 | 0.13 | 0.08 | 0 | 0 | 0 | 0 | 0 | 0 | 0
1989 | 1 | 4 | 0.01 | 0.01 | 0 | 0 | 0.01 | 0 | 0 | 0 | 0 | 0 | 0 | 0 | 0
1989 | 1 | 5 | 0 | 0 | 0 | 0 | 0 | 0 | 0 | 0 | 0 | 0 | 0 | 0 | 0
1989 | 1 | 6 | 0.63 | 0.63 | 0.58 | 0 | 0.63 | 0.58 | 0 | 0 | 0 | 0 | 0 | 0 | 0
1989 | 1 | 7 | 0.02 | 0.02 | 0 | 0 | 0.02 | 0 | 0 | 0 | 0 | 0 | 0 | 0 | 0
1989 | 1 | 8 | 0.12 | 0.12 | 0.07 | 0 | 0.12 | 0.07 | 0 | 0 | 0 | 0 | 0 | 0 | 0
1989 | 1 | 9 | 0.02 | 0.02 | 0 | 0 | 0.02 | 0 | 0 | 0 | 0 | 0 | 0 | 0 | 0
1989 | 1 | 10 | 0 | 0 | 0 | 0 | 0 | 0 | 0 | 0 | 0 | 0 | 0 | 0 | 0
1989 | 1 | 11 | 0 | 0 | 0 | 0 | 0 | 0 | 0 | 0 | 0 | 0 | 0 | 0 | 0
1989 | 1 | 12 | 0.37 | 0.37 | 0.32 | 0 | 0.37 | 0.32 | 0 | 0 | 0 | 0 | 0 | 0 | 0
1989 | 1 | 13 | 0 | 0 | 0 | 0 | 0 | 0 | 0 | 0 | 0 | 0 | 0 | 0 | 0
1989 | 1 | 14 | 0.13 | 0.13 | 0.08 | 0 | 0.13 | 0.08 | 0 | 0 | 0 | 0 | 0 | 0 | 0
1989 | 1 | 15 | 0.53 | 0.53 | 0.48 | 0 | 0.53 | 0.48 | 0 | 0 | 0 | 0 | 0 | 0 | 0
1989 | 1 | 16 | 0 | 0 | 0 | 0 | 0 | 0 | 0 | 0 | 0 | 0 | 0 | 0 | 0
1989 | 1 | 17 | 0 | 0 | 0 | 0 | 0 | 0 | 0 | 0 | 0 | 0 | 0 | 0 | 0
1989 | 1 | 18 | 0 | 0 | 0 | 0 | 0 | 0 | 0 | 0 | 0 | 0 | 0 | 0 | 0
1989 | 1 | 19 | 0 | 0 | 0 | 0 | 0 | 0 | 0 | 0 | 0 | 0 | 0 | 0 | 0
1989 | 1 | 20 | 0 | 0 | 0 | 0 | 0 | 0 | 0 | 0 | 0 | 0 | 0 | 0 | 0
1989 | 1 | 21 | 0 | 0 | 0 | 0 | 0 | 0 | 0 | 0 | 0 | 0 | 0 | 0 | 0
1989 | 1 | 22 | 0 | 0 | 0 | 0 | 0 | 0 | 0 | 0 | 0 | 0 | 0 | 0 | 0
1989 | 1 | 23 | 0 | 0 | 0 | 0 | 0 | 0 | 0 | 0 | 0 | 0 | 0 | 0 | 0
1989 | 1 | 24 | 0 | 0 | 0 | 0 | 0 | 0 | 0 | 0 | 0 | 0 | 0 | 0 | 0
1989 | 1 | 25 | 0 | 0 | 0 | 0 | 0 | 0 | 0 | 0 | 0 | 0 | 0 | 0 | 0
1989 | 1 | 26 | 0.07 | 0.07 | 0.02 | 0 | 0.07 | 0.02 | 0 | 0 | 0 | 0 | 0 | 0 | 0
1989 | 1 | 27 | 0 | 0 | 0 | 0 | 0 | 0 | 0 | 0 | 0 | 0 | 0 | 0 | 0
1989 | 1 | 28 | 0 | 0 | 0 | 0 | 0 | 0 | 0 | 0 | 0 | 0 | 0 | 0 | 0
1989 | 1 | 29 | 0.02 | 0.02 | 0 | 0 | 0.02 | 0 | 0 | 0 | 0 | 0 | 0 | 0 | 0
1989 | 1 | 30 | 0.18 | 0.18 | 0.13 | 0 | 0.18 | 0.13 | 0 | 0 | 0 | 0 | 0 | 0 | 0
1989 | 1 | 31 | 0 | 0 | 0 | 0 | 0 | 0 | 0 | 0 | 0 | 0 | 0 | 0 | 0
1989 | 2 | 1 | 0 | 0 | 0 | 0 | 0 | 0 | 0 | 0 | 0 | 0 | 0 | 0 | 0
1989 | 2 | 2 | 0 | 0 | 0 | 0 | 0 | 0 | 0 | 0 | 0 | 0 | 0 | 0 | 0
1989 | 2 | 3 | 0.58 | 0.58 | 0.53 | 0 | 0.58 | 0.53 | 0 | 0 | 0 | 0 | 0 | 0 | 0
1989 | 2 | 4 | 0 | 0 | 0 | 0 | 0 | 0 | 0 | 0 | 0 | 0 | 0 | 0 | 0
1989 | 2 | 5 | 0.01 | 0.01 | 0 | 0 | 0.01 | 0 | 0 | 0 | 0 | 0 | 0 | 0 | 0
1989 | 2 | 6 | 0 | 0 | 0 | 0 | 0 | 0 | 0 | 0 | 0 | 0 | 0 | 0 | 0
1989 | 2 | 7 | 0.08 | 0.08 | 0.03 | 0 | 0.08 | 0.03 | 0 | 0 | 0 | 0 | 0 | 0 | 0
1989 | 2 | 8 | 0 | 0 | 0 | 0 | 0 | 0 | 0 | 0 | 0 | 0 | 0 | 0 | 0
1989 | 2 | 9 | 0 | 0 | 0 | 0 | 0 | 0 | 0 | 0 | 0 | 0 | 0 | 0 | 0
1989 | 2 | 10 | 0 | 0 | 0 | 0 | 0 | 0 | 0 | 0 | 0 | 0 | 0 | 0 | 0
1989 | 2 | 11 | 0 | 0 | 0 | 0 | 0 | 0 | 0 | 0 | 0 | 0 | 0 | 0 | 0
1989 | 2 | 12 | 0 | 0 | 0 | 0 | 0 | 0 | 0 | 0 | 0 | 0 | 0 | 0 | 0
1989 | 2 | 13 | 0.24 | 0.24 | 0.19 | 0 | 0.24 | 0.19 | 0 | 0 | 0 | 0 | 0 | 0 | 0
1989 | 2 | 14 | 0.15 | 0.15 | 0.1 | 0 | 0.15 | 0.1 | 0 | 0 | 0 | 0 | 0 | 0 | 0
1989 | 2 | 15 | 0.09 | 0.09 | 0.04 | 0 | 0.09 | 0.04 | 0 | 0 | 0 | 0 | 0 | 0 | 0
1989 | 2 | 16 | 0.17 | 0.17 | 0.12 | 0 | 0.17 | 0.12 | 0 | 0 | 0 | 0 | 0 | 0 | 0
1989 | 2 | 17 | 0 | 0 | 0 | 0 | 0 | 0 | 0 | 0 | 0 | 0 | 0 | 0 | 0
1989 | 2 | 18 | 0 | 0 | 0 | 0 | 0 | 0 | 0 | 0 | 0 | 0 | 0 | 0 | 0
1989 | 2 | 19 | 0 | 0 | 0 | 0 | 0 | 0 | 0 | 0 | 0 | 0 | 0 | 0 | 0
1989 | 2 | 20 | 0.03 | 0.03 | 0 | 0 | 0.03 | 0 | 0 | 0 | 0 | 0 | 0 | 0 | 0
1989 | 2 | 21 | 0.92 | 0.92 | 0.87 | 0 | 0.92 | 0.87 | 0 | 0 | 0 | 0 | 0 | 0 | 0
1989 | 2 | 22 | 0.35 | 0.35 | 0.3 | 0 | 0.35 | 0.3 | 0 | 0 | 0 | 0 | 0 | 0 | 0
1989 | 2 | 23 | 0 | 0 | 0 | 0 | 0 | 0 | 0 | 0 | 0 | 0 | 0 | 0 | 0
1989 | 2 | 24 | 0.02 | 0.02 | 0 | 0 | 0.02 | 0 | 0 | 0 | 0 | 0 | 0 | 0 | 0
1989 | 2 | 25 | 0 | 0 | 0 | 0 | 0 | 0 | 0 | 0 | 0 | 0 | 0 | 0 | 0
1989 | 2 | 26 | 0.13 | 0.13 | 0.08 | 0 | 0.13 | 0.08 | 0 | 0 | 0 | 0 | 0 | 0 | 0
1989 | 2 | 27 | 0 | 0 | 0 | 0 | 0 | 0 | 0 | 0 | 0 | 0 | 0 | 0 | 0
1989 | 2 | 28 | 0.03 | 0.03 | 0 | 0 | 0.03 | 0 | 0 | 0 | 0 | 0 | 0 | 0 | 0
1989 | 3 | 1 | 0 | 0 | 0 | 0 | 0 | 0 | 0 | 0 | 0 | 0 | 0 | 0 | 0
1989 | 3 | 2 | 0 | 0 | 0 | 0 | 0 | 0 | 0 | 0 | 0 | 0 | 0 | 0 | 0
1989 | 3 | 3 | 0 | 0 | 0 | 0 | 0 | 0 | 0 | 0 | 0 | 0 | 0 | 0 | 0
1989 | 3 | 4 | 0.07 | 0.07 | 0.02 | 0 | 0.07 | 0.02 | 0 | 0 | 0 | 0 | 0 | 0 | 0
1989 | 3 | 5 | 0.19 | 0.19 | 0.14 | 0 | 0.19 | 0.14 | 0 | 0 | 0 | 0 | 0 | 0 | 0
1989 | 3 | 6 | 1.11 | 1 | 0.95 | 0 | 1 | 0.95 | 0 | 0 | 0 | 0 | 0 | 0 | 0
1989 | 3 | 7 | 0.07 | 0.07 | 0.02 | 0 | 0.07 | 0.02 | 0 | 0 | 0 | 0 | 0 | 0 | 0
1989 | 3 | 8 | 0 | 0 | 0 | 0 | 0 | 0 | 0 | 0 | 0 | 0 | 0 | 0 | 0
1989 | 3 | 9 | 0 | 0 | 0 | 0 | 0 | 0 | 0 | 0 | 0 | 0 | 0 | 0 | 0
1989 | 3 | 10 | 0 | 0 | 0 | 0 | 0 | 0 | 0 | 0 | 0 | 0 | 0 | 0 | 0
1989 | 3 | 11 | 0 | 0 | 0 | 0 | 0 | 0 | 0 | 0 | 0 | 0 | 0 | 0 | 0
1989 | 3 | 12 | 0 | 0 | 0 | 0 | 0 | 0 | 0 | 0 | 0 | 0 | 0 | 0 | 0
1989 | 3 | 13 | 0.03 | 0.03 | 0 | 0 | 0.03 | 0 | 0 | 0 | 0 | 0 | 0 | 0 | 0
1989 | 3 | 14 | 0 | 0 | 0 | 0 | 0 | 0 | 0 | 0 | 0 | 0 | 0 | 0 | 0
1989 | 3 | 15 | 0 | 0 | 0 | 0 | 0 | 0 | 0 | 0 | 0 | 0 | 0 | 0 | 0
1989 | 3 | 16 | 0 | 0 | 0 | 0 | 0 | 0 | 0 | 0 | 0 | 0 | 0 | 0 | 0
1989 | 3 | 17 | 0 | 0 | 0 | 0 | 0 | 0 | 0 | 0 | 0 | 0 | 0 | 0 | 0
1989 | 3 | 18 | 0.17 | 0.17 | 0.12 | 0 | 0.17 | 0.12 | 0 | 0 | 0 | 0 | 0 | 0 | 0
1989 | 3 | 19 | 0 | 0 | 0 | 0 | 0 | 0 | 0 | 0 | 0 | 0 | 0 | 0 | 0
1989 | 3 | 20 | 0.3 | 0.3 | 0.25 | 0 | 0.3 | 0.25 | 0 | 0 | 0 | 0 | 0 | 0 | 0
1989 | 3 | 21 | 0.21 | 0.21 | 0.16 | 0 | 0.21 | 0.16 | 0 | 0 | 0 | 0 | 0 | 0 | 0
1989 | 3 | 22 | 0 | 0 | 0 | 0 | 0 | 0 | 0 | 0 | 0 | 0 | 0 | 0 | 0
1989 | 3 | 23 | 0.46 | 0.46 | 0.41 | 0 | 0.46 | 0.41 | 0 | 0 | 0 | 0 | 0 | 0 | 0
1989 | 3 | 24 | 1.21 | 1 | 0.95 | 0 | 1 | 0.95 | 0 | 0 | 0 | 0 | 0 | 0 | 0
1989 | 3 | 25 | 0 | 0 | 0 | 0 | 0 | 0 | 0 | 0 | 0 | 0 | 0 | 0 | 0
1989 | 3 | 26 | 0 | 0 | 0 | 0 | 0 | 0 | 0 | 0 | 0 | 0 | 0 | 0 | 0
1989 | 3 | 27 | 0 | 0 | 0 | 0 | 0 | 0 | 0 | 0 | 0 | 0 | 0 | 0 | 0
1989 | 3 | 28 | 0 | 0 | 0 | 0 | 0 | 0 | 0 | 0 | 0 | 0 | 0 | 0 | 0
1989 | 3 | 29 | 0 | 0 | 0 | 0 | 0 | 0 | 0 | 0 | 0 | 0 | 0 | 0 | 0
1989 | 3 | 30 | 0.45 | 0.45 | 0.4 | 0 | 0.45 | 0.4 | 0 | 0 | 0 | 0 | 0 | 0 | 0
1989 | 3 | 31 | 0.03 | 0.03 | 0 | 0 | 0.03 | 0 | 0 | 0 | 0 | 0 | 0 | 0 | 0
1989 | 4 | 1 | 0 | 0 | 0 | 0 | 0 | 0 | 0 | 0 | 0 | 0 | 0 | 0 | 0
1989 | 4 | 2 | 0 | 0 | 0 | 0 | 0 | 0 | 0 | 0 | 0 | 0 | 0 | 0 | 0
1989 | 4 | 3 | 0.15 | 0.15 | 0.1 | 0 | 0.15 | 0.1 | 0 | 0 | 0 | 0 | 0 | 0 | 0
1989 | 4 | 4 | 0 | 0 | 0 | 0 | 0 | 0 | 0 | 0 | 0 | 0 | 0 | 0 | 0
1989 | 4 | 5 | 0.55 | 0.55 | 0.5 | 0 | 0.55 | 0.5 | 0 | 0 | 0 | 0 | 0 | 0 | 0
1989 | 4 | 6 | 0.06 | 0.06 | 0.01 | 0 | 0.06 | 0.01 | 0 | 0 | 0 | 0 | 0 | 0 | 0
1989 | 4 | 7 | 0.3 | 0.3 | 0.25 | 0 | 0.3 | 0.25 | 0 | 0 | 0 | 0 | 0 | 0 | 0
1989 | 4 | 8 | 0.03 | 0.03 | 0 | 0 | 0.03 | 0 | 0 | 0 | 0 | 0 | 0 | 0 | 0
1989 | 4 | 9 | 0 | 0 | 0 | 0 | 0 | 0 | 0 | 0 | 0 | 0 | 0 | 0 | 0
1989 | 4 | 10 | 0 | 0 | 0 | 0 | 0 | 0 | 0 | 0 | 0 | 0 | 0 | 0 | 0
1989 | 4 | 11 | 0 | 0 | 0 | 0 | 0 | 0 | 0 | 0 | 0 | 0 | 0 | 0 | 0
1989 | 4 | 12 | 0 | 0 | 0 | 0 | 0 | 0 | 0 | 0 | 0 | 0 | 0 | 0 | 0
1989 | 4 | 13 | 0 | 0 | 0 | 0 | 0 | 0 | 0 | 0 | 0 | 0 | 0 | 0 | 0
1989 | 4 | 14 | 0 | 0 | 0 | 0 | 0 | 0 | 0 | 0 | 0 | 0 | 0 | 0 | 0
1989 | 4 | 15 | 0.6 | 0.6 | 0.55 | 0 | 0.6 | 0.55 | 0 | 0 | 0 | 0 | 0 | 0 | 0
1989 | 4 | 16 | 0 | 0 | 0 | 0 | 0 | 0 | 0 | 0 | 0 | 0 | 0 | 0 | 0
1989 | 4 | 17 | 0 | 0 | 0 | 0 | 0 | 0 | 0 | 0 | 0 | 0 | 0 | 0 | 0
1989 | 4 | 18 | 0.54 | 0.54 | 0.49 | 0 | 0.54 | 0.49 | 0 | 0 | 0 | 0 | 0 | 0 | 0
1989 | 4 | 19 | 0.28 | 0.28 | 0.23 | 0 | 0.28 | 0.23 | 0 | 0 | 0 | 0 | 0 | 0 | 0
1989 | 4 | 20 | 0 | 0 | 0 | 0 | 0 | 0 | 0 | 0 | 0 | 0 | 0 | 0 | 0
1989 | 4 | 21 | 0 | 0 | 0 | 0 | 0 | 0 | 0 | 0 | 0 | 0 | 0 | 0 | 0
1989 | 4 | 22 | 0 | 0 | 0 | 0 | 0 | 0 | 0 | 0 | 0 | 0 | 0 | 0 | 0
1989 | 4 | 23 | 0 | 0 | 0 | 0 | 0 | 0 | 0 | 0 | 0 | 0 | 0 | 0 | 0
1989 | 4 | 24 | 0 | 0 | 0 | 0 | 0 | 0 | 0 | 0 | 0 | 0 | 0 | 0 | 0
1989 | 4 | 25 | 0 | 0 | 0 | 0 | 0 | 0 | 0 | 0 | 0 | 0 | 0 | 0 | 0
1989 | 4 | 26 | 0 | 0 | 0 | 0 | 0 | 0 | 0 | 0 | 0 | 0 | 0 | 0 | 0
1989 | 4 | 27 | 0 | 0 | 0 | 0 | 0 | 0 | 0 | 0 | 0 | 0 | 0 | 0 | 0
1989 | 4 | 28 | 0 | 0 | 0 | 0 | 0 | 0 | 0 | 0 | 0 | 0 | 0 | 0 | 0
1989 | 4 | 29 | 0.99 | 0.99 | 0.94 | 0 | 0.99 | 0.94 | 0 | 0 | 0 | 0 | 0 | 0 | 0
1989 | 4 | 30 | 0 | 0 | 0 | 0 | 0 | 0 | 0 | 0 | 0 | 0 | 0 | 0 | 0
1989 | 5 | 1 | 1 | 1 | 0.95 | 0 | 1 | 0.95 | 0 | 0 | 0 | 0 | 0 | 0 | 0
1989 | 5 | 2 | 0.44 | 0.44 | 0.39 | 0 | 0.44 | 0.39 | 0 | 0 | 0 | 0 | 0 | 0 | 0
1989 | 5 | 3 | 0 | 0 | 0 | 0 | 0 | 0 | 0 | 0 | 0 | 0 | 0 | 0 | 0
1989 | 5 | 4 | 0 | 0 | 0 | 0 | 0 | 0 | 0 | 0 | 0 | 0 | 0 | 0 | 0
1989 | 5 | 5 | 2.1 | 1 | 0.95 | 0 | 1 | 0.95 | 0 | 0 | 0 | 0 | 0 | 0 | 0
1989 | 5 | 6 | 0.5 | 0.5 | 0.45 | 0 | 0.5 | 0.45 | 0 | 0 | 0 | 0 | 0 | 0 | 0
1989 | 5 | 7 | 0 | 0 | 0 | 0 | 0 | 0 | 0 | 0 | 0 | 0 | 0 | 0 | 0
1989 | 5 | 8 | 0 | 0 | 0 | 0 | 0 | 0 | 0 | 0 | 0 | 0 | 0 | 0 | 0
1989 | 5 | 9 | 0.32 | 0.32 | 0.27 | 0 | 0.32 | 0.27 | 0 | 0 | 0 | 0 | 0 | 0 | 0
1989 | 5 | 10 | 0.27 | 0.27 | 0.22 | 0 | 0.27 | 0.22 | 0 | 0 | 0 | 0 | 0 | 0 | 0
1989 | 5 | 11 | 0 | 0 | 0 | 0 | 0 | 0 | 0 | 0 | 0 | 0 | 0 | 0 | 0
1989 | 5 | 12 | 0.19 | 0.19 | 0.14 | 0 | 0.19 | 0.14 | 0 | 0 | 0 | 0 | 0 | 0 | 0
1989 | 5 | 13 | 0.01 | 0.01 | 0 | 0 | 0.01 | 0 | 0 | 0 | 0 | 0 | 0 | 0 | 0
1989 | 5 | 14 | 0 | 0 | 0 | 0 | 0 | 0 | 0 | 0 | 0 | 0 | 0 | 0 | 0
1989 | 5 | 15 | 0.37 | 0.37 | 0.32 | 0 | 0.37 | 0.32 | 0 | 0 | 0 | 0 | 0 | 0 | 0
1989 | 5 | 16 | 0.61 | 0.61 | 0.56 | 0 | 0.61 | 0.56 | 0 | 0 | 0 | 0 | 0 | 0 | 0
1989 | 5 | 17 | 0.12 | 0.12 | 0.07 | 0 | 0.12 | 0.07 | 0 | 0 | 0 | 0 | 0 | 0 | 0
1989 | 5 | 18 | 0 | 0 | 0 | 0 | 0 | 0 | 0 | 0 | 0 | 0 | 0 | 0 | 0
1989 | 5 | 19 | 0 | 0 | 0 | 0 | 0 | 0 | 0 | 0 | 0 | 0 | 0 | 0 | 0
1989 | 5 | 20 | 0 | 0 | 0 | 0 | 0 | 0 | 0 | 0 | 0 | 0 | 0 | 0 | 0
1989 | 5 | 21 | 0 | 0 | 0 | 0 | 0 | 0 | 0 | 0 | 0 | 0 | 0 | 0 | 0
1989 | 5 | 22 | 0 | 0 | 0 | 0 | 0 | 0 | 0 | 0 | 0 | 0 | 0 | 0 | 0
1989 | 5 | 23 | 1.59 | 1 | 0.95 | 0 | 1 | 0.95 | 0 | 0 | 0 | 0 | 0 | 0 | 0
1989 | 5 | 24 | 0.05 | 0.05 | 0 | 0 | 0.05 | 0 | 0 | 0 | 0 | 0 | 0 | 0 | 0
1989 | 5 | 25 | 0 | 0 | 0 | 0 | 0 | 0 | 0 | 0 | 0 | 0 | 0 | 0 | 0
1989 | 5 | 26 | 0.01 | 0.01 | 0 | 0 | 0.01 | 0 | 0 | 0 | 0 | 0 | 0 | 0 | 0
1989 | 5 | 27 | 0.19 | 0.19 | 0.14 | 0 | 0.19 | 0.14 | 0 | 0 | 0 | 0 | 0 | 0 | 0
1989 | 5 | 28 | 0 | 0 | 0 | 0 | 0 | 0 | 0 | 0 | 0 | 0 | 0 | 0 | 0
1989 | 5 | 29 | 0 | 0 | 0 | 0 | 0 | 0 | 0 | 0 | 0 | 0 | 0 | 0 | 0
1989 | 5 | 30 | 0 | 0 | 0 | 0 | 0 | 0 | 0 | 0 | 0 | 0 | 0 | 0 | 0
1989 | 5 | 31 | 0 | 0 | 0 | 0 | 0 | 0 | 0 | 0 | 0 | 0 | 0 | 0 | 0
1989 | 6 | 1 | 0 | 0 | 0 | 0 | 0 | 0 | 0 | 0 | 0 | 0 | 0 | 0 | 0
1989 | 6 | 2 | 0 | 0 | 0 | 0 | 0 | 0 | 0 | 0 | 0 | 0 | 0 | 0 | 0
1989 | 6 | 3 | 0 | 0 | 0 | 0 | 0 | 0 | 0 | 0 | 0 | 0 | 0 | 0 | 0
1989 | 6 | 4 | 0 | 0 | 0 | 0 | 0 | 0 | 0 | 0 | 0 | 0 | 0 | 0 | 0
1989 | 6 | 5 | 0.58 | 0.58 | 0.53 | 0 | 0.58 | 0.53 | 0 | 0 | 0 | 0 | 0 | 0 | 0
1989 | 6 | 6 | 0.59 | 0.59 | 0.54 | 0 | 0.59 | 0.54 | 0 | 0 | 0 | 0 | 0 | 0 | 0
1989 | 6 | 7 | 0.68 | 0.68 | 0.63 | 0 | 0.68 | 0.63 | 0 | 0 | 0 | 0 | 0 | 0 | 0
1989 | 6 | 8 | 0 | 0 | 0 | 0 | 0 | 0 | 0 | 0 | 0 | 0 | 0 | 0 | 0
1989 | 6 | 9 | 0.74 | 0.74 | 0.69 | 0 | 0.74 | 0.69 | 0 | 0 | 0 | 0 | 0 | 0 | 0
1989 | 6 | 10 | 0 | 0 | 0 | 0 | 0 | 0 | 0 | 0 | 0 | 0 | 0 | 0 | 0
1989 | 6 | 11 | 0 | 0 | 0 | 0 | 0 | 0 | 0 | 0 | 0 | 0 | 0 | 0 | 0
1989 | 6 | 12 | 0 | 0 | 0 | 0 | 0 | 0 | 0 | 0 | 0 | 0 | 0 | 0 | 0
1989 | 6 | 13 | 0.02 | 0.02 | 0 | 0 | 0.02 | 0 | 0 | 0 | 0 | 0 | 0 | 0 | 0
1989 | 6 | 14 | 0.8 | 0.8 | 0.75 | 0 | 0.8 | 0.75 | 0 | 0 | 0 | 0 | 0 | 0 | 0
1989 | 6 | 15 | 0.69 | 0.69 | 0.64 | 0 | 0.69 | 0.64 | 0 | 0 | 0 | 0 | 0 | 0 | 0
1989 | 6 | 16 | 0.09 | 0.09 | 0.04 | 0 | 0.09 | 0.04 | 0 | 0 | 0 | 0 | 0 | 0 | 0
1989 | 6 | 17 | 0 | 0 | 0 | 0 | 0 | 0 | 0 | 0 | 0 | 0 | 0 | 0 | 0
1989 | 6 | 18 | 0 | 0 | 0 | 0 | 0 | 0 | 0 | 0 | 0 | 0 | 0 | 0 | 0
1989 | 6 | 19 | 0 | 0 | 0 | 0 | 0 | 0 | 0 | 0 | 0 | 0 | 0 | 0 | 0
1989 | 6 | 20 | 0.16 | 0.16 | 0.11 | 0 | 0.16 | 0.11 | 0 | 0 | 0 | 0 | 0 | 0 | 0
1989 | 6 | 21 | 0.23 | 0.23 | 0.18 | 0 | 0.23 | 0.18 | 0 | 0 | 0 | 0 | 0 | 0 | 0
1989 | 6 | 22 | 0.02 | 0.02 | 0 | 0 | 0.02 | 0 | 0 | 0 | 0 | 0 | 0 | 0 | 0
1989 | 6 | 23 | 1.34 | 1 | 0.95 | 0 | 1 | 0.95 | 0 | 0 | 0 | 0 | 0 | 0 | 0
1989 | 6 | 24 | 0.08 | 0.08 | 0.03 | 0 | 0.08 | 0.03 | 0 | 0 | 0 | 0 | 0 | 0 | 0
1989 | 6 | 25 | 0 | 0 | 0 | 0 | 0 | 0 | 0 | 0 | 0 | 0 | 0 | 0 | 0
1989 | 6 | 26 | 0 | 0 | 0 | 0 | 0 | 0 | 0 | 0 | 0 | 0 | 0 | 0 | 0
1989 | 6 | 27 | 0 | 0 | 0 | 0 | 0 | 0 | 0 | 0 | 0 | 0 | 0 | 0 | 0
1989 | 6 | 28 | 0 | 0 | 0 | 0 | 0 | 0 | 0 | 0 | 0 | 0 | 0 | 0 | 0
1989 | 6 | 29 | 0 | 0 | 0 | 0 | 0 | 0 | 0 | 0 | 0 | 0 | 0 | 0 | 0
1989 | 6 | 30 | 0 | 0 | 0 | 0 | 0 | 0 | 0 | 0 | 0 | 0 | 0 | 0 | 0
1989 | 7 | 1 | 0 | 0 | 0 | 0 | 0 | 0 | 0 | 0 | 0 | 0 | 0 | 0 | 0
1989 | 7 | 2 | 0 | 0 | 0 | 0 | 0 | 0 | 0 | 0 | 0 | 0 | 0 | 0 | 0
1989 | 7 | 3 | 0 | 0 | 0 | 0 | 0 | 0 | 0 | 0 | 0 | 0 | 0 | 0 | 0
1989 | 7 | 4 | 1.28 | 1 | 0.95 | 0 | 1 | 0.95 | 0 | 0 | 0 | 0 | 0 | 0 | 0
1989 | 7 | 5 | 0.37 | 0.37 | 0.32 | 0 | 0.37 | 0.32 | 0 | 0 | 0 | 0 | 0 | 0 | 0
1989 | 7 | 6 | 0.76 | 0.76 | 0.71 | 0 | 0.76 | 0.71 | 0 | 0 | 0 | 0 | 0 | 0 | 0
1989 | 7 | 7 | 0 | 0 | 0 | 0 | 0 | 0 | 0 | 0 | 0 | 0 | 0 | 0 | 0
1989 | 7 | 8 | 0 | 0 | 0 | 0 | 0 | 0 | 0 | 0 | 0 | 0 | 0 | 0 | 0
1989 | 7 | 9 | 0 | 0 | 0 | 0 | 0 | 0 | 0 | 0 | 0 | 0 | 0 | 0 | 0
1989 | 7 | 10 | 0 | 0 | 0 | 0 | 0 | 0 | 0 | 0 | 0 | 0 | 0 | 0 | 0
1989 | 7 | 11 | 0 | 0 | 0 | 0 | 0 | 0 | 0 | 0 | 0 | 0 | 0 | 0 | 0
1989 | 7 | 12 | 0 | 0 | 0 | 0 | 0 | 0 | 0 | 0 | 0 | 0 | 0 | 0 | 0
1989 | 7 | 13 | 0.23 | 0.23 | 0.18 | 0 | 0.23 | 0.18 | 0 | 0 | 0 | 0 | 0 | 0 | 0
1989 | 7 | 14 | 0 | 0 | 0 | 0 | 0 | 0 | 0 | 0 | 0 | 0 | 0 | 0 | 0
1989 | 7 | 15 | 0 | 0 | 0 | 0 | 0 | 0 | 0 | 0 | 0 | 0 | 0 | 0 | 0
1989 | 7 | 16 | 0.64 | 0.64 | 0.59 | 0 | 0.64 | 0.59 | 0 | 0 | 0 | 0 | 0 | 0 | 0
1989 | 7 | 17 | 0 | 0 | 0 | 0 | 0 | 0 | 0 | 0 | 0 | 0 | 0 | 0 | 0
1989 | 7 | 18 | 0 | 0 | 0 | 0 | 0 | 0 | 0 | 0 | 0 | 0 | 0 | 0 | 0
1989 | 7 | 19 | 0 | 0 | 0 | 0 | 0 | 0 | 0 | 0 | 0 | 0 | 0 | 0 | 0
1989 | 7 | 20 | 0.68 | 0.68 | 0.63 | 0 | 0.68 | 0.63 | 0 | 0 | 0 | 0 | 0 | 0 | 0
1989 | 7 | 21 | 0 | 0 | 0 | 0 | 0 | 0 | 0 | 0 | 0 | 0 | 0 | 0 | 0
1989 | 7 | 22 | 0 | 0 | 0 | 0 | 0 | 0 | 0 | 0 | 0 | 0 | 0 | 0 | 0
1989 | 7 | 23 | 0 | 0 | 0 | 0 | 0 | 0 | 0 | 0 | 0 | 0 | 0 | 0 | 0
1989 | 7 | 24 | 0.21 | 0.21 | 0.16 | 0 | 0.21 | 0.16 | 0 | 0 | 0 | 0 | 0 | 0 | 0
1989 | 7 | 25 | 0 | 0 | 0 | 0 | 0 | 0 | 0 | 0 | 0 | 0 | 0 | 0 | 0
1989 | 7 | 26 | 1.19 | 1 | 0.95 | 0 | 1 | 0.95 | 0 | 0 | 0 | 0 | 0 | 0 | 0
1989 | 7 | 27 | 0.22 | 0.22 | 0.17 | 0 | 0.22 | 0.17 | 0 | 0 | 0 | 0 | 0 | 0 | 0
1989 | 7 | 28 | 0.02 | 0.02 | 0 | 0 | 0.02 | 0 | 0 | 0 | 0 | 0 | 0 | 0 | 0
1989 | 7 | 29 | 0 | 0 | 0 | 0 | 0 | 0 | 0 | 0 | 0 | 0 | 0 | 0 | 0
1989 | 7 | 30 | 0.04 | 0.04 | 0 | 0 | 0.04 | 0 | 0 | 0 | 0 | 0 | 0 | 0 | 0
1989 | 7 | 31 | 0.02 | 0.02 | 0 | 0 | 0.02 | 0 | 0 | 0 | 0 | 0 | 0 | 0 | 0
1989 | 8 | 1 | 0 | 0 | 0 | 0 | 0 | 0 | 0 | 0 | 0 | 0 | 0 | 0 | 0
1989 | 8 | 2 | 0 | 0 | 0 | 0 | 0 | 0 | 0 | 0 | 0 | 0 | 0 | 0 | 0
1989 | 8 | 3 | 0 | 0 | 0 | 0 | 0 | 0 | 0 | 0 | 0 | 0 | 0 | 0 | 0
1989 | 8 | 4 | 0 | 0 | 0 | 0 | 0 | 0 | 0 | 0 | 0 | 0 | 0 | 0 | 0
1989 | 8 | 5 | 0 | 0 | 0 | 0 | 0 | 0 | 0 | 0 | 0 | 0 | 0 | 0 | 0
1989 | 8 | 6 | 0 | 0 | 0 | 0 | 0 | 0 | 0 | 0 | 0 | 0 | 0 | 0 | 0
1989 | 8 | 7 | 0 | 0 | 0 | 0 | 0 | 0 | 0 | 0 | 0 | 0 | 0 | 0 | 0
1989 | 8 | 8 | 0 | 0 | 0 | 0 | 0 | 0 | 0 | 0 | 0 | 0 | 0 | 0 | 0
1989 | 8 | 9 | 0 | 0 | 0 | 0 | 0 | 0 | 0 | 0 | 0 | 0 | 0 | 0 | 0
1989 | 8 | 10 | 0 | 0 | 0 | 0 | 0 | 0 | 0 | 0 | 0 | 0 | 0 | 0 | 0
1989 | 8 | 11 | 0.01 | 0.01 | 0 | 0 | 0.01 | 0 | 0 | 0 | 0 | 0 | 0 | 0 | 0
1989 | 8 | 12 | 0.01 | 0.01 | 0 | 0 | 0.01 | 0 | 0 | 0 | 0 | 0 | 0 | 0 | 0
1989 | 8 | 13 | 0 | 0 | 0 | 0 | 0 | 0 | 0 | 0 | 0 | 0 | 0 | 0 | 0
1989 | 8 | 14 | 0 | 0 | 0 | 0 | 0 | 0 | 0 | 0 | 0 | 0 | 0 | 0 | 0
1989 | 8 | 15 | 0 | 0 | 0 | 0 | 0 | 0 | 0 | 0 | 0 | 0 | 0 | 0 | 0
1989 | 8 | 16 | 0 | 0 | 0 | 0 | 0 | 0 | 0 | 0 | 0 | 0 | 0 | 0 | 0
1989 | 8 | 17 | 0.94 | 0.94 | 0.89 | 0 | 0.94 | 0.89 | 0 | 0 | 0 | 0 | 0 | 0 | 0
1989 | 8 | 18 | 0.04 | 0.04 | 0 | 0 | 0.04 | 0 | 0 | 0 | 0 | 0 | 0 | 0 | 0
1989 | 8 | 19 | 0 | 0 | 0 | 0 | 0 | 0 | 0 | 0 | 0 | 0 | 0 | 0 | 0
1989 | 8 | 20 | 0 | 0 | 0 | 0 | 0 | 0 | 0 | 0 | 0 | 0 | 0 | 0 | 0
1989 | 8 | 21 | 0.15 | 0.15 | 0.1 | 0 | 0.15 | 0.1 | 0 | 0 | 0 | 0 | 0 | 0 | 0
1989 | 8 | 22 | 0 | 0 | 0 | 0 | 0 | 0 | 0 | 0 | 0 | 0 | 0 | 0 | 0
1989 | 8 | 23 | 0 | 0 | 0 | 0 | 0 | 0 | 0 | 0 | 0 | 0 | 0 | 0 | 0
1989 | 8 | 24 | 0 | 0 | 0 | 0 | 0 | 0 | 0 | 0 | 0 | 0 | 0 | 0 | 0
1989 | 8 | 25 | 0 | 0 | 0 | 0 | 0 | 0 | 0 | 0 | 0 | 0 | 0 | 0 | 0
1989 | 8 | 26 | 0 | 0 | 0 | 0 | 0 | 0 | 0 | 0 | 0 | 0 | 0 | 0 | 0
1989 | 8 | 27 | 0 | 0 | 0 | 0 | 0 | 0 | 0 | 0 | 0 | 0 | 0 | 0 | 0
1989 | 8 | 28 | 0 | 0 | 0 | 0 | 0 | 0 | 0 | 0 | 0 | 0 | 0 | 0 | 0
1989 | 8 | 29 | 0 | 0 | 0 | 0 | 0 | 0 | 0 | 0 | 0 | 0 | 0 | 0 | 0
1989 | 8 | 30 | 0 | 0 | 0 | 0 | 0 | 0 | 0 | 0 | 0 | 0 | 0 | 0 | 0
1989 | 8 | 31 | 0 | 0 | 0 | 0 | 0 | 0 | 0 | 0 | 0 | 0 | 0 | 0 | 0
1989 | 9 | 1 | 0 | 0 | 0 | 0 | 0 | 0 | 0 | 0 | 0 | 0 | 0 | 0 | 0
1989 | 9 | 2 | 0 | 0 | 0 | 0 | 0 | 0 | 0 | 0 | 0 | 0 | 0 | 0 | 0
1989 | 9 | 3 | 0 | 0 | 0 | 0 | 0 | 0 | 0 | 0 | 0 | 0 | 0 | 0 | 0
1989 | 9 | 4 | 0 | 0 | 0 | 0 | 0 | 0 | 0 | 0 | 0 | 0 | 0 | 0 | 0
1989 | 9 | 5 | 0 | 0 | 0 | 0 | 0 | 0 | 0 | 0 | 0 | 0 | 0 | 0 | 0
1989 | 9 | 6 | 0 | 0 | 0 | 0 | 0 | 0 | 0 | 0 | 0 | 0 | 0 | 0 | 0
1989 | 9 | 7 | 0 | 0 | 0 | 0 | 0 | 0 | 0 | 0 | 0 | 0 | 0 | 0 | 0
1989 | 9 | 8 | 0 | 0 | 0 | 0 | 0 | 0 | 0 | 0 | 0 | 0 | 0 | 0 | 0
1989 | 9 | 9 | 0 | 0 | 0 | 0 | 0 | 0 | 0 | 0 | 0 | 0 | 0 | 0 | 0
1989 | 9 | 10 | 0 | 0 | 0 | 0 | 0 | 0 | 0 | 0 | 0 | 0 | 0 | 0 | 0
1989 | 9 | 11 | 0 | 0 | 0 | 0 | 0 | 0 | 0 | 0 | 0 | 0 | 0 | 0 | 0
1989 | 9 | 12 | 0.03 | 0.03 | 0 | 0 | 0.03 | 0 | 0 | 0 | 0 | 0 | 0 | 0 | 0
1989 | 9 | 13 | 1.62 | 1 | 0.95 | 0 | 1 | 0.95 | 0 | 0 | 0 | 0 | 0 | 0 | 0
1989 | 9 | 14 | 0.01 | 0.01 | 0 | 0 | 0.01 | 0 | 0 | 0 | 0 | 0 | 0 | 0 | 0
1989 | 9 | 15 | 0 | 0 | 0 | 0 | 0 | 0 | 0 | 0 | 0 | 0 | 0 | 0 | 0
1989 | 9 | 16 | 1.84 | 1 | 0.95 | 0 | 1 | 0.95 | 0 | 0 | 0 | 0 | 0 | 0 | 0
1989 | 9 | 17 | 0 | 0 | 0 | 0 | 0 | 0 | 0 | 0 | 0 | 0 | 0 | 0 | 0
1989 | 9 | 18 | 0 | 0 | 0 | 0 | 0 | 0 | 0 | 0 | 0 | 0 | 0 | 0 | 0
1989 | 9 | 19 | 0.29 | 0.29 | 0.24 | 0 | 0.29 | 0.24 | 0 | 0 | 0 | 0 | 0 | 0 | 0
1989 | 9 | 20 | 1.1 | 1 | 0.95 | 0 | 1 | 0.95 | 0 | 0 | 0 | 0 | 0 | 0 | 0
1989 | 9 | 21 | 0 | 0 | 0 | 0 | 0 | 0 | 0 | 0 | 0 | 0 | 0 | 0 | 0
1989 | 9 | 22 | 0.1 | 0.1 | 0.05 | 0 | 0.1 | 0.05 | 0 | 0 | 0 | 0 | 0 | 0 | 0
1989 | 9 | 23 | 0.18 | 0.18 | 0.13 | 0 | 0.18 | 0.13 | 0 | 0 | 0 | 0 | 0 | 0 | 0
1989 | 9 | 24 | 0 | 0 | 0 | 0 | 0 | 0 | 0 | 0 | 0 | 0 | 0 | 0 | 0
1989 | 9 | 25 | 0.36 | 0.36 | 0.31 | 0 | 0.36 | 0.31 | 0 | 0 | 0 | 0 | 0 | 0 | 0
1989 | 9 | 26 | 1.15 | 1 | 0.95 | 0 | 1 | 0.95 | 0 | 0 | 0 | 0 | 0 | 0 | 0
1989 | 9 | 27 | 0 | 0 | 0 | 0 | 0 | 0 | 0 | 0 | 0 | 0 | 0 | 0 | 0
1989 | 9 | 28 | 0 | 0 | 0 | 0 | 0 | 0 | 0 | 0 | 0 | 0 | 0 | 0 | 0
1989 | 9 | 29 | 0 | 0 | 0 | 0 | 0 | 0 | 0 | 0 | 0 | 0 | 0 | 0 | 0
1989 | 9 | 30 | 0 | 0 | 0 | 0 | 0 | 0 | 0 | 0 | 0 | 0 | 0 | 0 | 0
1989 | 10 | 1 | 0.87 | 0.87 | 0.82 | 0 | 0.87 | 0.82 | 0 | 0 | 0 | 0 | 0 | 0 | 0
1989 | 10 | 2 | 0.96 | 0.96 | 0.91 | 0 | 0.96 | 0.91 | 0 | 0 | 0 | 0 | 0 | 0 | 0
1989 | 10 | 3 | 0 | 0 | 0 | 0 | 0 | 0 | 0 | 0 | 0 | 0 | 0 | 0 | 0
1989 | 10 | 4 | 0 | 0 | 0 | 0 | 0 | 0 | 0 | 0 | 0 | 0 | 0 | 0 | 0
1989 | 10 | 5 | 0 | 0 | 0 | 0 | 0 | 0 | 0 | 0 | 0 | 0 | 0 | 0 | 0
1989 | 10 | 6 | 0 | 0 | 0 | 0 | 0 | 0 | 0 | 0 | 0 | 0 | 0 | 0 | 0
1989 | 10 | 7 | 0 | 0 | 0 | 0 | 0 | 0 | 0 | 0 | 0 | 0 | 0 | 0 | 0
1989 | 10 | 8 | 0 | 0 | 0 | 0 | 0 | 0 | 0 | 0 | 0 | 0 | 0 | 0 | 0
1989 | 10 | 9 | 0 | 0 | 0 | 0 | 0 | 0 | 0 | 0 | 0 | 0 | 0 | 0 | 0
1989 | 10 | 10 | 0 | 0 | 0 | 0 | 0 | 0 | 0 | 0 | 0 | 0 | 0 | 0 | 0
1989 | 10 | 11 | 0 | 0 | 0 | 0 | 0 | 0 | 0 | 0 | 0 | 0 | 0 | 0 | 0
1989 | 10 | 12 | 0 | 0 | 0 | 0 | 0 | 0 | 0 | 0 | 0 | 0 | 0 | 0 | 0
1989 | 10 | 13 | 0 | 0 | 0 | 0 | 0 | 0 | 0 | 0 | 0 | 0 | 0 | 0 | 0
1989 | 10 | 14 | 0 | 0 | 0 | 0 | 0 | 0 | 0 | 0 | 0 | 0 | 0 | 0 | 0
1989 | 10 | 15 | 0 | 0 | 0 | 0 | 0 | 0 | 0 | 0 | 0 | 0 | 0 | 0 | 0
1989 | 10 | 16 | 0 | 0 | 0 | 0 | 0 | 0 | 0 | 0 | 0 | 0 | 0 | 0 | 0
1989 | 10 | 17 | 0.64 | 0.64 | 0.59 | 0 | 0.64 | 0.59 | 0 | 0 | 0 | 0 | 0 | 0 | 0
1989 | 10 | 18 | 0.94 | 0.94 | 0.89 | 0 | 0.94 | 0.89 | 0 | 0 | 0 | 0 | 0 | 0 | 0
1989 | 10 | 19 | 1.12 | 1 | 0.95 | 0 | 1 | 0.95 | 0 | 0 | 0 | 0 | 0 | 0 | 0
1989 | 10 | 20 | 0.65 | 0.65 | 0.6 | 0 | 0.65 | 0.6 | 0 | 0 | 0 | 0 | 0 | 0 | 0
1989 | 10 | 21 | 0 | 0 | 0 | 0 | 0 | 0 | 0 | 0 | 0 | 0 | 0 | 0 | 0
1989 | 10 | 22 | 0 | 0 | 0 | 0 | 0 | 0 | 0 | 0 | 0 | 0 | 0 | 0 | 0
1989 | 10 | 23 | 0 | 0 | 0 | 0 | 0 | 0 | 0 | 0 | 0 | 0 | 0 | 0 | 0
1989 | 10 | 24 | 0 | 0 | 0 | 0 | 0 | 0 | 0 | 0 | 0 | 0 | 0 | 0 | 0
1989 | 10 | 25 | 0 | 0 | 0 | 0 | 0 | 0 | 0 | 0 | 0 | 0 | 0 | 0 | 0
1989 | 10 | 26 | 0 | 0 | 0 | 0 | 0 | 0 | 0 | 0 | 0 | 0 | 0 | 0 | 0
1989 | 10 | 27 | 0 | 0 | 0 | 0 | 0 | 0 | 0 | 0 | 0 | 0 | 0 | 0 | 0
1989 | 10 | 28 | 0 | 0 | 0 | 0 | 0 | 0 | 0 | 0 | 0 | 0 | 0 | 0 | 0
1989 | 10 | 29 | 0 | 0 | 0 | 0 | 0 | 0 | 0 | 0 | 0 | 0 | 0 | 0 | 0
1989 | 10 | 30 | 0.08 | 0.08 | 0.03 | 0 | 0.08 | 0.03 | 0 | 0 | 0 | 0 | 0 | 0 | 0
1989 | 10 | 31 | 0.22 | 0.22 | 0.17 | 0 | 0.22 | 0.17 | 0 | 0 | 0 | 0 | 0 | 0 | 0
1989 | 11 | 1 | 0 | 0 | 0 | 0 | 0 | 0 | 0 | 0 | 0 | 0 | 0 | 0 | 0
1989 | 11 | 2 | 0.12 | 0.12 | 0.07 | 0 | 0.12 | 0.07 | 0 | 0 | 0 | 0 | 0 | 0 | 0
1989 | 11 | 3 | 0.04 | 0.04 | 0 | 0 | 0.04 | 0 | 0 | 0 | 0 | 0 | 0 | 0 | 0
1989 | 11 | 4 | 0 | 0 | 0 | 0 | 0 | 0 | 0 | 0 | 0 | 0 | 0 | 0 | 0
1989 | 11 | 5 | 0 | 0 | 0 | 0 | 0 | 0 | 0 | 0 | 0 | 0 | 0 | 0 | 0
1989 | 11 | 6 | 0 | 0 | 0 | 0 | 0 | 0 | 0 | 0 | 0 | 0 | 0 | 0 | 0
1989 | 11 | 7 | 0 | 0 | 0 | 0 | 0 | 0 | 0 | 0 | 0 | 0 | 0 | 0 | 0
1989 | 11 | 8 | 0.56 | 0.56 | 0.51 | 0 | 0.56 | 0.51 | 0 | 0 | 0 | 0 | 0 | 0 | 0
1989 | 11 | 9 | 0.03 | 0.03 | 0 | 0 | 0.03 | 0 | 0 | 0 | 0 | 0 | 0 | 0 | 0
1989 | 11 | 10 | 0 | 0 | 0 | 0 | 0 | 0 | 0 | 0 | 0 | 0 | 0 | 0 | 0
1989 | 11 | 11 | 0 | 0 | 0 | 0 | 0 | 0 | 0 | 0 | 0 | 0 | 0 | 0 | 0
1989 | 11 | 12 | 0 | 0 | 0 | 0 | 0 | 0 | 0 | 0 | 0 | 0 | 0 | 0 | 0
1989 | 11 | 13 | 0 | 0 | 0 | 0 | 0 | 0 | 0 | 0 | 0 | 0 | 0 | 0 | 0
1989 | 11 | 14 | 0.01 | 0.01 | 0 | 0 | 0.01 | 0 | 0 | 0 | 0 | 0 | 0 | 0 | 0
1989 | 11 | 15 | 0.05 | 0.05 | 0 | 0 | 0.05 | 0 | 0 | 0 | 0 | 0 | 0 | 0 | 0
1989 | 11 | 16 | 1.2 | 1 | 0.95 | 0 | 1 | 0.95 | 0 | 0 | 0 | 0 | 0 | 0 | 0
1989 | 11 | 17 | 0 | 0 | 0 | 0 | 0 | 0 | 0 | 0 | 0 | 0 | 0 | 0 | 0
1989 | 11 | 18 | 0 | 0 | 0 | 0 | 0 | 0 | 0 | 0 | 0 | 0 | 0 | 0 | 0
1989 | 11 | 19 | 0 | 0 | 0 | 0 | 0 | 0 | 0 | 0 | 0 | 0 | 0 | 0 | 0
1989 | 11 | 20 | 0 | 0 | 0 | 0 | 0 | 0 | 0 | 0 | 0 | 0 | 0 | 0 | 0
1989 | 11 | 21 | 0 | 0 | 0 | 0 | 0 | 0 | 0 | 0 | 0 | 0 | 0 | 0 | 0
1989 | 11 | 22 | 0.2 | 0.2 | 0.15 | 0 | 0.2 | 0.15 | 0 | 0 | 0 | 0 | 0 | 0 | 0
1989 | 11 | 23 | 0.15 | 0.15 | 0.1 | 0 | 0.15 | 0.1 | 0 | 0 | 0 | 0 | 0 | 0 | 0
1989 | 11 | 24 | 0 | 0 | 0 | 0 | 0 | 0 | 0 | 0 | 0 | 0 | 0 | 0 | 0
1989 | 11 | 25 | 0 | 0 | 0 | 0 | 0 | 0 | 0 | 0 | 0 | 0 | 0 | 0 | 0
1989 | 11 | 26 | 0 | 0 | 0 | 0 | 0 | 0 | 0 | 0 | 0 | 0 | 0 | 0 | 0
1989 | 11 | 27 | 0.01 | 0.01 | 0 | 0 | 0.01 | 0 | 0 | 0 | 0 | 0 | 0 | 0 | 0
1989 | 11 | 28 | 0 | 0 | 0 | 0 | 0 | 0 | 0 | 0 | 0 | 0 | 0 | 0 | 0
1989 | 11 | 29 | 0 | 0 | 0 | 0 | 0 | 0 | 0 | 0 | 0 | 0 | 0 | 0 | 0
1989 | 11 | 30 | 0 | 0 | 0 | 0 | 0 | 0 | 0 | 0 | 0 | 0 | 0 | 0 | 0
1989 | 12 | 1 | 0 | 0 | 0 | 0 | 0 | 0 | 0 | 0 | 0 | 0 | 0 | 0 | 0
1989 | 12 | 2 | 0 | 0 | 0 | 0 | 0 | 0 | 0 | 0 | 0 | 0 | 0 | 0 | 0
1989 | 12 | 3 | 0 | 0 | 0 | 0 | 0 | 0 | 0 | 0 | 0 | 0 | 0 | 0 | 0
1989 | 12 | 4 | 0 | 0 | 0 | 0 | 0 | 0 | 0 | 0 | 0 | 0 | 0 | 0 | 0
1989 | 12 | 5 | 0 | 0 | 0 | 0 | 0 | 0 | 0 | 0 | 0 | 0 | 0 | 0 | 0
1989 | 12 | 6 | 0.01 | 0.01 | 0 | 0 | 0.01 | 0 | 0 | 0 | 0 | 0 | 0 | 0 | 0
1989 | 12 | 7 | 0 | 0 | 0 | 0 | 0 | 0 | 0 | 0 | 0 | 0 | 0 | 0 | 0
1989 | 12 | 8 | 0.32 | 0.32 | 0.27 | 0 | 0.32 | 0.27 | 0 | 0 | 0 | 0 | 0 | 0 | 0
1989 | 12 | 9 | 0 | 0 | 0 | 0 | 0 | 0 | 0 | 0 | 0 | 0 | 0 | 0 | 0
1989 | 12 | 10 | 0 | 0 | 0 | 0 | 0 | 0 | 0 | 0 | 0 | 0 | 0 | 0 | 0
1989 | 12 | 11 | 0 | 0 | 0 | 0 | 0 | 0 | 0 | 0 | 0 | 0 | 0 | 0 | 0
1989 | 12 | 12 | 0.25 | 0.25 | 0.2 | 0 | 0.25 | 0.2 | 0 | 0 | 0 | 0 | 0 | 0 | 0
1989 | 12 | 13 | 0.2 | 0.2 | 0.15 | 0 | 0.2 | 0.15 | 0 | 0 | 0 | 0 | 0 | 0 | 0
1989 | 12 | 14 | 0 | 0 | 0 | 0 | 0 | 0 | 0 | 0 | 0 | 0 | 0 | 0 | 0
1989 | 12 | 15 | 0.04 | 0.04 | 0 | 0 | 0.04 | 0 | 0 | 0 | 0 | 0 | 0 | 0 | 0
1989 | 12 | 16 | 0 | 0 | 0 | 0 | 0 | 0 | 0 | 0 | 0 | 0 | 0 | 0 | 0
1989 | 12 | 17 | 0 | 0 | 0 | 0 | 0 | 0 | 0 | 0 | 0 | 0 | 0 | 0 | 0
1989 | 12 | 18 | 0 | 0 | 0 | 0 | 0 | 0 | 0 | 0 | 0 | 0 | 0 | 0 | 0
1989 | 12 | 19 | 0 | 0 | 0 | 0 | 0 | 0 | 0 | 0 | 0 | 0 | 0 | 0 | 0
1989 | 12 | 20 | 0 | 0 | 0 | 0 | 0 | 0 | 0 | 0 | 0 | 0 | 0 | 0 | 0
1989 | 12 | 21 | 0 | 0 | 0 | 0 | 0 | 0 | 0 | 0 | 0 | 0 | 0 | 0 | 0
1989 | 12 | 22 | 0 | 0 | 0 | 0 | 0 | 0 | 0 | 0 | 0 | 0 | 0 | 0 | 0
1989 | 12 | 23 | 0 | 0 | 0 | 0 | 0 | 0 | 0 | 0 | 0 | 0 | 0 | 0 | 0
1989 | 12 | 24 | 0 | 0 | 0 | 0 | 0 | 0 | 0 | 0 | 0 | 0 | 0 | 0 | 0
1989 | 12 | 25 | 0 | 0 | 0 | 0 | 0 | 0 | 0 | 0 | 0 | 0 | 0 | 0 | 0
1989 | 12 | 26 | 0.02 | 0.02 | 0 | 0 | 0.02 | 0 | 0 | 0 | 0 | 0 | 0 | 0 | 0
1989 | 12 | 27 | 0 | 0 | 0 | 0 | 0 | 0 | 0 | 0 | 0 | 0 | 0 | 0 | 0
1989 | 12 | 28 | 0 | 0 | 0 | 0 | 0 | 0 | 0 | 0 | 0 | 0 | 0 | 0 | 0
1989 | 12 | 29 | 0 | 0 | 0 | 0 | 0 | 0 | 0 | 0 | 0 | 0 | 0 | 0 | 0
1989 | 12 | 30 | 0.03 | 0.03 | 0 | 0 | 0.03 | 0 | 0 | 0 | 0 | 0 | 0 | 0 | 0
1989 | 12 | 31 | 1.23 | 1 | 0.95 | 0 | 1 | 0.95 | 0 | 0 | 0 | 0 | 0 | 0 | 0
1990 | 1 | 1 | 0.2 | 0.2 | 0.15 | 0 | 0.2 | 0.15 | 0 | 0 | 0 | 0 | 0 | 0 | 0
1990 | 1 | 2 | 0 | 0 | 0 | 0 | 0 | 0 | 0 | 0 | 0 | 0 | 0 | 0 | 0
1990 | 1 | 3 | 0 | 0 | 0 | 0 | 0 | 0 | 0 | 0 | 0 | 0 | 0 | 0 | 0
1990 | 1 | 4 | 0.06 | 0.06 | 0.01 | 0 | 0.06 | 0.01 | 0 | 0 | 0 | 0 | 0 | 0 | 0
1990 | 1 | 5 | 0 | 0 | 0 | 0 | 0 | 0 | 0 | 0 | 0 | 0 | 0 | 0 | 0
1990 | 1 | 6 | 0.04 | 0.04 | 0 | 0 | 0.04 | 0 | 0 | 0 | 0 | 0 | 0 | 0 | 0
1990 | 1 | 7 | 0 | 0 | 0 | 0 | 0 | 0 | 0 | 0 | 0 | 0 | 0 | 0 | 0
1990 | 1 | 8 | 0.52 | 0.52 | 0.47 | 0 | 0.52 | 0.47 | 0 | 0 | 0 | 0 | 0 | 0 | 0
1990 | 1 | 9 | 0 | 0 | 0 | 0 | 0 | 0 | 0 | 0 | 0 | 0 | 0 | 0 | 0
1990 | 1 | 10 | 0.01 | 0.01 | 0 | 0 | 0.01 | 0 | 0 | 0 | 0 | 0 | 0 | 0 | 0
1990 | 1 | 11 | 0 | 0 | 0 | 0 | 0 | 0 | 0 | 0 | 0 | 0 | 0 | 0 | 0
1990 | 1 | 12 | 0 | 0 | 0 | 0 | 0 | 0 | 0 | 0 | 0 | 0 | 0 | 0 | 0
1990 | 1 | 13 | 0 | 0 | 0 | 0 | 0 | 0 | 0 | 0 | 0 | 0 | 0 | 0 | 0
1990 | 1 | 14 | 0 | 0 | 0 | 0 | 0 | 0 | 0 | 0 | 0 | 0 | 0 | 0 | 0
1990 | 1 | 15 | 0.02 | 0.02 | 0 | 0 | 0.02 | 0 | 0 | 0 | 0 | 0 | 0 | 0 | 0
1990 | 1 | 16 | 0 | 0 | 0 | 0 | 0 | 0 | 0 | 0 | 0 | 0 | 0 | 0 | 0
1990 | 1 | 17 | 0 | 0 | 0 | 0 | 0 | 0 | 0 | 0 | 0 | 0 | 0 | 0 | 0
1990 | 1 | 18 | 0 | 0 | 0 | 0 | 0 | 0 | 0 | 0 | 0 | 0 | 0 | 0 | 0
1990 | 1 | 19 | 0 | 0 | 0 | 0 | 0 | 0 | 0 | 0 | 0 | 0 | 0 | 0 | 0
1990 | 1 | 20 | 0.11 | 0.11 | 0.06 | 0 | 0.11 | 0.06 | 0 | 0 | 0 | 0 | 0 | 0 | 0
1990 | 1 | 21 | 0 | 0 | 0 | 0 | 0 | 0 | 0 | 0 | 0 | 0 | 0 | 0 | 0
1990 | 1 | 22 | 0 | 0 | 0 | 0 | 0 | 0 | 0 | 0 | 0 | 0 | 0 | 0 | 0
1990 | 1 | 23 | 0 | 0 | 0 | 0 | 0 | 0 | 0 | 0 | 0 | 0 | 0 | 0 | 0
1990 | 1 | 24 | 0.01 | 0.01 | 0 | 0 | 0.01 | 0 | 0 | 0 | 0 | 0 | 0 | 0 | 0
1990 | 1 | 25 | 0.92 | 0.92 | 0.87 | 0 | 0.92 | 0.87 | 0 | 0 | 0 | 0 | 0 | 0 | 0
1990 | 1 | 26 | 0.5 | 0.5 | 0.45 | 0 | 0.5 | 0.45 | 0 | 0 | 0 | 0 | 0 | 0 | 0
1990 | 1 | 27 | 0 | 0 | 0 | 0 | 0 | 0 | 0 | 0 | 0 | 0 | 0 | 0 | 0
1990 | 1 | 28 | 0 | 0 | 0 | 0 | 0 | 0 | 0 | 0 | 0 | 0 | 0 | 0 | 0
1990 | 1 | 29 | 0.56 | 0.56 | 0.51 | 0 | 0.56 | 0.51 | 0 | 0 | 0 | 0 | 0 | 0 | 0
1990 | 1 | 30 | 0 | 0 | 0 | 0 | 0 | 0 | 0 | 0 | 0 | 0 | 0 | 0 | 0
1990 | 1 | 31 | 0 | 0 | 0 | 0 | 0 | 0 | 0 | 0 | 0 | 0 | 0 | 0 | 0
1990 | 2 | 1 | 0 | 0 | 0 | 0 | 0 | 0 | 0 | 0 | 0 | 0 | 0 | 0 | 0
1990 | 2 | 2 | 0 | 0 | 0 | 0 | 0 | 0 | 0 | 0 | 0 | 0 | 0 | 0 | 0
1990 | 2 | 3 | 0.23 | 0.23 | 0.18 | 0 | 0.23 | 0.18 | 0 | 0 | 0 | 0 | 0 | 0 | 0
1990 | 2 | 4 | 0.06 | 0.06 | 0.01 | 0 | 0.06 | 0.01 | 0 | 0 | 0 | 0 | 0 | 0 | 0
1990 | 2 | 5 | 0 | 0 | 0 | 0 | 0 | 0 | 0 | 0 | 0 | 0 | 0 | 0 | 0
1990 | 2 | 6 | 0 | 0 | 0 | 0 | 0 | 0 | 0 | 0 | 0 | 0 | 0 | 0 | 0
1990 | 2 | 7 | 0.04 | 0.04 | 0 | 0 | 0.04 | 0 | 0 | 0 | 0 | 0 | 0 | 0 | 0
1990 | 2 | 8 | 0 | 0 | 0 | 0 | 0 | 0 | 0 | 0 | 0 | 0 | 0 | 0 | 0
1990 | 2 | 9 | 0.01 | 0.01 | 0 | 0 | 0.01 | 0 | 0 | 0 | 0 | 0 | 0 | 0 | 0
1990 | 2 | 10 | 0.46 | 0.46 | 0.41 | 0 | 0.46 | 0.41 | 0 | 0 | 0 | 0 | 0 | 0 | 0
1990 | 2 | 11 | 0.02 | 0.02 | 0 | 0 | 0.02 | 0 | 0 | 0 | 0 | 0 | 0 | 0 | 0
1990 | 2 | 12 | 0 | 0 | 0 | 0 | 0 | 0 | 0 | 0 | 0 | 0 | 0 | 0 | 0
1990 | 2 | 13 | 0 | 0 | 0 | 0 | 0 | 0 | 0 | 0 | 0 | 0 | 0 | 0 | 0
1990 | 2 | 14 | 0 | 0 | 0 | 0 | 0 | 0 | 0 | 0 | 0 | 0 | 0 | 0 | 0
1990 | 2 | 15 | 0.01 | 0.01 | 0 | 0 | 0.01 | 0 | 0 | 0 | 0 | 0 | 0 | 0 | 0
1990 | 2 | 16 | 0.07 | 0.07 | 0.02 | 0 | 0.07 | 0.02 | 0 | 0 | 0 | 0 | 0 | 0 | 0
1990 | 2 | 17 | 0 | 0 | 0 | 0 | 0 | 0 | 0 | 0 | 0 | 0 | 0 | 0 | 0
1990 | 2 | 18 | 0 | 0 | 0 | 0 | 0 | 0 | 0 | 0 | 0 | 0 | 0 | 0 | 0
1990 | 2 | 19 | 0 | 0 | 0 | 0 | 0 | 0 | 0 | 0 | 0 | 0 | 0 | 0 | 0
1990 | 2 | 20 | 0 | 0 | 0 | 0 | 0 | 0 | 0 | 0 | 0 | 0 | 0 | 0 | 0
1990 | 2 | 21 | 0 | 0 | 0 | 0 | 0 | 0 | 0 | 0 | 0 | 0 | 0 | 0 | 0
1990 | 2 | 22 | 0.31 | 0.31 | 0.26 | 0 | 0.31 | 0.26 | 0 | 0 | 0 | 0 | 0 | 0 | 0
1990 | 2 | 23 | 0.08 | 0.08 | 0.03 | 0 | 0.08 | 0.03 | 0 | 0 | 0 | 0 | 0 | 0 | 0
1990 | 2 | 24 | 0 | 0 | 0 | 0 | 0 | 0 | 0 | 0 | 0 | 0 | 0 | 0 | 0
1990 | 2 | 25 | 0 | 0 | 0 | 0 | 0 | 0 | 0 | 0 | 0 | 0 | 0 | 0 | 0
1990 | 2 | 26 | 0 | 0 | 0 | 0 | 0 | 0 | 0 | 0 | 0 | 0 | 0 | 0 | 0
1990 | 2 | 27 | 0.01 | 0.01 | 0 | 0 | 0.01 | 0 | 0 | 0 | 0 | 0 | 0 | 0 | 0
1990 | 2 | 28 | 0 | 0 | 0 | 0 | 0 | 0 | 0 | 0 | 0 | 0 | 0 | 0 | 0
1990 | 3 | 1 | 0 | 0 | 0 | 0 | 0 | 0 | 0 | 0 | 0 | 0 | 0 | 0 | 0
1990 | 3 | 2 | 0.05 | 0.05 | 0 | 0 | 0.05 | 0 | 0 | 0 | 0 | 0 | 0 | 0 | 0
1990 | 3 | 3 | 0.01 | 0.01 | 0 | 0 | 0.01 | 0 | 0 | 0 | 0 | 0 | 0 | 0 | 0
1990 | 3 | 4 | 0 | 0 | 0 | 0 | 0 | 0 | 0 | 0 | 0 | 0 | 0 | 0 | 0
1990 | 3 | 5 | 0 | 0 | 0 | 0 | 0 | 0 | 0 | 0 | 0 | 0 | 0 | 0 | 0
1990 | 3 | 6 | 0 | 0 | 0 | 0 | 0 | 0 | 0 | 0 | 0 | 0 | 0 | 0 | 0
1990 | 3 | 7 | 0 | 0 | 0 | 0 | 0 | 0 | 0 | 0 | 0 | 0 | 0 | 0 | 0
1990 | 3 | 8 | 0 | 0 | 0 | 0 | 0 | 0 | 0 | 0 | 0 | 0 | 0 | 0 | 0
1990 | 3 | 9 | 0.01 | 0.01 | 0 | 0 | 0.01 | 0 | 0 | 0 | 0 | 0 | 0 | 0 | 0
1990 | 3 | 10 | 0 | 0 | 0 | 0 | 0 | 0 | 0 | 0 | 0 | 0 | 0 | 0 | 0
1990 | 3 | 11 | 0.01 | 0.01 | 0 | 0 | 0.01 | 0 | 0 | 0 | 0 | 0 | 0 | 0 | 0
1990 | 3 | 12 | 0 | 0 | 0 | 0 | 0 | 0 | 0 | 0 | 0 | 0 | 0 | 0 | 0
1990 | 3 | 13 | 0 | 0 | 0 | 0 | 0 | 0 | 0 | 0 | 0 | 0 | 0 | 0 | 0
1990 | 3 | 14 | 0 | 0 | 0 | 0 | 0 | 0 | 0 | 0 | 0 | 0 | 0 | 0 | 0
1990 | 3 | 15 | 0 | 0 | 0 | 0 | 0 | 0 | 0 | 0 | 0 | 0 | 0 | 0 | 0
1990 | 3 | 16 | 0.03 | 0.03 | 0 | 0 | 0.03 | 0 | 0 | 0 | 0 | 0 | 0 | 0 | 0
1990 | 3 | 17 | 1.34 | 1 | 0.95 | 0 | 1 | 0.95 | 0 | 0 | 0 | 0 | 0 | 0 | 0
1990 | 3 | 18 | 0.01 | 0.01 | 0 | 0 | 0.01 | 0 | 0 | 0 | 0 | 0 | 0 | 0 | 0
1990 | 3 | 19 | 0.01 | 0.01 | 0 | 0 | 0.01 | 0 | 0 | 0 | 0 | 0 | 0 | 0 | 0
1990 | 3 | 20 | 0.1 | 0.1 | 0.05 | 0 | 0.1 | 0.05 | 0 | 0 | 0 | 0 | 0 | 0 | 0
1990 | 3 | 21 | 0 | 0 | 0 | 0 | 0 | 0 | 0 | 0 | 0 | 0 | 0 | 0 | 0
1990 | 3 | 22 | 0 | 0 | 0 | 0 | 0 | 0 | 0 | 0 | 0 | 0 | 0 | 0 | 0
1990 | 3 | 23 | 0 | 0 | 0 | 0 | 0 | 0 | 0 | 0 | 0 | 0 | 0 | 0 | 0
1990 | 3 | 24 | 0.22 | 0.22 | 0.17 | 0 | 0.22 | 0.17 | 0 | 0 | 0 | 0 | 0 | 0 | 0
1990 | 3 | 25 | 0.1 | 0.1 | 0.05 | 0 | 0.1 | 0.05 | 0 | 0 | 0 | 0 | 0 | 0 | 0
1990 | 3 | 26 | 0 | 0 | 0 | 0 | 0 | 0 | 0 | 0 | 0 | 0 | 0 | 0 | 0
1990 | 3 | 27 | 0 | 0 | 0 | 0 | 0 | 0 | 0 | 0 | 0 | 0 | 0 | 0 | 0
1990 | 3 | 28 | 0 | 0 | 0 | 0 | 0 | 0 | 0 | 0 | 0 | 0 | 0 | 0 | 0
1990 | 3 | 29 | 0.06 | 0.06 | 0.01 | 0 | 0.06 | 0.01 | 0 | 0 | 0 | 0 | 0 | 0 | 0
1990 | 3 | 30 | 0.31 | 0.31 | 0.26 | 0 | 0.31 | 0.26 | 0 | 0 | 0 | 0 | 0 | 0 | 0
1990 | 3 | 31 | 0.31 | 0.31 | 0.26 | 0 | 0.31 | 0.26 | 0 | 0 | 0 | 0 | 0 | 0 | 0
1990 | 4 | 1 | 0.36 | 0.36 | 0.31 | 0 | 0.36 | 0.31 | 0 | 0 | 0 | 0 | 0 | 0 | 0
1990 | 4 | 2 | 0.56 | 0.56 | 0.51 | 0 | 0.56 | 0.51 | 0 | 0 | 0 | 0 | 0 | 0 | 0
1990 | 4 | 3 | 0.01 | 0.01 | 0 | 0 | 0.01 | 0 | 0 | 0 | 0 | 0 | 0 | 0 | 0
1990 | 4 | 4 | 0.02 | 0.02 | 0 | 0 | 0.02 | 0 | 0 | 0 | 0 | 0 | 0 | 0 | 0
1990 | 4 | 5 | 0 | 0 | 0 | 0 | 0 | 0 | 0 | 0 | 0 | 0 | 0 | 0 | 0
1990 | 4 | 6 | 0.55 | 0.55 | 0.5 | 0 | 0.55 | 0.5 | 0 | 0 | 0 | 0 | 0 | 0 | 0
1990 | 4 | 7 | 0.1 | 0.1 | 0.05 | 0 | 0.1 | 0.05 | 0 | 0 | 0 | 0 | 0 | 0 | 0
1990 | 4 | 8 | 0 | 0 | 0 | 0 | 0 | 0 | 0 | 0 | 0 | 0 | 0 | 0 | 0
1990 | 4 | 9 | 0 | 0 | 0 | 0 | 0 | 0 | 0 | 0 | 0 | 0 | 0 | 0 | 0
1990 | 4 | 10 | 0 | 0 | 0 | 0 | 0 | 0 | 0 | 0 | 0 | 0 | 0 | 0 | 0
1990 | 4 | 11 | 0.02 | 0.02 | 0 | 0 | 0.02 | 0 | 0 | 0 | 0 | 0 | 0 | 0 | 0
1990 | 4 | 12 | 0 | 0 | 0 | 0 | 0 | 0 | 0 | 0 | 0 | 0 | 0 | 0 | 0
1990 | 4 | 13 | 0 | 0 | 0 | 0 | 0 | 0 | 0 | 0 | 0 | 0 | 0 | 0 | 0
1990 | 4 | 14 | 0.33 | 0.33 | 0.28 | 0 | 0.33 | 0.28 | 0 | 0 | 0 | 0 | 0 | 0 | 0
1990 | 4 | 15 | 0.75 | 0.75 | 0.7 | 0 | 0.75 | 0.7 | 0 | 0 | 0 | 0 | 0 | 0 | 0
1990 | 4 | 16 | 0 | 0 | 0 | 0 | 0 | 0 | 0 | 0 | 0 | 0 | 0 | 0 | 0
1990 | 4 | 17 | 0.12 | 0.12 | 0.07 | 0 | 0.12 | 0.07 | 0 | 0 | 0 | 0 | 0 | 0 | 0
1990 | 4 | 18 | 0 | 0 | 0 | 0 | 0 | 0 | 0 | 0 | 0 | 0 | 0 | 0 | 0
1990 | 4 | 19 | 0 | 0 | 0 | 0 | 0 | 0 | 0 | 0 | 0 | 0 | 0 | 0 | 0
1990 | 4 | 20 | 0 | 0 | 0 | 0 | 0 | 0 | 0 | 0 | 0 | 0 | 0 | 0 | 0
1990 | 4 | 21 | 0.17 | 0.17 | 0.12 | 0 | 0.17 | 0.12 | 0 | 0 | 0 | 0 | 0 | 0 | 0
1990 | 4 | 22 | 0 | 0 | 0 | 0 | 0 | 0 | 0 | 0 | 0 | 0 | 0 | 0 | 0
1990 | 4 | 23 | 0 | 0 | 0 | 0 | 0 | 0 | 0 | 0 | 0 | 0 | 0 | 0 | 0
1990 | 4 | 24 | 0 | 0 | 0 | 0 | 0 | 0 | 0 | 0 | 0 | 0 | 0 | 0 | 0
1990 | 4 | 25 | 0 | 0 | 0 | 0 | 0 | 0 | 0 | 0 | 0 | 0 | 0 | 0 | 0
1990 | 4 | 26 | 0 | 0 | 0 | 0 | 0 | 0 | 0 | 0 | 0 | 0 | 0 | 0 | 0
1990 | 4 | 27 | 0 | 0 | 0 | 0 | 0 | 0 | 0 | 0 | 0 | 0 | 0 | 0 | 0
1990 | 4 | 28 | 0 | 0 | 0 | 0 | 0 | 0 | 0 | 0 | 0 | 0 | 0 | 0 | 0
1990 | 4 | 29 | 1 | 1 | 0.95 | 0 | 1 | 0.95 | 0 | 0 | 0 | 0 | 0 | 0 | 0
1990 | 4 | 30 | 0.1 | 0.1 | 0.05 | 0 | 0.1 | 0.05 | 0 | 0 | 0 | 0 | 0 | 0 | 0
1990 | 5 | 1 | 0 | 0 | 0 | 0 | 0 | 0 | 0 | 0 | 0 | 0 | 0 | 0 | 0
1990 | 5 | 2 | 0 | 0 | 0 | 0 | 0 | 0 | 0 | 0 | 0 | 0 | 0 | 0 | 0
1990 | 5 | 3 | 0 | 0 | 0 | 0 | 0 | 0 | 0 | 0 | 0 | 0 | 0 | 0 | 0
1990 | 5 | 4 | 0.18 | 0.18 | 0.13 | 0 | 0.18 | 0.13 | 0 | 0 | 0 | 0 | 0 | 0 | 0
1990 | 5 | 5 | 0.67 | 0.67 | 0.62 | 0 | 0.67 | 0.62 | 0 | 0 | 0 | 0 | 0 | 0 | 0
1990 | 5 | 6 | 0 | 0 | 0 | 0 | 0 | 0 | 0 | 0 | 0 | 0 | 0 | 0 | 0
1990 | 5 | 7 | 0 | 0 | 0 | 0 | 0 | 0 | 0 | 0 | 0 | 0 | 0 | 0 | 0
1990 | 5 | 8 | 0 | 0 | 0 | 0 | 0 | 0 | 0 | 0 | 0 | 0 | 0 | 0 | 0
1990 | 5 | 9 | 0.15 | 0.15 | 0.1 | 0 | 0.15 | 0.1 | 0 | 0 | 0 | 0 | 0 | 0 | 0
1990 | 5 | 10 | 1.38 | 1 | 0.95 | 0 | 1 | 0.95 | 0 | 0 | 0 | 0 | 0 | 0 | 0
1990 | 5 | 11 | 0 | 0 | 0 | 0 | 0 | 0 | 0 | 0 | 0 | 0 | 0 | 0 | 0
1990 | 5 | 12 | 0 | 0 | 0 | 0 | 0 | 0 | 0 | 0 | 0 | 0 | 0 | 0 | 0
1990 | 5 | 13 | 0.34 | 0.34 | 0.29 | 0 | 0.34 | 0.29 | 0 | 0 | 0 | 0 | 0 | 0 | 0
1990 | 5 | 14 | 0 | 0 | 0 | 0 | 0 | 0 | 0 | 0 | 0 | 0 | 0 | 0 | 0
1990 | 5 | 15 | 0 | 0 | 0 | 0 | 0 | 0 | 0 | 0 | 0 | 0 | 0 | 0 | 0
1990 | 5 | 16 | 0 | 0 | 0 | 0 | 0 | 0 | 0 | 0 | 0 | 0 | 0 | 0 | 0
1990 | 5 | 17 | 0 | 0 | 0 | 0 | 0 | 0 | 0 | 0 | 0 | 0 | 0 | 0 | 0
1990 | 5 | 18 | 0 | 0 | 0 | 0 | 0 | 0 | 0 | 0 | 0 | 0 | 0 | 0 | 0
1990 | 5 | 19 | 0 | 0 | 0 | 0 | 0 | 0 | 0 | 0 | 0 | 0 | 0 | 0 | 0
1990 | 5 | 20 | 0 | 0 | 0 | 0 | 0 | 0 | 0 | 0 | 0 | 0 | 0 | 0 | 0
1990 | 5 | 21 | 0.12 | 0.12 | 0.07 | 0 | 0.12 | 0.07 | 0 | 0 | 0 | 0 | 0 | 0 | 0
1990 | 5 | 22 | 0.08 | 0.08 | 0.03 | 0 | 0.08 | 0.03 | 0 | 0 | 0 | 0 | 0 | 0 | 0
1990 | 5 | 23 | 0 | 0 | 0 | 0 | 0 | 0 | 0 | 0 | 0 | 0 | 0 | 0 | 0
1990 | 5 | 24 | 0 | 0 | 0 | 0 | 0 | 0 | 0 | 0 | 0 | 0 | 0 | 0 | 0
1990 | 5 | 25 | 0.16 | 0.16 | 0.11 | 0 | 0.16 | 0.11 | 0 | 0 | 0 | 0 | 0 | 0 | 0
1990 | 5 | 26 | 0.62 | 0.62 | 0.57 | 0 | 0.62 | 0.57 | 0 | 0 | 0 | 0 | 0 | 0 | 0
1990 | 5 | 27 | 0 | 0 | 0 | 0 | 0 | 0 | 0 | 0 | 0 | 0 | 0 | 0 | 0
1990 | 5 | 28 | 0.1 | 0.1 | 0.05 | 0 | 0.1 | 0.05 | 0 | 0 | 0 | 0 | 0 | 0 | 0
1990 | 5 | 29 | 1.38 | 1 | 0.95 | 0 | 1 | 0.95 | 0 | 0 | 0 | 0 | 0 | 0 | 0
1990 | 5 | 30 | 0.02 | 0.02 | 0 | 0 | 0.02 | 0 | 0 | 0 | 0 | 0 | 0 | 0 | 0
1990 | 5 | 31 | 0 | 0 | 0 | 0 | 0 | 0 | 0 | 0 | 0 | 0 | 0 | 0 | 0
1990 | 6 | 1 | 0 | 0 | 0 | 0 | 0 | 0 | 0 | 0 | 0 | 0 | 0 | 0 | 0
1990 | 6 | 2 | 0 | 0 | 0 | 0 | 0 | 0 | 0 | 0 | 0 | 0 | 0 | 0 | 0
1990 | 6 | 3 | 0.08 | 0.08 | 0.03 | 0 | 0.08 | 0.03 | 0 | 0 | 0 | 0 | 0 | 0 | 0
1990 | 6 | 4 | 0 | 0 | 0 | 0 | 0 | 0 | 0 | 0 | 0 | 0 | 0 | 0 | 0
1990 | 6 | 5 | 0 | 0 | 0 | 0 | 0 | 0 | 0 | 0 | 0 | 0 | 0 | 0 | 0
1990 | 6 | 6 | 0 | 0 | 0 | 0 | 0 | 0 | 0 | 0 | 0 | 0 | 0 | 0 | 0
1990 | 6 | 7 | 0 | 0 | 0 | 0 | 0 | 0 | 0 | 0 | 0 | 0 | 0 | 0 | 0
1990 | 6 | 8 | 0 | 0 | 0 | 0 | 0 | 0 | 0 | 0 | 0 | 0 | 0 | 0 | 0
1990 | 6 | 9 | 2.19 | 1 | 0.95 | 0 | 1 | 0.95 | 0 | 0 | 0 | 0 | 0 | 0 | 0
1990 | 6 | 10 | 0 | 0 | 0 | 0 | 0 | 0 | 0 | 0 | 0 | 0 | 0 | 0 | 0
1990 | 6 | 11 | 0 | 0 | 0 | 0 | 0 | 0 | 0 | 0 | 0 | 0 | 0 | 0 | 0
1990 | 6 | 12 | 0 | 0 | 0 | 0 | 0 | 0 | 0 | 0 | 0 | 0 | 0 | 0 | 0
1990 | 6 | 13 | 0 | 0 | 0 | 0 | 0 | 0 | 0 | 0 | 0 | 0 | 0 | 0 | 0
1990 | 6 | 14 | 0 | 0 | 0 | 0 | 0 | 0 | 0 | 0 | 0 | 0 | 0 | 0 | 0
1990 | 6 | 15 | 0.21 | 0.21 | 0.16 | 0 | 0.21 | 0.16 | 0 | 0 | 0 | 0 | 0 | 0 | 0
1990 | 6 | 16 | 0 | 0 | 0 | 0 | 0 | 0 | 0 | 0 | 0 | 0 | 0 | 0 | 0
1990 | 6 | 17 | 0 | 0 | 0 | 0 | 0 | 0 | 0 | 0 | 0 | 0 | 0 | 0 | 0
1990 | 6 | 18 | 0.22 | 0.22 | 0.17 | 0 | 0.22 | 0.17 | 0 | 0 | 0 | 0 | 0 | 0 | 0
1990 | 6 | 19 | 0.15 | 0.15 | 0.1 | 0 | 0.15 | 0.1 | 0 | 0 | 0 | 0 | 0 | 0 | 0
1990 | 6 | 20 | 0 | 0 | 0 | 0 | 0 | 0 | 0 | 0 | 0 | 0 | 0 | 0 | 0
1990 | 6 | 21 | 0 | 0 | 0 | 0 | 0 | 0 | 0 | 0 | 0 | 0 | 0 | 0 | 0
1990 | 6 | 22 | 0.06 | 0.06 | 0.01 | 0 | 0.06 | 0.01 | 0 | 0 | 0 | 0 | 0 | 0 | 0
1990 | 6 | 23 | 0.03 | 0.03 | 0 | 0 | 0.03 | 0 | 0 | 0 | 0 | 0 | 0 | 0 | 0
1990 | 6 | 24 | 0.01 | 0.01 | 0 | 0 | 0.01 | 0 | 0 | 0 | 0 | 0 | 0 | 0 | 0
1990 | 6 | 25 | 0 | 0 | 0 | 0 | 0 | 0 | 0 | 0 | 0 | 0 | 0 | 0 | 0
1990 | 6 | 26 | 0 | 0 | 0 | 0 | 0 | 0 | 0 | 0 | 0 | 0 | 0 | 0 | 0
1990 | 6 | 27 | 0 | 0 | 0 | 0 | 0 | 0 | 0 | 0 | 0 | 0 | 0 | 0 | 0
1990 | 6 | 28 | 0 | 0 | 0 | 0 | 0 | 0 | 0 | 0 | 0 | 0 | 0 | 0 | 0
1990 | 6 | 29 | 0.13 | 0.13 | 0.08 | 0 | 0.13 | 0.08 | 0 | 0 | 0 | 0 | 0 | 0 | 0
1990 | 6 | 30 | 0.06 | 0.06 | 0.01 | 0 | 0.06 | 0.01 | 0 | 0 | 0 | 0 | 0 | 0 | 0
1990 | 7 | 1 | 0.44 | 0.44 | 0.39 | 0 | 0.44 | 0.39 | 0 | 0 | 0 | 0 | 0 | 0 | 0
1990 | 7 | 2 | 0 | 0 | 0 | 0 | 0 | 0 | 0 | 0 | 0 | 0 | 0 | 0 | 0
1990 | 7 | 3 | 0 | 0 | 0 | 0 | 0 | 0 | 0 | 0 | 0 | 0 | 0 | 0 | 0
1990 | 7 | 4 | 0 | 0 | 0 | 0 | 0 | 0 | 0 | 0 | 0 | 0 | 0 | 0 | 0
1990 | 7 | 5 | 0.78 | 0.78 | 0.73 | 0 | 0.78 | 0.73 | 0 | 0 | 0 | 0 | 0 | 0 | 0
1990 | 7 | 6 | 0 | 0 | 0 | 0 | 0 | 0 | 0 | 0 | 0 | 0 | 0 | 0 | 0
1990 | 7 | 7 | 0 | 0 | 0 | 0 | 0 | 0 | 0 | 0 | 0 | 0 | 0 | 0 | 0
1990 | 7 | 8 | 0 | 0 | 0 | 0 | 0 | 0 | 0 | 0 | 0 | 0 | 0 | 0 | 0
1990 | 7 | 9 | 0 | 0 | 0 | 0 | 0 | 0 | 0 | 0 | 0 | 0 | 0 | 0 | 0
1990 | 7 | 10 | 0 | 0 | 0 | 0 | 0 | 0 | 0 | 0 | 0 | 0 | 0 | 0 | 0
1990 | 7 | 11 | 0.14 | 0.14 | 0.09 | 0 | 0.14 | 0.09 | 0 | 0 | 0 | 0 | 0 | 0 | 0
1990 | 7 | 12 | 0.72 | 0.72 | 0.67 | 0 | 0.72 | 0.67 | 0 | 0 | 0 | 0 | 0 | 0 | 0
1990 | 7 | 13 | 0 | 0 | 0 | 0 | 0 | 0 | 0 | 0 | 0 | 0 | 0 | 0 | 0
1990 | 7 | 14 | 1.22 | 1 | 0.95 | 0 | 1 | 0.95 | 0 | 0 | 0 | 0 | 0 | 0 | 0
1990 | 7 | 15 | 0.01 | 0.01 | 0 | 0 | 0.01 | 0 | 0 | 0 | 0 | 0 | 0 | 0 | 0
1990 | 7 | 16 | 0 | 0 | 0 | 0 | 0 | 0 | 0 | 0 | 0 | 0 | 0 | 0 | 0
1990 | 7 | 17 | 0 | 0 | 0 | 0 | 0 | 0 | 0 | 0 | 0 | 0 | 0 | 0 | 0
1990 | 7 | 18 | 0 | 0 | 0 | 0 | 0 | 0 | 0 | 0 | 0 | 0 | 0 | 0 | 0
1990 | 7 | 19 | 0 | 0 | 0 | 0 | 0 | 0 | 0 | 0 | 0 | 0 | 0 | 0 | 0
1990 | 7 | 20 | 0 | 0 | 0 | 0 | 0 | 0 | 0 | 0 | 0 | 0 | 0 | 0 | 0
1990 | 7 | 21 | 0.39 | 0.39 | 0.34 | 0 | 0.39 | 0.34 | 0 | 0 | 0 | 0 | 0 | 0 | 0
1990 | 7 | 22 | 0 | 0 | 0 | 0 | 0 | 0 | 0 | 0 | 0 | 0 | 0 | 0 | 0
1990 | 7 | 23 | 0.03 | 0.03 | 0 | 0 | 0.03 | 0 | 0 | 0 | 0 | 0 | 0 | 0 | 0
1990 | 7 | 24 | 0 | 0 | 0 | 0 | 0 | 0 | 0 | 0 | 0 | 0 | 0 | 0 | 0
1990 | 7 | 25 | 0 | 0 | 0 | 0 | 0 | 0 | 0 | 0 | 0 | 0 | 0 | 0 | 0
1990 | 7 | 26 | 0 | 0 | 0 | 0 | 0 | 0 | 0 | 0 | 0 | 0 | 0 | 0 | 0
1990 | 7 | 27 | 0 | 0 | 0 | 0 | 0 | 0 | 0 | 0 | 0 | 0 | 0 | 0 | 0
1990 | 7 | 28 | 0 | 0 | 0 | 0 | 0 | 0 | 0 | 0 | 0 | 0 | 0 | 0 | 0
1990 | 7 | 29 | 0.05 | 0.05 | 0 | 0 | 0.05 | 0 | 0 | 0 | 0 | 0 | 0 | 0 | 0
1990 | 7 | 30 | 0 | 0 | 0 | 0 | 0 | 0 | 0 | 0 | 0 | 0 | 0 | 0 | 0
1990 | 7 | 31 | 0 | 0 | 0 | 0 | 0 | 0 | 0 | 0 | 0 | 0 | 0 | 0 | 0
1990 | 8 | 1 | 0 | 0 | 0 | 0 | 0 | 0 | 0 | 0 | 0 | 0 | 0 | 0 | 0
1990 | 8 | 2 | 0 | 0 | 0 | 0 | 0 | 0 | 0 | 0 | 0 | 0 | 0 | 0 | 0
1990 | 8 | 3 | 0 | 0 | 0 | 0 | 0 | 0 | 0 | 0 | 0 | 0 | 0 | 0 | 0
1990 | 8 | 4 | 0 | 0 | 0 | 0 | 0 | 0 | 0 | 0 | 0 | 0 | 0 | 0 | 0
1990 | 8 | 5 | 1.55 | 1 | 0.95 | 0 | 1 | 0.95 | 0 | 0 | 0 | 0 | 0 | 0 | 0
1990 | 8 | 6 | 0.4 | 0.4 | 0.35 | 0 | 0.4 | 0.35 | 0 | 0 | 0 | 0 | 0 | 0 | 0
1990 | 8 | 7 | 0 | 0 | 0 | 0 | 0 | 0 | 0 | 0 | 0 | 0 | 0 | 0 | 0
1990 | 8 | 8 | 0 | 0 | 0 | 0 | 0 | 0 | 0 | 0 | 0 | 0 | 0 | 0 | 0
1990 | 8 | 9 | 1.93 | 1 | 0.95 | 0 | 1 | 0.95 | 0 | 0 | 0 | 0 | 0 | 0 | 0
1990 | 8 | 10 | 0.51 | 0.51 | 0.46 | 0 | 0.51 | 0.46 | 0 | 0 | 0 | 0 | 0 | 0 | 0
1990 | 8 | 11 | 0 | 0 | 0 | 0 | 0 | 0 | 0 | 0 | 0 | 0 | 0 | 0 | 0
1990 | 8 | 12 | 0 | 0 | 0 | 0 | 0 | 0 | 0 | 0 | 0 | 0 | 0 | 0 | 0
1990 | 8 | 13 | 1.03 | 1 | 0.95 | 0 | 1 | 0.95 | 0 | 0 | 0 | 0 | 0 | 0 | 0
1990 | 8 | 14 | 0 | 0 | 0 | 0 | 0 | 0 | 0 | 0 | 0 | 0 | 0 | 0 | 0
1990 | 8 | 15 | 0 | 0 | 0 | 0 | 0 | 0 | 0 | 0 | 0 | 0 | 0 | 0 | 0
1990 | 8 | 16 | 0 | 0 | 0 | 0 | 0 | 0 | 0 | 0 | 0 | 0 | 0 | 0 | 0
1990 | 8 | 17 | 0 | 0 | 0 | 0 | 0 | 0 | 0 | 0 | 0 | 0 | 0 | 0 | 0
1990 | 8 | 18 | 0 | 0 | 0 | 0 | 0 | 0 | 0 | 0 | 0 | 0 | 0 | 0 | 0
1990 | 8 | 19 | 0 | 0 | 0 | 0 | 0 | 0 | 0 | 0 | 0 | 0 | 0 | 0 | 0
1990 | 8 | 20 | 0.57 | 0.57 | 0.52 | 0 | 0.57 | 0.52 | 0 | 0 | 0 | 0 | 0 | 0 | 0
1990 | 8 | 21 | 0.03 | 0.03 | 0 | 0 | 0.03 | 0 | 0 | 0 | 0 | 0 | 0 | 0 | 0
1990 | 8 | 22 | 0.53 | 0.53 | 0.48 | 0 | 0.53 | 0.48 | 0 | 0 | 0 | 0 | 0 | 0 | 0
1990 | 8 | 23 | 0.14 | 0.14 | 0.09 | 0 | 0.14 | 0.09 | 0 | 0 | 0 | 0 | 0 | 0 | 0
1990 | 8 | 24 | 0 | 0 | 0 | 0 | 0 | 0 | 0 | 0 | 0 | 0 | 0 | 0 | 0
1990 | 8 | 25 | 0.02 | 0.02 | 0 | 0 | 0.02 | 0 | 0 | 0 | 0 | 0 | 0 | 0 | 0
1990 | 8 | 26 | 0 | 0 | 0 | 0 | 0 | 0 | 0 | 0 | 0 | 0 | 0 | 0 | 0
1990 | 8 | 27 | 0 | 0 | 0 | 0 | 0 | 0 | 0 | 0 | 0 | 0 | 0 | 0 | 0
1990 | 8 | 28 | 0 | 0 | 0 | 0 | 0 | 0 | 0 | 0 | 0 | 0 | 0 | 0 | 0
1990 | 8 | 29 | 0.03 | 0.03 | 0 | 0 | 0.03 | 0 | 0 | 0 | 0 | 0 | 0 | 0 | 0
1990 | 8 | 30 | 0 | 0 | 0 | 0 | 0 | 0 | 0 | 0 | 0 | 0 | 0 | 0 | 0
1990 | 8 | 31 | 0 | 0 | 0 | 0 | 0 | 0 | 0 | 0 | 0 | 0 | 0 | 0 | 0
1990 | 9 | 1 | 0 | 0 | 0 | 0 | 0 | 0 | 0 | 0 | 0 | 0 | 0 | 0 | 0
1990 | 9 | 2 | 0 | 0 | 0 | 0 | 0 | 0 | 0 | 0 | 0 | 0 | 0 | 0 | 0
1990 | 9 | 3 | 0 | 0 | 0 | 0 | 0 | 0 | 0 | 0 | 0 | 0 | 0 | 0 | 0
1990 | 9 | 4 | 0 | 0 | 0 | 0 | 0 | 0 | 0 | 0 | 0 | 0 | 0 | 0 | 0
1990 | 9 | 5 | 0 | 0 | 0 | 0 | 0 | 0 | 0 | 0 | 0 | 0 | 0 | 0 | 0
1990 | 9 | 6 | 0 | 0 | 0 | 0 | 0 | 0 | 0 | 0 | 0 | 0 | 0 | 0 | 0
1990 | 9 | 7 | 0 | 0 | 0 | 0 | 0 | 0 | 0 | 0 | 0 | 0 | 0 | 0 | 0
1990 | 9 | 8 | 0 | 0 | 0 | 0 | 0 | 0 | 0 | 0 | 0 | 0 | 0 | 0 | 0
1990 | 9 | 9 | 0 | 0 | 0 | 0 | 0 | 0 | 0 | 0 | 0 | 0 | 0 | 0 | 0
1990 | 9 | 10 | 0 | 0 | 0 | 0 | 0 | 0 | 0 | 0 | 0 | 0 | 0 | 0 | 0
1990 | 9 | 11 | 0 | 0 | 0 | 0 | 0 | 0 | 0 | 0 | 0 | 0 | 0 | 0 | 0
1990 | 9 | 12 | 0 | 0 | 0 | 0 | 0 | 0 | 0 | 0 | 0 | 0 | 0 | 0 | 0
1990 | 9 | 13 | 0.14 | 0.14 | 0.09 | 0 | 0.14 | 0.09 | 0 | 0 | 0 | 0 | 0 | 0 | 0
1990 | 9 | 14 | 0 | 0 | 0 | 0 | 0 | 0 | 0 | 0 | 0 | 0 | 0 | 0 | 0
1990 | 9 | 15 | 0.01 | 0.01 | 0 | 0 | 0.01 | 0 | 0 | 0 | 0 | 0 | 0 | 0 | 0
1990 | 9 | 16 | 0.42 | 0.42 | 0.37 | 0 | 0.42 | 0.37 | 0 | 0 | 0 | 0 | 0 | 0 | 0
1990 | 9 | 17 | 0 | 0 | 0 | 0 | 0 | 0 | 0 | 0 | 0 | 0 | 0 | 0 | 0
1990 | 9 | 18 | 0 | 0 | 0 | 0 | 0 | 0 | 0 | 0 | 0 | 0 | 0 | 0 | 0
1990 | 9 | 19 | 0.01 | 0.01 | 0 | 0 | 0.01 | 0 | 0 | 0 | 0 | 0 | 0 | 0 | 0
1990 | 9 | 20 | 0 | 0 | 0 | 0 | 0 | 0 | 0 | 0 | 0 | 0 | 0 | 0 | 0
1990 | 9 | 21 | 0 | 0 | 0 | 0 | 0 | 0 | 0 | 0 | 0 | 0 | 0 | 0 | 0
1990 | 9 | 22 | 0.17 | 0.17 | 0.12 | 0 | 0.17 | 0.12 | 0 | 0 | 0 | 0 | 0 | 0 | 0
1990 | 9 | 23 | 0 | 0 | 0 | 0 | 0 | 0 | 0 | 0 | 0 | 0 | 0 | 0 | 0
1990 | 9 | 24 | 0 | 0 | 0 | 0 | 0 | 0 | 0 | 0 | 0 | 0 | 0 | 0 | 0
1990 | 9 | 25 | 0 | 0 | 0 | 0 | 0 | 0 | 0 | 0 | 0 | 0 | 0 | 0 | 0
1990 | 9 | 26 | 0.06 | 0.06 | 0.01 | 0 | 0.06 | 0.01 | 0 | 0 | 0 | 0 | 0 | 0 | 0
1990 | 9 | 27 | 0 | 0 | 0 | 0 | 0 | 0 | 0 | 0 | 0 | 0 | 0 | 0 | 0
1990 | 9 | 28 | 0 | 0 | 0 | 0 | 0 | 0 | 0 | 0 | 0 | 0 | 0 | 0 | 0
1990 | 9 | 29 | 0 | 0 | 0 | 0 | 0 | 0 | 0 | 0 | 0 | 0 | 0 | 0 | 0
1990 | 9 | 30 | 0.06 | 0.06 | 0.01 | 0 | 0.06 | 0.01 | 0 | 0 | 0 | 0 | 0 | 0 | 0
1990 | 10 | 1 | 0 | 0 | 0 | 0 | 0 | 0 | 0 | 0 | 0 | 0 | 0 | 0 | 0
1990 | 10 | 2 | 0 | 0 | 0 | 0 | 0 | 0 | 0 | 0 | 0 | 0 | 0 | 0 | 0
1990 | 10 | 3 | 0 | 0 | 0 | 0 | 0 | 0 | 0 | 0 | 0 | 0 | 0 | 0 | 0
1990 | 10 | 4 | 0.11 | 0.11 | 0.06 | 0 | 0.11 | 0.06 | 0 | 0 | 0 | 0 | 0 | 0 | 0
1990 | 10 | 5 | 0 | 0 | 0 | 0 | 0 | 0 | 0 | 0 | 0 | 0 | 0 | 0 | 0
1990 | 10 | 6 | 0 | 0 | 0 | 0 | 0 | 0 | 0 | 0 | 0 | 0 | 0 | 0 | 0
1990 | 10 | 7 | 0 | 0 | 0 | 0 | 0 | 0 | 0 | 0 | 0 | 0 | 0 | 0 | 0
1990 | 10 | 8 | 0 | 0 | 0 | 0 | 0 | 0 | 0 | 0 | 0 | 0 | 0 | 0 | 0
1990 | 10 | 9 | 0 | 0 | 0 | 0 | 0 | 0 | 0 | 0 | 0 | 0 | 0 | 0 | 0
1990 | 10 | 10 | 0.1 | 0.1 | 0.05 | 0 | 0.1 | 0.05 | 0 | 0 | 0 | 0 | 0 | 0 | 0
1990 | 10 | 11 | 0.06 | 0.06 | 0.01 | 0 | 0.06 | 0.01 | 0 | 0 | 0 | 0 | 0 | 0 | 0
1990 | 10 | 12 | 0.02 | 0.02 | 0 | 0 | 0.02 | 0 | 0 | 0 | 0 | 0 | 0 | 0 | 0
1990 | 10 | 13 | 0.03 | 0.03 | 0 | 0 | 0.03 | 0 | 0 | 0 | 0 | 0 | 0 | 0 | 0
1990 | 10 | 14 | 0 | 0 | 0 | 0 | 0 | 0 | 0 | 0 | 0 | 0 | 0 | 0 | 0
1990 | 10 | 15 | 0 | 0 | 0 | 0 | 0 | 0 | 0 | 0 | 0 | 0 | 0 | 0 | 0
1990 | 10 | 16 | 0 | 0 | 0 | 0 | 0 | 0 | 0 | 0 | 0 | 0 | 0 | 0 | 0
1990 | 10 | 17 | 0 | 0 | 0 | 0 | 0 | 0 | 0 | 0 | 0 | 0 | 0 | 0 | 0
1990 | 10 | 18 | 1.67 | 1 | 0.95 | 0 | 1 | 0.95 | 0 | 0 | 0 | 0 | 0 | 0 | 0
1990 | 10 | 19 | 0 | 0 | 0 | 0 | 0 | 0 | 0 | 0 | 0 | 0 | 0 | 0 | 0
1990 | 10 | 20 | 0 | 0 | 0 | 0 | 0 | 0 | 0 | 0 | 0 | 0 | 0 | 0 | 0
1990 | 10 | 21 | 0 | 0 | 0 | 0 | 0 | 0 | 0 | 0 | 0 | 0 | 0 | 0 | 0
1990 | 10 | 22 | 0.14 | 0.14 | 0.09 | 0 | 0.14 | 0.09 | 0 | 0 | 0 | 0 | 0 | 0 | 0
1990 | 10 | 23 | 1.17 | 1 | 0.95 | 0 | 1 | 0.95 | 0 | 0 | 0 | 0 | 0 | 0 | 0
1990 | 10 | 24 | 0 | 0 | 0 | 0 | 0 | 0 | 0 | 0 | 0 | 0 | 0 | 0 | 0
1990 | 10 | 25 | 0 | 0 | 0 | 0 | 0 | 0 | 0 | 0 | 0 | 0 | 0 | 0 | 0
1990 | 10 | 26 | 0 | 0 | 0 | 0 | 0 | 0 | 0 | 0 | 0 | 0 | 0 | 0 | 0
1990 | 10 | 27 | 0 | 0 | 0 | 0 | 0 | 0 | 0 | 0 | 0 | 0 | 0 | 0 | 0
1990 | 10 | 28 | 0 | 0 | 0 | 0 | 0 | 0 | 0 | 0 | 0 | 0 | 0 | 0 | 0
1990 | 10 | 29 | 0 | 0 | 0 | 0 | 0 | 0 | 0 | 0 | 0 | 0 | 0 | 0 | 0
1990 | 10 | 30 | 0 | 0 | 0 | 0 | 0 | 0 | 0 | 0 | 0 | 0 | 0 | 0 | 0
1990 | 10 | 31 | 0 | 0 | 0 | 0 | 0 | 0 | 0 | 0 | 0 | 0 | 0 | 0 | 0
1990 | 11 | 1 | 0 | 0 | 0 | 0 | 0 | 0 | 0 | 0 | 0 | 0 | 0 | 0 | 0
1990 | 11 | 2 | 0 | 0 | 0 | 0 | 0 | 0 | 0 | 0 | 0 | 0 | 0 | 0 | 0
1990 | 11 | 3 | 0 | 0 | 0 | 0 | 0 | 0 | 0 | 0 | 0 | 0 | 0 | 0 | 0
1990 | 11 | 4 | 0 | 0 | 0 | 0 | 0 | 0 | 0 | 0 | 0 | 0 | 0 | 0 | 0
1990 | 11 | 5 | 0 | 0 | 0 | 0 | 0 | 0 | 0 | 0 | 0 | 0 | 0 | 0 | 0
1990 | 11 | 6 | 0.06 | 0.06 | 0.01 | 0 | 0.06 | 0.01 | 0 | 0 | 0 | 0 | 0 | 0 | 0
1990 | 11 | 7 | 0 | 0 | 0 | 0 | 0 | 0 | 0 | 0 | 0 | 0 | 0 | 0 | 0
1990 | 11 | 8 | 0 | 0 | 0 | 0 | 0 | 0 | 0 | 0 | 0 | 0 | 0 | 0 | 0
1990 | 11 | 9 | 0.05 | 0.05 | 0 | 0 | 0.05 | 0 | 0 | 0 | 0 | 0 | 0 | 0 | 0
1990 | 11 | 10 | 1.77 | 1 | 0.95 | 0 | 1 | 0.95 | 0 | 0 | 0 | 0 | 0 | 0 | 0
1990 | 11 | 11 | 0 | 0 | 0 | 0 | 0 | 0 | 0 | 0 | 0 | 0 | 0 | 0 | 0
1990 | 11 | 12 | 0 | 0 | 0 | 0 | 0 | 0 | 0 | 0 | 0 | 0 | 0 | 0 | 0
1990 | 11 | 13 | 0 | 0 | 0 | 0 | 0 | 0 | 0 | 0 | 0 | 0 | 0 | 0 | 0
1990 | 11 | 14 | 0 | 0 | 0 | 0 | 0 | 0 | 0 | 0 | 0 | 0 | 0 | 0 | 0
1990 | 11 | 15 | 0 | 0 | 0 | 0 | 0 | 0 | 0 | 0 | 0 | 0 | 0 | 0 | 0
1990 | 11 | 16 | 0 | 0 | 0 | 0 | 0 | 0 | 0 | 0 | 0 | 0 | 0 | 0 | 0
1990 | 11 | 17 | 0.14 | 0.14 | 0.09 | 0 | 0.14 | 0.09 | 0 | 0 | 0 | 0 | 0 | 0 | 0
1990 | 11 | 18 | 0 | 0 | 0 | 0 | 0 | 0 | 0 | 0 | 0 | 0 | 0 | 0 | 0
1990 | 11 | 19 | 0 | 0 | 0 | 0 | 0 | 0 | 0 | 0 | 0 | 0 | 0 | 0 | 0
1990 | 11 | 20 | 0 | 0 | 0 | 0 | 0 | 0 | 0 | 0 | 0 | 0 | 0 | 0 | 0
1990 | 11 | 21 | 0 | 0 | 0 | 0 | 0 | 0 | 0 | 0 | 0 | 0 | 0 | 0 | 0
1990 | 11 | 22 | 0 | 0 | 0 | 0 | 0 | 0 | 0 | 0 | 0 | 0 | 0 | 0 | 0
1990 | 11 | 23 | 0.11 | 0.11 | 0.06 | 0 | 0.11 | 0.06 | 0 | 0 | 0 | 0 | 0 | 0 | 0
1990 | 11 | 24 | 0 | 0 | 0 | 0 | 0 | 0 | 0 | 0 | 0 | 0 | 0 | 0 | 0
1990 | 11 | 25 | 0 | 0 | 0 | 0 | 0 | 0 | 0 | 0 | 0 | 0 | 0 | 0 | 0
1990 | 11 | 26 | 0 | 0 | 0 | 0 | 0 | 0 | 0 | 0 | 0 | 0 | 0 | 0 | 0
1990 | 11 | 27 | 0 | 0 | 0 | 0 | 0 | 0 | 0 | 0 | 0 | 0 | 0 | 0 | 0
1990 | 11 | 28 | 0.03 | 0.03 | 0 | 0 | 0.03 | 0 | 0 | 0 | 0 | 0 | 0 | 0 | 0
1990 | 11 | 29 | 0.01 | 0.01 | 0 | 0 | 0.01 | 0 | 0 | 0 | 0 | 0 | 0 | 0 | 0
1990 | 11 | 30 | 0 | 0 | 0 | 0 | 0 | 0 | 0 | 0 | 0 | 0 | 0 | 0 | 0
1990 | 12 | 1 | 0 | 0 | 0 | 0 | 0 | 0 | 0 | 0 | 0 | 0 | 0 | 0 | 0
1990 | 12 | 2 | 0 | 0 | 0 | 0 | 0 | 0 | 0 | 0 | 0 | 0 | 0 | 0 | 0
1990 | 12 | 3 | 0.74 | 0.74 | 0.69 | 0 | 0.74 | 0.69 | 0 | 0 | 0 | 0 | 0 | 0 | 0
1990 | 12 | 4 | 0.32 | 0.32 | 0.27 | 0 | 0.32 | 0.27 | 0 | 0 | 0 | 0 | 0 | 0 | 0
1990 | 12 | 5 | 0 | 0 | 0 | 0 | 0 | 0 | 0 | 0 | 0 | 0 | 0 | 0 | 0
1990 | 12 | 6 | 0 | 0 | 0 | 0 | 0 | 0 | 0 | 0 | 0 | 0 | 0 | 0 | 0
1990 | 12 | 7 | 0 | 0 | 0 | 0 | 0 | 0 | 0 | 0 | 0 | 0 | 0 | 0 | 0
1990 | 12 | 8 | 0 | 0 | 0 | 0 | 0 | 0 | 0 | 0 | 0 | 0 | 0 | 0 | 0
1990 | 12 | 9 | 0 | 0 | 0 | 0 | 0 | 0 | 0 | 0 | 0 | 0 | 0 | 0 | 0
1990 | 12 | 10 | 0 | 0 | 0 | 0 | 0 | 0 | 0 | 0 | 0 | 0 | 0 | 0 | 0
1990 | 12 | 11 | 0 | 0 | 0 | 0 | 0 | 0 | 0 | 0 | 0 | 0 | 0 | 0 | 0
1990 | 12 | 12 | 0 | 0 | 0 | 0 | 0 | 0 | 0 | 0 | 0 | 0 | 0 | 0 | 0
1990 | 12 | 13 | 0 | 0 | 0 | 0 | 0 | 0 | 0 | 0 | 0 | 0 | 0 | 0 | 0
1990 | 12 | 14 | 0 | 0 | 0 | 0 | 0 | 0 | 0 | 0 | 0 | 0 | 0 | 0 | 0
1990 | 12 | 15 | 0.7 | 0.7 | 0.65 | 0 | 0.7 | 0.65 | 0 | 0 | 0 | 0 | 0 | 0 | 0
1990 | 12 | 16 | 0 | 0 | 0 | 0 | 0 | 0 | 0 | 0 | 0 | 0 | 0 | 0 | 0
1990 | 12 | 17 | 0.09 | 0.09 | 0.04 | 0 | 0.09 | 0.04 | 0 | 0 | 0 | 0 | 0 | 0 | 0
1990 | 12 | 18 | 0.2 | 0.2 | 0.15 | 0 | 0.2 | 0.15 | 0 | 0 | 0 | 0 | 0 | 0 | 0
1990 | 12 | 19 | 0.01 | 0.01 | 0 | 0 | 0.01 | 0 | 0 | 0 | 0 | 0 | 0 | 0 | 0
1990 | 12 | 20 | 0 | 0 | 0 | 0 | 0 | 0 | 0 | 0 | 0 | 0 | 0 | 0 | 0
1990 | 12 | 21 | 0.45 | 0.45 | 0.4 | 0 | 0.45 | 0.4 | 0 | 0 | 0 | 0 | 0 | 0 | 0
1990 | 12 | 22 | 0.01 | 0.01 | 0 | 0 | 0.01 | 0 | 0 | 0 | 0 | 0 | 0 | 0 | 0
1990 | 12 | 23 | 0.25 | 0.25 | 0.2 | 0 | 0.25 | 0.2 | 0 | 0 | 0 | 0 | 0 | 0 | 0
1990 | 12 | 24 | 0.67 | 0.67 | 0.62 | 0 | 0.67 | 0.62 | 0 | 0 | 0 | 0 | 0 | 0 | 0
1990 | 12 | 25 | 0 | 0 | 0 | 0 | 0 | 0 | 0 | 0 | 0 | 0 | 0 | 0 | 0
1990 | 12 | 26 | 0 | 0 | 0 | 0 | 0 | 0 | 0 | 0 | 0 | 0 | 0 | 0 | 0
1990 | 12 | 27 | 0.42 | 0.42 | 0.37 | 0 | 0.42 | 0.37 | 0 | 0 | 0 | 0 | 0 | 0 | 0
1990 | 12 | 28 | 0.55 | 0.55 | 0.5 | 0 | 0.55 | 0.5 | 0 | 0 | 0 | 0 | 0 | 0 | 0
1990 | 12 | 29 | 0 | 0 | 0 | 0 | 0 | 0 | 0 | 0 | 0 | 0 | 0 | 0 | 0
1990 | 12 | 30 | 0.31 | 0.31 | 0.26 | 0 | 0.31 | 0.26 | 0 | 0 | 0 | 0 | 0 | 0 | 0
1990 | 12 | 31 | 0.01 | 0.01 | 0 | 0 | 0.01 | 0 | 0 | 0 | 0 | 0 | 0 | 0 | 0
1991 | 1 | 1 | 0 | 0 | 0 | 0 | 0 | 0 | 0 | 0 | 0 | 0 | 0 | 0 | 0
1991 | 1 | 2 | 0 | 0 | 0 | 0 | 0 | 0 | 0 | 0 | 0 | 0 | 0 | 0 | 0
1991 | 1 | 3 | 0 | 0 | 0 | 0 | 0 | 0 | 0 | 0 | 0 | 0 | 0 | 0 | 0
1991 | 1 | 4 | 0 | 0 | 0 | 0 | 0 | 0 | 0 | 0 | 0 | 0 | 0 | 0 | 0
1991 | 1 | 5 | 0 | 0 | 0 | 0 | 0 | 0 | 0 | 0 | 0 | 0 | 0 | 0 | 0
1991 | 1 | 6 | 0.08 | 0.08 | 0.03 | 0 | 0.08 | 0.03 | 0 | 0 | 0 | 0 | 0 | 0 | 0
1991 | 1 | 7 | 0.51 | 0.51 | 0.46 | 0 | 0.51 | 0.46 | 0 | 0 | 0 | 0 | 0 | 0 | 0
1991 | 1 | 8 | 0.07 | 0.07 | 0.02 | 0 | 0.07 | 0.02 | 0 | 0 | 0 | 0 | 0 | 0 | 0
1991 | 1 | 9 | 0.02 | 0.02 | 0 | 0 | 0.02 | 0 | 0 | 0 | 0 | 0 | 0 | 0 | 0
1991 | 1 | 10 | 0 | 0 | 0 | 0 | 0 | 0 | 0 | 0 | 0 | 0 | 0 | 0 | 0
1991 | 1 | 11 | 1.59 | 1 | 0.95 | 0 | 1 | 0.95 | 0 | 0 | 0 | 0 | 0 | 0 | 0
1991 | 1 | 12 | 0.08 | 0.08 | 0.03 | 0 | 0.08 | 0.03 | 0 | 0 | 0 | 0 | 0 | 0 | 0
1991 | 1 | 13 | 0 | 0 | 0 | 0 | 0 | 0 | 0 | 0 | 0 | 0 | 0 | 0 | 0
1991 | 1 | 14 | 0 | 0 | 0 | 0 | 0 | 0 | 0 | 0 | 0 | 0 | 0 | 0 | 0
1991 | 1 | 15 | 0 | 0 | 0 | 0 | 0 | 0 | 0 | 0 | 0 | 0 | 0 | 0 | 0
1991 | 1 | 16 | 0.54 | 0.54 | 0.49 | 0 | 0.54 | 0.49 | 0 | 0 | 0 | 0 | 0 | 0 | 0
1991 | 1 | 17 | 0 | 0 | 0 | 0 | 0 | 0 | 0 | 0 | 0 | 0 | 0 | 0 | 0
1991 | 1 | 18 | 0 | 0 | 0 | 0 | 0 | 0 | 0 | 0 | 0 | 0 | 0 | 0 | 0
1991 | 1 | 19 | 0 | 0 | 0 | 0 | 0 | 0 | 0 | 0 | 0 | 0 | 0 | 0 | 0
1991 | 1 | 20 | 0 | 0 | 0 | 0 | 0 | 0 | 0 | 0 | 0 | 0 | 0 | 0 | 0
1991 | 1 | 21 | 0.01 | 0.01 | 0 | 0 | 0.01 | 0 | 0 | 0 | 0 | 0 | 0 | 0 | 0
1991 | 1 | 22 | 0 | 0 | 0 | 0 | 0 | 0 | 0 | 0 | 0 | 0 | 0 | 0 | 0
1991 | 1 | 23 | 0 | 0 | 0 | 0 | 0 | 0 | 0 | 0 | 0 | 0 | 0 | 0 | 0
1991 | 1 | 24 | 0 | 0 | 0 | 0 | 0 | 0 | 0 | 0 | 0 | 0 | 0 | 0 | 0
1991 | 1 | 25 | 0 | 0 | 0 | 0 | 0 | 0 | 0 | 0 | 0 | 0 | 0 | 0 | 0
1991 | 1 | 26 | 0 | 0 | 0 | 0 | 0 | 0 | 0 | 0 | 0 | 0 | 0 | 0 | 0
1991 | 1 | 27 | 0 | 0 | 0 | 0 | 0 | 0 | 0 | 0 | 0 | 0 | 0 | 0 | 0
1991 | 1 | 28 | 0 | 0 | 0 | 0 | 0 | 0 | 0 | 0 | 0 | 0 | 0 | 0 | 0
1991 | 1 | 29 | 0 | 0 | 0 | 0 | 0 | 0 | 0 | 0 | 0 | 0 | 0 | 0 | 0
1991 | 1 | 30 | 0 | 0 | 0 | 0 | 0 | 0 | 0 | 0 | 0 | 0 | 0 | 0 | 0
1991 | 1 | 31 | 0 | 0 | 0 | 0 | 0 | 0 | 0 | 0 | 0 | 0 | 0 | 0 | 0
1991 | 2 | 1 | 0 | 0 | 0 | 0 | 0 | 0 | 0 | 0 | 0 | 0 | 0 | 0 | 0
1991 | 2 | 2 | 0 | 0 | 0 | 0 | 0 | 0 | 0 | 0 | 0 | 0 | 0 | 0 | 0
1991 | 2 | 3 | 0 | 0 | 0 | 0 | 0 | 0 | 0 | 0 | 0 | 0 | 0 | 0 | 0
1991 | 2 | 4 | 0 | 0 | 0 | 0 | 0 | 0 | 0 | 0 | 0 | 0 | 0 | 0 | 0
1991 | 2 | 5 | 0 | 0 | 0 | 0 | 0 | 0 | 0 | 0 | 0 | 0 | 0 | 0 | 0
1991 | 2 | 6 | 0.07 | 0.07 | 0.02 | 0 | 0.07 | 0.02 | 0 | 0 | 0 | 0 | 0 | 0 | 0
1991 | 2 | 7 | 0.13 | 0.13 | 0.08 | 0 | 0.13 | 0.08 | 0 | 0 | 0 | 0 | 0 | 0 | 0
1991 | 2 | 8 | 0.01 | 0.01 | 0 | 0 | 0.01 | 0 | 0 | 0 | 0 | 0 | 0 | 0 | 0
1991 | 2 | 9 | 0 | 0 | 0 | 0 | 0 | 0 | 0 | 0 | 0 | 0 | 0 | 0 | 0
1991 | 2 | 10 | 0 | 0 | 0 | 0 | 0 | 0 | 0 | 0 | 0 | 0 | 0 | 0 | 0
1991 | 2 | 11 | 0 | 0 | 0 | 0 | 0 | 0 | 0 | 0 | 0 | 0 | 0 | 0 | 0
1991 | 2 | 12 | 0 | 0 | 0 | 0 | 0 | 0 | 0 | 0 | 0 | 0 | 0 | 0 | 0
1991 | 2 | 13 | 0.31 | 0.31 | 0.26 | 0 | 0.31 | 0.26 | 0 | 0 | 0 | 0 | 0 | 0 | 0
1991 | 2 | 14 | 0.03 | 0.03 | 0 | 0 | 0.03 | 0 | 0 | 0 | 0 | 0 | 0 | 0 | 0
1991 | 2 | 15 | 0 | 0 | 0 | 0 | 0 | 0 | 0 | 0 | 0 | 0 | 0 | 0 | 0
1991 | 2 | 16 | 0 | 0 | 0 | 0 | 0 | 0 | 0 | 0 | 0 | 0 | 0 | 0 | 0
1991 | 2 | 17 | 0.08 | 0.08 | 0.03 | 0 | 0.08 | 0.03 | 0 | 0 | 0 | 0 | 0 | 0 | 0
1991 | 2 | 18 | 0.03 | 0.03 | 0 | 0 | 0.03 | 0 | 0 | 0 | 0 | 0 | 0 | 0 | 0
1991 | 2 | 19 | 0.12 | 0.12 | 0.07 | 0 | 0.12 | 0.07 | 0 | 0 | 0 | 0 | 0 | 0 | 0
1991 | 2 | 20 | 0 | 0 | 0 | 0 | 0 | 0 | 0 | 0 | 0 | 0 | 0 | 0 | 0
1991 | 2 | 21 | 0 | 0 | 0 | 0 | 0 | 0 | 0 | 0 | 0 | 0 | 0 | 0 | 0
1991 | 2 | 22 | 0 | 0 | 0 | 0 | 0 | 0 | 0 | 0 | 0 | 0 | 0 | 0 | 0
1991 | 2 | 23 | 0 | 0 | 0 | 0 | 0 | 0 | 0 | 0 | 0 | 0 | 0 | 0 | 0
1991 | 2 | 24 | 0 | 0 | 0 | 0 | 0 | 0 | 0 | 0 | 0 | 0 | 0 | 0 | 0
1991 | 2 | 25 | 0.01 | 0.01 | 0 | 0 | 0.01 | 0 | 0 | 0 | 0 | 0 | 0 | 0 | 0
1991 | 2 | 26 | 0.04 | 0.04 | 0 | 0 | 0.04 | 0 | 0 | 0 | 0 | 0 | 0 | 0 | 0
1991 | 2 | 27 | 0 | 0 | 0 | 0 | 0 | 0 | 0 | 0 | 0 | 0 | 0 | 0 | 0
1991 | 2 | 28 | 0 | 0 | 0 | 0 | 0 | 0 | 0 | 0 | 0 | 0 | 0 | 0 | 0
1991 | 3 | 1 | 0 | 0 | 0 | 0 | 0 | 0 | 0 | 0 | 0 | 0 | 0 | 0 | 0
1991 | 3 | 2 | 0.1 | 0.1 | 0.05 | 0 | 0.1 | 0.05 | 0 | 0 | 0 | 0 | 0 | 0 | 0
1991 | 3 | 3 | 0.33 | 0.33 | 0.28 | 0 | 0.33 | 0.28 | 0 | 0 | 0 | 0 | 0 | 0 | 0
1991 | 3 | 4 | 0.14 | 0.14 | 0.09 | 0 | 0.14 | 0.09 | 0 | 0 | 0 | 0 | 0 | 0 | 0
1991 | 3 | 5 | 0 | 0 | 0 | 0 | 0 | 0 | 0 | 0 | 0 | 0 | 0 | 0 | 0
1991 | 3 | 6 | 0.08 | 0.08 | 0.03 | 0 | 0.08 | 0.03 | 0 | 0 | 0 | 0 | 0 | 0 | 0
1991 | 3 | 7 | 0 | 0 | 0 | 0 | 0 | 0 | 0 | 0 | 0 | 0 | 0 | 0 | 0
1991 | 3 | 8 | 0 | 0 | 0 | 0 | 0 | 0 | 0 | 0 | 0 | 0 | 0 | 0 | 0
1991 | 3 | 9 | 0 | 0 | 0 | 0 | 0 | 0 | 0 | 0 | 0 | 0 | 0 | 0 | 0
1991 | 3 | 10 | 0 | 0 | 0 | 0 | 0 | 0 | 0 | 0 | 0 | 0 | 0 | 0 | 0
1991 | 3 | 11 | 0 | 0 | 0 | 0 | 0 | 0 | 0 | 0 | 0 | 0 | 0 | 0 | 0
1991 | 3 | 12 | 0 | 0 | 0 | 0 | 0 | 0 | 0 | 0 | 0 | 0 | 0 | 0 | 0
1991 | 3 | 13 | 0.17 | 0.17 | 0.12 | 0 | 0.17 | 0.12 | 0 | 0 | 0 | 0 | 0 | 0 | 0
1991 | 3 | 14 | 0.25 | 0.25 | 0.2 | 0 | 0.25 | 0.2 | 0 | 0 | 0 | 0 | 0 | 0 | 0
1991 | 3 | 15 | 0 | 0 | 0 | 0 | 0 | 0 | 0 | 0 | 0 | 0 | 0 | 0 | 0
1991 | 3 | 16 | 0 | 0 | 0 | 0 | 0 | 0 | 0 | 0 | 0 | 0 | 0 | 0 | 0
1991 | 3 | 17 | 0 | 0 | 0 | 0 | 0 | 0 | 0 | 0 | 0 | 0 | 0 | 0 | 0
1991 | 3 | 18 | 0.96 | 0.96 | 0.91 | 0 | 0.96 | 0.91 | 0 | 0 | 0 | 0 | 0 | 0 | 0
1991 | 3 | 19 | 0 | 0 | 0 | 0 | 0 | 0 | 0 | 0 | 0 | 0 | 0 | 0 | 0
1991 | 3 | 20 | 0 | 0 | 0 | 0 | 0 | 0 | 0 | 0 | 0 | 0 | 0 | 0 | 0
1991 | 3 | 21 | 0 | 0 | 0 | 0 | 0 | 0 | 0 | 0 | 0 | 0 | 0 | 0 | 0
1991 | 3 | 22 | 0.07 | 0.07 | 0.02 | 0 | 0.07 | 0.02 | 0 | 0 | 0 | 0 | 0 | 0 | 0
1991 | 3 | 23 | 1.29 | 1 | 0.95 | 0 | 1 | 0.95 | 0 | 0 | 0 | 0 | 0 | 0 | 0
1991 | 3 | 24 | 0 | 0 | 0 | 0 | 0 | 0 | 0 | 0 | 0 | 0 | 0 | 0 | 0
1991 | 3 | 25 | 0 | 0 | 0 | 0 | 0 | 0 | 0 | 0 | 0 | 0 | 0 | 0 | 0
1991 | 3 | 26 | 0 | 0 | 0 | 0 | 0 | 0 | 0 | 0 | 0 | 0 | 0 | 0 | 0
1991 | 3 | 27 | 0.07 | 0.07 | 0.02 | 0 | 0.07 | 0.02 | 0 | 0 | 0 | 0 | 0 | 0 | 0
1991 | 3 | 28 | 0 | 0 | 0 | 0 | 0 | 0 | 0 | 0 | 0 | 0 | 0 | 0 | 0
1991 | 3 | 29 | 0.84 | 0.84 | 0.79 | 0 | 0.84 | 0.79 | 0 | 0 | 0 | 0 | 0 | 0 | 0
1991 | 3 | 30 | 0.12 | 0.12 | 0.07 | 0 | 0.12 | 0.07 | 0 | 0 | 0 | 0 | 0 | 0 | 0
1991 | 3 | 31 | 0 | 0 | 0 | 0 | 0 | 0 | 0 | 0 | 0 | 0 | 0 | 0 | 0
1991 | 4 | 1 | 0 | 0 | 0 | 0 | 0 | 0 | 0 | 0 | 0 | 0 | 0 | 0 | 0
1991 | 4 | 2 | 0 | 0 | 0 | 0 | 0 | 0 | 0 | 0 | 0 | 0 | 0 | 0 | 0
1991 | 4 | 3 | 0 | 0 | 0 | 0 | 0 | 0 | 0 | 0 | 0 | 0 | 0 | 0 | 0
1991 | 4 | 4 | 0 | 0 | 0 | 0 | 0 | 0 | 0 | 0 | 0 | 0 | 0 | 0 | 0
1991 | 4 | 5 | 0.08 | 0.08 | 0.03 | 0 | 0.08 | 0.03 | 0 | 0 | 0 | 0 | 0 | 0 | 0
1991 | 4 | 6 | 0 | 0 | 0 | 0 | 0 | 0 | 0 | 0 | 0 | 0 | 0 | 0 | 0
1991 | 4 | 7 | 0 | 0 | 0 | 0 | 0 | 0 | 0 | 0 | 0 | 0 | 0 | 0 | 0
1991 | 4 | 8 | 0 | 0 | 0 | 0 | 0 | 0 | 0 | 0 | 0 | 0 | 0 | 0 | 0
1991 | 4 | 9 | 0 | 0 | 0 | 0 | 0 | 0 | 0 | 0 | 0 | 0 | 0 | 0 | 0
1991 | 4 | 10 | 0 | 0 | 0 | 0 | 0 | 0 | 0 | 0 | 0 | 0 | 0 | 0 | 0
1991 | 4 | 11 | 0 | 0 | 0 | 0 | 0 | 0 | 0 | 0 | 0 | 0 | 0 | 0 | 0
1991 | 4 | 12 | 0 | 0 | 0 | 0 | 0 | 0 | 0 | 0 | 0 | 0 | 0 | 0 | 0
1991 | 4 | 13 | 0.7 | 0.7 | 0.65 | 0 | 0.7 | 0.65 | 0 | 0 | 0 | 0 | 0 | 0 | 0
1991 | 4 | 14 | 0.12 | 0.12 | 0.07 | 0 | 0.12 | 0.07 | 0 | 0 | 0 | 0 | 0 | 0 | 0
1991 | 4 | 15 | 0.18 | 0.18 | 0.13 | 0 | 0.18 | 0.13 | 0 | 0 | 0 | 0 | 0 | 0 | 0
1991 | 4 | 16 | 0 | 0 | 0 | 0 | 0 | 0 | 0 | 0 | 0 | 0 | 0 | 0 | 0
1991 | 4 | 17 | 0 | 0 | 0 | 0 | 0 | 0 | 0 | 0 | 0 | 0 | 0 | 0 | 0
1991 | 4 | 18 | 0 | 0 | 0 | 0 | 0 | 0 | 0 | 0 | 0 | 0 | 0 | 0 | 0
1991 | 4 | 19 | 0.04 | 0.04 | 0 | 0 | 0.04 | 0 | 0 | 0 | 0 | 0 | 0 | 0 | 0
1991 | 4 | 20 | 0.01 | 0.01 | 0 | 0 | 0.01 | 0 | 0 | 0 | 0 | 0 | 0 | 0 | 0
1991 | 4 | 21 | 0.03 | 0.03 | 0 | 0 | 0.03 | 0 | 0 | 0 | 0 | 0 | 0 | 0 | 0
1991 | 4 | 22 | 0 | 0 | 0 | 0 | 0 | 0 | 0 | 0 | 0 | 0 | 0 | 0 | 0
1991 | 4 | 23 | 0 | 0 | 0 | 0 | 0 | 0 | 0 | 0 | 0 | 0 | 0 | 0 | 0
1991 | 4 | 24 | 0.04 | 0.04 | 0 | 0 | 0.04 | 0 | 0 | 0 | 0 | 0 | 0 | 0 | 0
1991 | 4 | 25 | 0 | 0 | 0 | 0 | 0 | 0 | 0 | 0 | 0 | 0 | 0 | 0 | 0
1991 | 4 | 26 | 0 | 0 | 0 | 0 | 0 | 0 | 0 | 0 | 0 | 0 | 0 | 0 | 0
1991 | 4 | 27 | 0.02 | 0.02 | 0 | 0 | 0.02 | 0 | 0 | 0 | 0 | 0 | 0 | 0 | 0
1991 | 4 | 28 | 0 | 0 | 0 | 0 | 0 | 0 | 0 | 0 | 0 | 0 | 0 | 0 | 0
1991 | 4 | 29 | 0.07 | 0.07 | 0.02 | 0 | 0.07 | 0.02 | 0 | 0 | 0 | 0 | 0 | 0 | 0
1991 | 4 | 30 | 0.1 | 0.1 | 0.05 | 0 | 0.1 | 0.05 | 0 | 0 | 0 | 0 | 0 | 0 | 0
1991 | 5 | 1 | 0 | 0 | 0 | 0 | 0 | 0 | 0 | 0 | 0 | 0 | 0 | 0 | 0
1991 | 5 | 2 | 0 | 0 | 0 | 0 | 0 | 0 | 0 | 0 | 0 | 0 | 0 | 0 | 0
1991 | 5 | 3 | 0 | 0 | 0 | 0 | 0 | 0 | 0 | 0 | 0 | 0 | 0 | 0 | 0
1991 | 5 | 4 | 0 | 0 | 0 | 0 | 0 | 0 | 0 | 0 | 0 | 0 | 0 | 0 | 0
1991 | 5 | 5 | 0.09 | 0.09 | 0.04 | 0 | 0.09 | 0.04 | 0 | 0 | 0 | 0 | 0 | 0 | 0
1991 | 5 | 6 | 0.87 | 0.87 | 0.82 | 0 | 0.87 | 0.82 | 0 | 0 | 0 | 0 | 0 | 0 | 0
1991 | 5 | 7 | 0 | 0 | 0 | 0 | 0 | 0 | 0 | 0 | 0 | 0 | 0 | 0 | 0
1991 | 5 | 8 | 0 | 0 | 0 | 0 | 0 | 0 | 0 | 0 | 0 | 0 | 0 | 0 | 0
1991 | 5 | 9 | 0.12 | 0.12 | 0.07 | 0 | 0.12 | 0.07 | 0 | 0 | 0 | 0 | 0 | 0 | 0
1991 | 5 | 10 | 0 | 0 | 0 | 0 | 0 | 0 | 0 | 0 | 0 | 0 | 0 | 0 | 0
1991 | 5 | 11 | 0 | 0 | 0 | 0 | 0 | 0 | 0 | 0 | 0 | 0 | 0 | 0 | 0
1991 | 5 | 12 | 0 | 0 | 0 | 0 | 0 | 0 | 0 | 0 | 0 | 0 | 0 | 0 | 0
1991 | 5 | 13 | 0 | 0 | 0 | 0 | 0 | 0 | 0 | 0 | 0 | 0 | 0 | 0 | 0
1991 | 5 | 14 | 0.02 | 0.02 | 0 | 0 | 0.02 | 0 | 0 | 0 | 0 | 0 | 0 | 0 | 0
1991 | 5 | 15 | 0 | 0 | 0 | 0 | 0 | 0 | 0 | 0 | 0 | 0 | 0 | 0 | 0
1991 | 5 | 16 | 0 | 0 | 0 | 0 | 0 | 0 | 0 | 0 | 0 | 0 | 0 | 0 | 0
1991 | 5 | 17 | 0.3 | 0.3 | 0.25 | 0 | 0.3 | 0.25 | 0 | 0 | 0 | 0 | 0 | 0 | 0
1991 | 5 | 18 | 0 | 0 | 0 | 0 | 0 | 0 | 0 | 0 | 0 | 0 | 0 | 0 | 0
1991 | 5 | 19 | 0.02 | 0.02 | 0 | 0 | 0.02 | 0 | 0 | 0 | 0 | 0 | 0 | 0 | 0
1991 | 5 | 20 | 0 | 0 | 0 | 0 | 0 | 0 | 0 | 0 | 0 | 0 | 0 | 0 | 0
1991 | 5 | 21 | 0 | 0 | 0 | 0 | 0 | 0 | 0 | 0 | 0 | 0 | 0 | 0 | 0
1991 | 5 | 22 | 0 | 0 | 0 | 0 | 0 | 0 | 0 | 0 | 0 | 0 | 0 | 0 | 0
1991 | 5 | 23 | 0 | 0 | 0 | 0 | 0 | 0 | 0 | 0 | 0 | 0 | 0 | 0 | 0
1991 | 5 | 24 | 0 | 0 | 0 | 0 | 0 | 0 | 0 | 0 | 0 | 0 | 0 | 0 | 0
1991 | 5 | 25 | 0 | 0 | 0 | 0 | 0 | 0 | 0 | 0 | 0 | 0 | 0 | 0 | 0
1991 | 5 | 26 | 0 | 0 | 0 | 0 | 0 | 0 | 0 | 0 | 0 | 0 | 0 | 0 | 0
1991 | 5 | 27 | 0.02 | 0.02 | 0 | 0 | 0.02 | 0 | 0 | 0 | 0 | 0 | 0 | 0 | 0
1991 | 5 | 28 | 0 | 0 | 0 | 0 | 0 | 0 | 0 | 0 | 0 | 0 | 0 | 0 | 0
1991 | 5 | 29 | 0 | 0 | 0 | 0 | 0 | 0 | 0 | 0 | 0 | 0 | 0 | 0 | 0
1991 | 5 | 30 | 0.02 | 0.02 | 0 | 0 | 0.02 | 0 | 0 | 0 | 0 | 0 | 0 | 0 | 0
1991 | 5 | 31 | 0.11 | 0.11 | 0.06 | 0 | 0.11 | 0.06 | 0 | 0 | 0 | 0 | 0 | 0 | 0
1991 | 6 | 1 | 0.42 | 0.42 | 0.37 | 0 | 0.42 | 0.37 | 0 | 0 | 0 | 0 | 0 | 0 | 0
1991 | 6 | 2 | 0 | 0 | 0 | 0 | 0 | 0 | 0 | 0 | 0 | 0 | 0 | 0 | 0
1991 | 6 | 3 | 0.22 | 0.22 | 0.17 | 0 | 0.22 | 0.17 | 0 | 0 | 0 | 0 | 0 | 0 | 0
1991 | 6 | 4 | 0 | 0 | 0 | 0 | 0 | 0 | 0 | 0 | 0 | 0 | 0 | 0 | 0
1991 | 6 | 5 | 0 | 0 | 0 | 0 | 0 | 0 | 0 | 0 | 0 | 0 | 0 | 0 | 0
1991 | 6 | 6 | 0 | 0 | 0 | 0 | 0 | 0 | 0 | 0 | 0 | 0 | 0 | 0 | 0
1991 | 6 | 7 | 0 | 0 | 0 | 0 | 0 | 0 | 0 | 0 | 0 | 0 | 0 | 0 | 0
1991 | 6 | 8 | 0 | 0 | 0 | 0 | 0 | 0 | 0 | 0 | 0 | 0 | 0 | 0 | 0
1991 | 6 | 9 | 0 | 0 | 0 | 0 | 0 | 0 | 0 | 0 | 0 | 0 | 0 | 0 | 0
1991 | 6 | 10 | 0 | 0 | 0 | 0 | 0 | 0 | 0 | 0 | 0 | 0 | 0 | 0 | 0
1991 | 6 | 11 | 0 | 0 | 0 | 0 | 0 | 0 | 0 | 0 | 0 | 0 | 0 | 0 | 0
1991 | 6 | 12 | 0 | 0 | 0 | 0 | 0 | 0 | 0 | 0 | 0 | 0 | 0 | 0 | 0
1991 | 6 | 13 | 0 | 0 | 0 | 0 | 0 | 0 | 0 | 0 | 0 | 0 | 0 | 0 | 0
1991 | 6 | 14 | 0 | 0 | 0 | 0 | 0 | 0 | 0 | 0 | 0 | 0 | 0 | 0 | 0
1991 | 6 | 15 | 0 | 0 | 0 | 0 | 0 | 0 | 0 | 0 | 0 | 0 | 0 | 0 | 0
1991 | 6 | 16 | 0.01 | 0.01 | 0 | 0 | 0.01 | 0 | 0 | 0 | 0 | 0 | 0 | 0 | 0
1991 | 6 | 17 | 0 | 0 | 0 | 0 | 0 | 0 | 0 | 0 | 0 | 0 | 0 | 0 | 0
1991 | 6 | 18 | 0.1 | 0.1 | 0.05 | 0 | 0.1 | 0.05 | 0 | 0 | 0 | 0 | 0 | 0 | 0
1991 | 6 | 19 | 0 | 0 | 0 | 0 | 0 | 0 | 0 | 0 | 0 | 0 | 0 | 0 | 0
1991 | 6 | 20 | 0 | 0 | 0 | 0 | 0 | 0 | 0 | 0 | 0 | 0 | 0 | 0 | 0
1991 | 6 | 21 | 0 | 0 | 0 | 0 | 0 | 0 | 0 | 0 | 0 | 0 | 0 | 0 | 0
1991 | 6 | 22 | 0.34 | 0.34 | 0.29 | 0 | 0.34 | 0.29 | 0 | 0 | 0 | 0 | 0 | 0 | 0
1991 | 6 | 23 | 0.18 | 0.18 | 0.13 | 0 | 0.18 | 0.13 | 0 | 0 | 0 | 0 | 0 | 0 | 0
1991 | 6 | 24 | 0 | 0 | 0 | 0 | 0 | 0 | 0 | 0 | 0 | 0 | 0 | 0 | 0
1991 | 6 | 25 | 0 | 0 | 0 | 0 | 0 | 0 | 0 | 0 | 0 | 0 | 0 | 0 | 0
1991 | 6 | 26 | 0 | 0 | 0 | 0 | 0 | 0 | 0 | 0 | 0 | 0 | 0 | 0 | 0
1991 | 6 | 27 | 0 | 0 | 0 | 0 | 0 | 0 | 0 | 0 | 0 | 0 | 0 | 0 | 0
1991 | 6 | 28 | 0 | 0 | 0 | 0 | 0 | 0 | 0 | 0 | 0 | 0 | 0 | 0 | 0
1991 | 6 | 29 | 0 | 0 | 0 | 0 | 0 | 0 | 0 | 0 | 0 | 0 | 0 | 0 | 0
1991 | 6 | 30 | 0 | 0 | 0 | 0 | 0 | 0 | 0 | 0 | 0 | 0 | 0 | 0 | 0
1991 | 7 | 1 | 0 | 0 | 0 | 0 | 0 | 0 | 0 | 0 | 0 | 0 | 0 | 0 | 0
1991 | 7 | 2 | 0.04 | 0.04 | 0 | 0 | 0.04 | 0 | 0 | 0 | 0 | 0 | 0 | 0 | 0
1991 | 7 | 3 | 0.02 | 0.02 | 0 | 0 | 0.02 | 0 | 0 | 0 | 0 | 0 | 0 | 0 | 0
1991 | 7 | 4 | 0 | 0 | 0 | 0 | 0 | 0 | 0 | 0 | 0 | 0 | 0 | 0 | 0
1991 | 7 | 5 | 0.41 | 0.41 | 0.36 | 0 | 0.41 | 0.36 | 0 | 0 | 0 | 0 | 0 | 0 | 0
1991 | 7 | 6 | 0 | 0 | 0 | 0 | 0 | 0 | 0 | 0 | 0 | 0 | 0 | 0 | 0
1991 | 7 | 7 | 0.08 | 0.08 | 0.03 | 0 | 0.08 | 0.03 | 0 | 0 | 0 | 0 | 0 | 0 | 0
1991 | 7 | 8 | 0.96 | 0.96 | 0.91 | 0 | 0.96 | 0.91 | 0 | 0 | 0 | 0 | 0 | 0 | 0
1991 | 7 | 9 | 0 | 0 | 0 | 0 | 0 | 0 | 0 | 0 | 0 | 0 | 0 | 0 | 0
1991 | 7 | 10 | 0.01 | 0.01 | 0 | 0 | 0.01 | 0 | 0 | 0 | 0 | 0 | 0 | 0 | 0
1991 | 7 | 11 | 0 | 0 | 0 | 0 | 0 | 0 | 0 | 0 | 0 | 0 | 0 | 0 | 0
1991 | 7 | 12 | 0 | 0 | 0 | 0 | 0 | 0 | 0 | 0 | 0 | 0 | 0 | 0 | 0
1991 | 7 | 13 | 0 | 0 | 0 | 0 | 0 | 0 | 0 | 0 | 0 | 0 | 0 | 0 | 0
1991 | 7 | 14 | 0 | 0 | 0 | 0 | 0 | 0 | 0 | 0 | 0 | 0 | 0 | 0 | 0
1991 | 7 | 15 | 0 | 0 | 0 | 0 | 0 | 0 | 0 | 0 | 0 | 0 | 0 | 0 | 0
1991 | 7 | 16 | 0 | 0 | 0 | 0 | 0 | 0 | 0 | 0 | 0 | 0 | 0 | 0 | 0
1991 | 7 | 17 | 0 | 0 | 0 | 0 | 0 | 0 | 0 | 0 | 0 | 0 | 0 | 0 | 0
1991 | 7 | 18 | 0 | 0 | 0 | 0 | 0 | 0 | 0 | 0 | 0 | 0 | 0 | 0 | 0
1991 | 7 | 19 | 0 | 0 | 0 | 0 | 0 | 0 | 0 | 0 | 0 | 0 | 0 | 0 | 0
1991 | 7 | 20 | 0 | 0 | 0 | 0 | 0 | 0 | 0 | 0 | 0 | 0 | 0 | 0 | 0
1991 | 7 | 21 | 0.34 | 0.34 | 0.29 | 0 | 0.34 | 0.29 | 0 | 0 | 0 | 0 | 0 | 0 | 0
1991 | 7 | 22 | 0.05 | 0.05 | 0 | 0 | 0.05 | 0 | 0 | 0 | 0 | 0 | 0 | 0 | 0
1991 | 7 | 23 | 0.15 | 0.15 | 0.1 | 0 | 0.15 | 0.1 | 0 | 0 | 0 | 0 | 0 | 0 | 0
1991 | 7 | 24 | 0 | 0 | 0 | 0 | 0 | 0 | 0 | 0 | 0 | 0 | 0 | 0 | 0
1991 | 7 | 25 | 0.61 | 0.61 | 0.56 | 0 | 0.61 | 0.56 | 0 | 0 | 0 | 0 | 0 | 0 | 0
1991 | 7 | 26 | 0.46 | 0.46 | 0.41 | 0 | 0.46 | 0.41 | 0 | 0 | 0 | 0 | 0 | 0 | 0
1991 | 7 | 27 | 0.27 | 0.27 | 0.22 | 0 | 0.27 | 0.22 | 0 | 0 | 0 | 0 | 0 | 0 | 0
1991 | 7 | 28 | 0 | 0 | 0 | 0 | 0 | 0 | 0 | 0 | 0 | 0 | 0 | 0 | 0
1991 | 7 | 29 | 0.36 | 0.36 | 0.31 | 0 | 0.36 | 0.31 | 0 | 0 | 0 | 0 | 0 | 0 | 0
1991 | 7 | 30 | 0 | 0 | 0 | 0 | 0 | 0 | 0 | 0 | 0 | 0 | 0 | 0 | 0
1991 | 7 | 31 | 0 | 0 | 0 | 0 | 0 | 0 | 0 | 0 | 0 | 0 | 0 | 0 | 0
1991 | 8 | 1 | 0 | 0 | 0 | 0 | 0 | 0 | 0 | 0 | 0 | 0 | 0 | 0 | 0
1991 | 8 | 2 | 0 | 0 | 0 | 0 | 0 | 0 | 0 | 0 | 0 | 0 | 0 | 0 | 0
1991 | 8 | 3 | 0 | 0 | 0 | 0 | 0 | 0 | 0 | 0 | 0 | 0 | 0 | 0 | 0
1991 | 8 | 4 | 0 | 0 | 0 | 0 | 0 | 0 | 0 | 0 | 0 | 0 | 0 | 0 | 0
1991 | 8 | 5 | 0 | 0 | 0 | 0 | 0 | 0 | 0 | 0 | 0 | 0 | 0 | 0 | 0
1991 | 8 | 6 | 0 | 0 | 0 | 0 | 0 | 0 | 0 | 0 | 0 | 0 | 0 | 0 | 0
1991 | 8 | 7 | 0 | 0 | 0 | 0 | 0 | 0 | 0 | 0 | 0 | 0 | 0 | 0 | 0
1991 | 8 | 8 | 0 | 0 | 0 | 0 | 0 | 0 | 0 | 0 | 0 | 0 | 0 | 0 | 0
1991 | 8 | 9 | 1.35 | 1 | 0.95 | 0 | 1 | 0.95 | 0 | 0 | 0 | 0 | 0 | 0 | 0
1991 | 8 | 10 | 0.08 | 0.08 | 0.03 | 0 | 0.08 | 0.03 | 0 | 0 | 0 | 0 | 0 | 0 | 0
1991 | 8 | 11 | 0 | 0 | 0 | 0 | 0 | 0 | 0 | 0 | 0 | 0 | 0 | 0 | 0
1991 | 8 | 12 | 0 | 0 | 0 | 0 | 0 | 0 | 0 | 0 | 0 | 0 | 0 | 0 | 0
1991 | 8 | 13 | 0 | 0 | 0 | 0 | 0 | 0 | 0 | 0 | 0 | 0 | 0 | 0 | 0
1991 | 8 | 14 | 0 | 0 | 0 | 0 | 0 | 0 | 0 | 0 | 0 | 0 | 0 | 0 | 0
1991 | 8 | 15 | 0.01 | 0.01 | 0 | 0 | 0.01 | 0 | 0 | 0 | 0 | 0 | 0 | 0 | 0
1991 | 8 | 16 | 0 | 0 | 0 | 0 | 0 | 0 | 0 | 0 | 0 | 0 | 0 | 0 | 0
1991 | 8 | 17 | 0 | 0 | 0 | 0 | 0 | 0 | 0 | 0 | 0 | 0 | 0 | 0 | 0
1991 | 8 | 18 | 0.03 | 0.03 | 0 | 0 | 0.03 | 0 | 0 | 0 | 0 | 0 | 0 | 0 | 0
1991 | 8 | 19 | 0 | 0 | 0 | 0 | 0 | 0 | 0 | 0 | 0 | 0 | 0 | 0 | 0
1991 | 8 | 20 | 0.05 | 0.05 | 0 | 0 | 0.05 | 0 | 0 | 0 | 0 | 0 | 0 | 0 | 0
1991 | 8 | 21 | 0 | 0 | 0 | 0 | 0 | 0 | 0 | 0 | 0 | 0 | 0 | 0 | 0
1991 | 8 | 22 | 0 | 0 | 0 | 0 | 0 | 0 | 0 | 0 | 0 | 0 | 0 | 0 | 0
1991 | 8 | 23 | 0 | 0 | 0 | 0 | 0 | 0 | 0 | 0 | 0 | 0 | 0 | 0 | 0
1991 | 8 | 24 | 0 | 0 | 0 | 0 | 0 | 0 | 0 | 0 | 0 | 0 | 0 | 0 | 0
1991 | 8 | 25 | 0 | 0 | 0 | 0 | 0 | 0 | 0 | 0 | 0 | 0 | 0 | 0 | 0
1991 | 8 | 26 | 0 | 0 | 0 | 0 | 0 | 0 | 0 | 0 | 0 | 0 | 0 | 0 | 0
1991 | 8 | 27 | 0.51 | 0.51 | 0.46 | 0 | 0.51 | 0.46 | 0 | 0 | 0 | 0 | 0 | 0 | 0
1991 | 8 | 28 | 0 | 0 | 0 | 0 | 0 | 0 | 0 | 0 | 0 | 0 | 0 | 0 | 0
1991 | 8 | 29 | 0 | 0 | 0 | 0 | 0 | 0 | 0 | 0 | 0 | 0 | 0 | 0 | 0
1991 | 8 | 30 | 0 | 0 | 0 | 0 | 0 | 0 | 0 | 0 | 0 | 0 | 0 | 0 | 0
1991 | 8 | 31 | 0 | 0 | 0 | 0 | 0 | 0 | 0 | 0 | 0 | 0 | 0 | 0 | 0
1991 | 9 | 1 | 0 | 0 | 0 | 0 | 0 | 0 | 0 | 0 | 0 | 0 | 0 | 0 | 0
1991 | 9 | 2 | 0 | 0 | 0 | 0 | 0 | 0 | 0 | 0 | 0 | 0 | 0 | 0 | 0
1991 | 9 | 3 | 0 | 0 | 0 | 0 | 0 | 0 | 0 | 0 | 0 | 0 | 0 | 0 | 0
1991 | 9 | 4 | 0.91 | 0.91 | 0.86 | 0 | 0.91 | 0.86 | 0 | 0 | 0 | 0 | 0 | 0 | 0
1991 | 9 | 5 | 0.08 | 0.08 | 0.03 | 0 | 0.08 | 0.03 | 0 | 0 | 0 | 0 | 0 | 0 | 0
1991 | 9 | 6 | 0.36 | 0.36 | 0.31 | 0 | 0.36 | 0.31 | 0 | 0 | 0 | 0 | 0 | 0 | 0
1991 | 9 | 7 | 0 | 0 | 0 | 0 | 0 | 0 | 0 | 0 | 0 | 0 | 0 | 0 | 0
1991 | 9 | 8 | 0 | 0 | 0 | 0 | 0 | 0 | 0 | 0 | 0 | 0 | 0 | 0 | 0
1991 | 9 | 9 | 0 | 0 | 0 | 0 | 0 | 0 | 0 | 0 | 0 | 0 | 0 | 0 | 0
1991 | 9 | 10 | 0 | 0 | 0 | 0 | 0 | 0 | 0 | 0 | 0 | 0 | 0 | 0 | 0
1991 | 9 | 11 | 0 | 0 | 0 | 0 | 0 | 0 | 0 | 0 | 0 | 0 | 0 | 0 | 0
1991 | 9 | 12 | 0 | 0 | 0 | 0 | 0 | 0 | 0 | 0 | 0 | 0 | 0 | 0 | 0
1991 | 9 | 13 | 0 | 0 | 0 | 0 | 0 | 0 | 0 | 0 | 0 | 0 | 0 | 0 | 0
1991 | 9 | 14 | 0.05 | 0.05 | 0 | 0 | 0.05 | 0 | 0 | 0 | 0 | 0 | 0 | 0 | 0
1991 | 9 | 15 | 0 | 0 | 0 | 0 | 0 | 0 | 0 | 0 | 0 | 0 | 0 | 0 | 0
1991 | 9 | 16 | 0 | 0 | 0 | 0 | 0 | 0 | 0 | 0 | 0 | 0 | 0 | 0 | 0
1991 | 9 | 17 | 0.5 | 0.5 | 0.45 | 0 | 0.5 | 0.45 | 0 | 0 | 0 | 0 | 0 | 0 | 0
1991 | 9 | 18 | 0.15 | 0.15 | 0.1 | 0 | 0.15 | 0.1 | 0 | 0 | 0 | 0 | 0 | 0 | 0
1991 | 9 | 19 | 0.08 | 0.08 | 0.03 | 0 | 0.08 | 0.03 | 0 | 0 | 0 | 0 | 0 | 0 | 0
1991 | 9 | 20 | 0 | 0 | 0 | 0 | 0 | 0 | 0 | 0 | 0 | 0 | 0 | 0 | 0
1991 | 9 | 21 | 0 | 0 | 0 | 0 | 0 | 0 | 0 | 0 | 0 | 0 | 0 | 0 | 0
1991 | 9 | 22 | 0 | 0 | 0 | 0 | 0 | 0 | 0 | 0 | 0 | 0 | 0 | 0 | 0
1991 | 9 | 23 | 0.03 | 0.03 | 0 | 0 | 0.03 | 0 | 0 | 0 | 0 | 0 | 0 | 0 | 0
1991 | 9 | 24 | 0.84 | 0.84 | 0.79 | 0 | 0.84 | 0.79 | 0 | 0 | 0 | 0 | 0 | 0 | 0
1991 | 9 | 25 | 0.49 | 0.49 | 0.44 | 0 | 0.49 | 0.44 | 0 | 0 | 0 | 0 | 0 | 0 | 0
1991 | 9 | 26 | 0.01 | 0.01 | 0 | 0 | 0.01 | 0 | 0 | 0 | 0 | 0 | 0 | 0 | 0
1991 | 9 | 27 | 0 | 0 | 0 | 0 | 0 | 0 | 0 | 0 | 0 | 0 | 0 | 0 | 0
1991 | 9 | 28 | 0 | 0 | 0 | 0 | 0 | 0 | 0 | 0 | 0 | 0 | 0 | 0 | 0
1991 | 9 | 29 | 0 | 0 | 0 | 0 | 0 | 0 | 0 | 0 | 0 | 0 | 0 | 0 | 0
1991 | 9 | 30 | 0 | 0 | 0 | 0 | 0 | 0 | 0 | 0 | 0 | 0 | 0 | 0 | 0
1991 | 10 | 1 | 0 | 0 | 0 | 0 | 0 | 0 | 0 | 0 | 0 | 0 | 0 | 0 | 0
1991 | 10 | 2 | 0 | 0 | 0 | 0 | 0 | 0 | 0 | 0 | 0 | 0 | 0 | 0 | 0
1991 | 10 | 3 | 0.03 | 0.03 | 0 | 0 | 0.03 | 0 | 0 | 0 | 0 | 0 | 0 | 0 | 0
1991 | 10 | 4 | 0 | 0 | 0 | 0 | 0 | 0 | 0 | 0 | 0 | 0 | 0 | 0 | 0
1991 | 10 | 5 | 0 | 0 | 0 | 0 | 0 | 0 | 0 | 0 | 0 | 0 | 0 | 0 | 0
1991 | 10 | 6 | 0.35 | 0.35 | 0.3 | 0 | 0.35 | 0.3 | 0 | 0 | 0 | 0 | 0 | 0 | 0
1991 | 10 | 7 | 0 | 0 | 0 | 0 | 0 | 0 | 0 | 0 | 0 | 0 | 0 | 0 | 0
1991 | 10 | 8 | 0 | 0 | 0 | 0 | 0 | 0 | 0 | 0 | 0 | 0 | 0 | 0 | 0
1991 | 10 | 9 | 0 | 0 | 0 | 0 | 0 | 0 | 0 | 0 | 0 | 0 | 0 | 0 | 0
1991 | 10 | 10 | 0 | 0 | 0 | 0 | 0 | 0 | 0 | 0 | 0 | 0 | 0 | 0 | 0
1991 | 10 | 11 | 0.04 | 0.04 | 0 | 0 | 0.04 | 0 | 0 | 0 | 0 | 0 | 0 | 0 | 0
1991 | 10 | 12 | 0.03 | 0.03 | 0 | 0 | 0.03 | 0 | 0 | 0 | 0 | 0 | 0 | 0 | 0
1991 | 10 | 13 | 0 | 0 | 0 | 0 | 0 | 0 | 0 | 0 | 0 | 0 | 0 | 0 | 0
1991 | 10 | 14 | 0 | 0 | 0 | 0 | 0 | 0 | 0 | 0 | 0 | 0 | 0 | 0 | 0
1991 | 10 | 15 | 0.3 | 0.3 | 0.25 | 0 | 0.3 | 0.25 | 0 | 0 | 0 | 0 | 0 | 0 | 0
1991 | 10 | 16 | 0.04 | 0.04 | 0 | 0 | 0.04 | 0 | 0 | 0 | 0 | 0 | 0 | 0 | 0
1991 | 10 | 17 | 1.24 | 1 | 0.95 | 0 | 1 | 0.95 | 0 | 0 | 0 | 0 | 0 | 0 | 0
1991 | 10 | 18 | 0 | 0 | 0 | 0 | 0 | 0 | 0 | 0 | 0 | 0 | 0 | 0 | 0
1991 | 10 | 19 | 0 | 0 | 0 | 0 | 0 | 0 | 0 | 0 | 0 | 0 | 0 | 0 | 0
1991 | 10 | 20 | 0 | 0 | 0 | 0 | 0 | 0 | 0 | 0 | 0 | 0 | 0 | 0 | 0
1991 | 10 | 21 | 0 | 0 | 0 | 0 | 0 | 0 | 0 | 0 | 0 | 0 | 0 | 0 | 0
1991 | 10 | 22 | 0 | 0 | 0 | 0 | 0 | 0 | 0 | 0 | 0 | 0 | 0 | 0 | 0
1991 | 10 | 23 | 0 | 0 | 0 | 0 | 0 | 0 | 0 | 0 | 0 | 0 | 0 | 0 | 0
1991 | 10 | 24 | 0 | 0 | 0 | 0 | 0 | 0 | 0 | 0 | 0 | 0 | 0 | 0 | 0
1991 | 10 | 25 | 0 | 0 | 0 | 0 | 0 | 0 | 0 | 0 | 0 | 0 | 0 | 0 | 0
1991 | 10 | 26 | 0 | 0 | 0 | 0 | 0 | 0 | 0 | 0 | 0 | 0 | 0 | 0 | 0
1991 | 10 | 27 | 0 | 0 | 0 | 0 | 0 | 0 | 0 | 0 | 0 | 0 | 0 | 0 | 0
1991 | 10 | 28 | 0 | 0 | 0 | 0 | 0 | 0 | 0 | 0 | 0 | 0 | 0 | 0 | 0
1991 | 10 | 29 | 0 | 0 | 0 | 0 | 0 | 0 | 0 | 0 | 0 | 0 | 0 | 0 | 0
1991 | 10 | 30 | 0 | 0 | 0 | 0 | 0 | 0 | 0 | 0 | 0 | 0 | 0 | 0 | 0
1991 | 10 | 31 | 0 | 0 | 0 | 0 | 0 | 0 | 0 | 0 | 0 | 0 | 0 | 0 | 0
1991 | 11 | 1 | 0 | 0 | 0 | 0 | 0 | 0 | 0 | 0 | 0 | 0 | 0 | 0 | 0
1991 | 11 | 2 | 0 | 0 | 0 | 0 | 0 | 0 | 0 | 0 | 0 | 0 | 0 | 0 | 0
1991 | 11 | 3 | 0 | 0 | 0 | 0 | 0 | 0 | 0 | 0 | 0 | 0 | 0 | 0 | 0
1991 | 11 | 4 | 0 | 0 | 0 | 0 | 0 | 0 | 0 | 0 | 0 | 0 | 0 | 0 | 0
1991 | 11 | 5 | 0 | 0 | 0 | 0 | 0 | 0 | 0 | 0 | 0 | 0 | 0 | 0 | 0
1991 | 11 | 6 | 0 | 0 | 0 | 0 | 0 | 0 | 0 | 0 | 0 | 0 | 0 | 0 | 0
1991 | 11 | 7 | 0 | 0 | 0 | 0 | 0 | 0 | 0 | 0 | 0 | 0 | 0 | 0 | 0
1991 | 11 | 8 | 0 | 0 | 0 | 0 | 0 | 0 | 0 | 0 | 0 | 0 | 0 | 0 | 0
1991 | 11 | 9 | 0.01 | 0.01 | 0 | 0 | 0.01 | 0 | 0 | 0 | 0 | 0 | 0 | 0 | 0
1991 | 11 | 10 | 0.1 | 0.1 | 0.05 | 0 | 0.1 | 0.05 | 0 | 0 | 0 | 0 | 0 | 0 | 0
1991 | 11 | 11 | 0.01 | 0.01 | 0 | 0 | 0.01 | 0 | 0 | 0 | 0 | 0 | 0 | 0 | 0
1991 | 11 | 12 | 0.11 | 0.11 | 0.06 | 0 | 0.11 | 0.06 | 0 | 0 | 0 | 0 | 0 | 0 | 0
1991 | 11 | 13 | 0 | 0 | 0 | 0 | 0 | 0 | 0 | 0 | 0 | 0 | 0 | 0 | 0
1991 | 11 | 14 | 0 | 0 | 0 | 0 | 0 | 0 | 0 | 0 | 0 | 0 | 0 | 0 | 0
1991 | 11 | 15 | 0 | 0 | 0 | 0 | 0 | 0 | 0 | 0 | 0 | 0 | 0 | 0 | 0
1991 | 11 | 16 | 0 | 0 | 0 | 0 | 0 | 0 | 0 | 0 | 0 | 0 | 0 | 0 | 0
1991 | 11 | 17 | 0 | 0 | 0 | 0 | 0 | 0 | 0 | 0 | 0 | 0 | 0 | 0 | 0
1991 | 11 | 18 | 0 | 0 | 0 | 0 | 0 | 0 | 0 | 0 | 0 | 0 | 0 | 0 | 0
1991 | 11 | 19 | 0 | 0 | 0 | 0 | 0 | 0 | 0 | 0 | 0 | 0 | 0 | 0 | 0
1991 | 11 | 20 | 0 | 0 | 0 | 0 | 0 | 0 | 0 | 0 | 0 | 0 | 0 | 0 | 0
1991 | 11 | 21 | 0.01 | 0.01 | 0 | 0 | 0.01 | 0 | 0 | 0 | 0 | 0 | 0 | 0 | 0
1991 | 11 | 22 | 0.5 | 0.5 | 0.45 | 0 | 0.5 | 0.45 | 0 | 0 | 0 | 0 | 0 | 0 | 0
1991 | 11 | 23 | 0 | 0 | 0 | 0 | 0 | 0 | 0 | 0 | 0 | 0 | 0 | 0 | 0
1991 | 11 | 24 | 0 | 0 | 0 | 0 | 0 | 0 | 0 | 0 | 0 | 0 | 0 | 0 | 0
1991 | 11 | 25 | 0 | 0 | 0 | 0 | 0 | 0 | 0 | 0 | 0 | 0 | 0 | 0 | 0
1991 | 11 | 26 | 0 | 0 | 0 | 0 | 0 | 0 | 0 | 0 | 0 | 0 | 0 | 0 | 0
1991 | 11 | 27 | 0 | 0 | 0 | 0 | 0 | 0 | 0 | 0 | 0 | 0 | 0 | 0 | 0
1991 | 11 | 28 | 0 | 0 | 0 | 0 | 0 | 0 | 0 | 0 | 0 | 0 | 0 | 0 | 0
1991 | 11 | 29 | 0 | 0 | 0 | 0 | 0 | 0 | 0 | 0 | 0 | 0 | 0 | 0 | 0
1991 | 11 | 30 | 0.11 | 0.11 | 0.06 | 0 | 0.11 | 0.06 | 0 | 0 | 0 | 0 | 0 | 0 | 0
1991 | 12 | 1 | 0.87 | 0.87 | 0.82 | 0 | 0.87 | 0.82 | 0 | 0 | 0 | 0 | 0 | 0 | 0
1991 | 12 | 2 | 0.76 | 0.76 | 0.71 | 0 | 0.76 | 0.71 | 0 | 0 | 0 | 0 | 0 | 0 | 0
1991 | 12 | 3 | 0.88 | 0.88 | 0.83 | 0 | 0.88 | 0.83 | 0 | 0 | 0 | 0 | 0 | 0 | 0
1991 | 12 | 4 | 0 | 0 | 0 | 0 | 0 | 0 | 0 | 0 | 0 | 0 | 0 | 0 | 0
1991 | 12 | 5 | 0 | 0 | 0 | 0 | 0 | 0 | 0 | 0 | 0 | 0 | 0 | 0 | 0
1991 | 12 | 6 | 0 | 0 | 0 | 0 | 0 | 0 | 0 | 0 | 0 | 0 | 0 | 0 | 0
1991 | 12 | 7 | 0 | 0 | 0 | 0 | 0 | 0 | 0 | 0 | 0 | 0 | 0 | 0 | 0
1991 | 12 | 8 | 0 | 0 | 0 | 0 | 0 | 0 | 0 | 0 | 0 | 0 | 0 | 0 | 0
1991 | 12 | 9 | 1.02 | 1 | 0.95 | 0 | 1 | 0.95 | 0 | 0 | 0 | 0 | 0 | 0 | 0
1991 | 12 | 10 | 0.05 | 0.05 | 0 | 0 | 0.05 | 0 | 0 | 0 | 0 | 0 | 0 | 0 | 0
1991 | 12 | 11 | 0 | 0 | 0 | 0 | 0 | 0 | 0 | 0 | 0 | 0 | 0 | 0 | 0
1991 | 12 | 12 | 0 | 0 | 0 | 0 | 0 | 0 | 0 | 0 | 0 | 0 | 0 | 0 | 0
1991 | 12 | 13 | 0.03 | 0.03 | 0 | 0 | 0.03 | 0 | 0 | 0 | 0 | 0 | 0 | 0 | 0
1991 | 12 | 14 | 0.11 | 0.11 | 0.06 | 0 | 0.11 | 0.06 | 0 | 0 | 0 | 0 | 0 | 0 | 0
1991 | 12 | 15 | 0 | 0 | 0 | 0 | 0 | 0 | 0 | 0 | 0 | 0 | 0 | 0 | 0
1991 | 12 | 16 | 0 | 0 | 0 | 0 | 0 | 0 | 0 | 0 | 0 | 0 | 0 | 0 | 0
1991 | 12 | 17 | 0 | 0 | 0 | 0 | 0 | 0 | 0 | 0 | 0 | 0 | 0 | 0 | 0
1991 | 12 | 18 | 0 | 0 | 0 | 0 | 0 | 0 | 0 | 0 | 0 | 0 | 0 | 0 | 0
1991 | 12 | 19 | 0 | 0 | 0 | 0 | 0 | 0 | 0 | 0 | 0 | 0 | 0 | 0 | 0
1991 | 12 | 20 | 0 | 0 | 0 | 0 | 0 | 0 | 0 | 0 | 0 | 0 | 0 | 0 | 0
1991 | 12 | 21 | 0 | 0 | 0 | 0 | 0 | 0 | 0 | 0 | 0 | 0 | 0 | 0 | 0
1991 | 12 | 22 | 0 | 0 | 0 | 0 | 0 | 0 | 0 | 0 | 0 | 0 | 0 | 0 | 0
1991 | 12 | 23 | 0.25 | 0.25 | 0.2 | 0 | 0.25 | 0.2 | 0 | 0 | 0 | 0 | 0 | 0 | 0
1991 | 12 | 24 | 0.01 | 0.01 | 0 | 0 | 0.01 | 0 | 0 | 0 | 0 | 0 | 0 | 0 | 0
1991 | 12 | 25 | 0 | 0 | 0 | 0 | 0 | 0 | 0 | 0 | 0 | 0 | 0 | 0 | 0
1991 | 12 | 26 | 0 | 0 | 0 | 0 | 0 | 0 | 0 | 0 | 0 | 0 | 0 | 0 | 0
1991 | 12 | 27 | 0 | 0 | 0 | 0 | 0 | 0 | 0 | 0 | 0 | 0 | 0 | 0 | 0
1991 | 12 | 28 | 0.47 | 0.47 | 0.42 | 0 | 0.47 | 0.42 | 0 | 0 | 0 | 0 | 0 | 0 | 0
1991 | 12 | 29 | 0.62 | 0.62 | 0.57 | 0 | 0.62 | 0.57 | 0 | 0 | 0 | 0 | 0 | 0 | 0
1991 | 12 | 30 | 0 | 0 | 0 | 0 | 0 | 0 | 0 | 0 | 0 | 0 | 0 | 0 | 0
1991 | 12 | 31 | 0 | 0 | 0 | 0 | 0 | 0 | 0 | 0 | 0 | 0 | 0 | 0 | 0
1992 | 1 | 1 | 0 | 0 | 0 | 0 | 0 | 0 | 0 | 0 | 0 | 0 | 0 | 0 | 0
1992 | 1 | 2 | 0.01 | 0.01 | 0 | 0 | 0.01 | 0 | 0 | 0 | 0 | 0 | 0 | 0 | 0
1992 | 1 | 3 | 0.06 | 0.06 | 0.01 | 0 | 0.06 | 0.01 | 0 | 0 | 0 | 0 | 0 | 0 | 0
1992 | 1 | 4 | 1.84 | 1 | 0.95 | 0 | 1 | 0.95 | 0 | 0 | 0 | 0 | 0 | 0 | 0
1992 | 1 | 5 | 0 | 0 | 0 | 0 | 0 | 0 | 0 | 0 | 0 | 0 | 0 | 0 | 0
1992 | 1 | 6 | 0 | 0 | 0 | 0 | 0 | 0 | 0 | 0 | 0 | 0 | 0 | 0 | 0
1992 | 1 | 7 | 0 | 0 | 0 | 0 | 0 | 0 | 0 | 0 | 0 | 0 | 0 | 0 | 0
1992 | 1 | 8 | 0 | 0 | 0 | 0 | 0 | 0 | 0 | 0 | 0 | 0 | 0 | 0 | 0
1992 | 1 | 9 | 0.09 | 0.09 | 0.04 | 0 | 0.09 | 0.04 | 0 | 0 | 0 | 0 | 0 | 0 | 0
1992 | 1 | 10 | 0 | 0 | 0 | 0 | 0 | 0 | 0 | 0 | 0 | 0 | 0 | 0 | 0
1992 | 1 | 11 | 0 | 0 | 0 | 0 | 0 | 0 | 0 | 0 | 0 | 0 | 0 | 0 | 0
1992 | 1 | 12 | 0 | 0 | 0 | 0 | 0 | 0 | 0 | 0 | 0 | 0 | 0 | 0 | 0
1992 | 1 | 13 | 0 | 0 | 0 | 0 | 0 | 0 | 0 | 0 | 0 | 0 | 0 | 0 | 0
1992 | 1 | 14 | 0.31 | 0.31 | 0.26 | 0 | 0.31 | 0.26 | 0 | 0 | 0 | 0 | 0 | 0 | 0
1992 | 1 | 15 | 0 | 0 | 0 | 0 | 0 | 0 | 0 | 0 | 0 | 0 | 0 | 0 | 0
1992 | 1 | 16 | 0.02 | 0.02 | 0 | 0 | 0.02 | 0 | 0 | 0 | 0 | 0 | 0 | 0 | 0
1992 | 1 | 17 | 0 | 0 | 0 | 0 | 0 | 0 | 0 | 0 | 0 | 0 | 0 | 0 | 0
1992 | 1 | 18 | 0 | 0 | 0 | 0 | 0 | 0 | 0 | 0 | 0 | 0 | 0 | 0 | 0
1992 | 1 | 19 | 0 | 0 | 0 | 0 | 0 | 0 | 0 | 0 | 0 | 0 | 0 | 0 | 0
1992 | 1 | 20 | 0 | 0 | 0 | 0 | 0 | 0 | 0 | 0 | 0 | 0 | 0 | 0 | 0
1992 | 1 | 21 | 0 | 0 | 0 | 0 | 0 | 0 | 0 | 0 | 0 | 0 | 0 | 0 | 0
1992 | 1 | 22 | 0 | 0 | 0 | 0 | 0 | 0 | 0 | 0 | 0 | 0 | 0 | 0 | 0
1992 | 1 | 23 | 0.3 | 0.3 | 0.25 | 0 | 0.3 | 0.25 | 0 | 0 | 0 | 0 | 0 | 0 | 0
1992 | 1 | 24 | 0 | 0 | 0 | 0 | 0 | 0 | 0 | 0 | 0 | 0 | 0 | 0 | 0
1992 | 1 | 25 | 0.15 | 0.15 | 0.1 | 0 | 0.15 | 0.1 | 0 | 0 | 0 | 0 | 0 | 0 | 0
1992 | 1 | 26 | 0 | 0 | 0 | 0 | 0 | 0 | 0 | 0 | 0 | 0 | 0 | 0 | 0
1992 | 1 | 27 | 0 | 0 | 0 | 0 | 0 | 0 | 0 | 0 | 0 | 0 | 0 | 0 | 0
1992 | 1 | 28 | 0 | 0 | 0 | 0 | 0 | 0 | 0 | 0 | 0 | 0 | 0 | 0 | 0
1992 | 1 | 29 | 0 | 0 | 0 | 0 | 0 | 0 | 0 | 0 | 0 | 0 | 0 | 0 | 0
1992 | 1 | 30 | 0 | 0 | 0 | 0 | 0 | 0 | 0 | 0 | 0 | 0 | 0 | 0 | 0
1992 | 1 | 31 | 0 | 0 | 0 | 0 | 0 | 0 | 0 | 0 | 0 | 0 | 0 | 0 | 0
1992 | 2 | 1 | 0 | 0 | 0 | 0 | 0 | 0 | 0 | 0 | 0 | 0 | 0 | 0 | 0
1992 | 2 | 2 | 0 | 0 | 0 | 0 | 0 | 0 | 0 | 0 | 0 | 0 | 0 | 0 | 0
1992 | 2 | 3 | 0 | 0 | 0 | 0 | 0 | 0 | 0 | 0 | 0 | 0 | 0 | 0 | 0
1992 | 2 | 4 | 0 | 0 | 0 | 0 | 0 | 0 | 0 | 0 | 0 | 0 | 0 | 0 | 0
1992 | 2 | 5 | 0 | 0 | 0 | 0 | 0 | 0 | 0 | 0 | 0 | 0 | 0 | 0 | 0
1992 | 2 | 6 | 0 | 0 | 0 | 0 | 0 | 0 | 0 | 0 | 0 | 0 | 0 | 0 | 0
1992 | 2 | 7 | 0 | 0 | 0 | 0 | 0 | 0 | 0 | 0 | 0 | 0 | 0 | 0 | 0
1992 | 2 | 8 | 0.04 | 0.04 | 0 | 0 | 0.04 | 0 | 0 | 0 | 0 | 0 | 0 | 0 | 0
1992 | 2 | 9 | 0 | 0 | 0 | 0 | 0 | 0 | 0 | 0 | 0 | 0 | 0 | 0 | 0
1992 | 2 | 10 | 0 | 0 | 0 | 0 | 0 | 0 | 0 | 0 | 0 | 0 | 0 | 0 | 0
1992 | 2 | 11 | 0 | 0 | 0 | 0 | 0 | 0 | 0 | 0 | 0 | 0 | 0 | 0 | 0
1992 | 2 | 12 | 0 | 0 | 0 | 0 | 0 | 0 | 0 | 0 | 0 | 0 | 0 | 0 | 0
1992 | 2 | 13 | 0.28 | 0.28 | 0.23 | 0 | 0.28 | 0.23 | 0 | 0 | 0 | 0 | 0 | 0 | 0
1992 | 2 | 14 | 0 | 0 | 0 | 0 | 0 | 0 | 0 | 0 | 0 | 0 | 0 | 0 | 0
1992 | 2 | 15 | 0.66 | 0.66 | 0.61 | 0 | 0.66 | 0.61 | 0 | 0 | 0 | 0 | 0 | 0 | 0
1992 | 2 | 16 | 0 | 0 | 0 | 0 | 0 | 0 | 0 | 0 | 0 | 0 | 0 | 0 | 0
1992 | 2 | 17 | 0 | 0 | 0 | 0 | 0 | 0 | 0 | 0 | 0 | 0 | 0 | 0 | 0
1992 | 2 | 18 | 0.31 | 0.31 | 0.26 | 0 | 0.31 | 0.26 | 0 | 0 | 0 | 0 | 0 | 0 | 0
1992 | 2 | 19 | 0 | 0 | 0 | 0 | 0 | 0 | 0 | 0 | 0 | 0 | 0 | 0 | 0
1992 | 2 | 20 | 0 | 0 | 0 | 0 | 0 | 0 | 0 | 0 | 0 | 0 | 0 | 0 | 0
1992 | 2 | 21 | 0 | 0 | 0 | 0 | 0 | 0 | 0 | 0 | 0 | 0 | 0 | 0 | 0
1992 | 2 | 22 | 0 | 0 | 0 | 0 | 0 | 0 | 0 | 0 | 0 | 0 | 0 | 0 | 0
1992 | 2 | 23 | 0 | 0 | 0 | 0 | 0 | 0 | 0 | 0 | 0 | 0 | 0 | 0 | 0
1992 | 2 | 24 | 0.15 | 0.15 | 0.1 | 0 | 0.15 | 0.1 | 0 | 0 | 0 | 0 | 0 | 0 | 0
1992 | 2 | 25 | 0.36 | 0.36 | 0.31 | 0 | 0.36 | 0.31 | 0 | 0 | 0 | 0 | 0 | 0 | 0
1992 | 2 | 26 | 0.43 | 0.43 | 0.38 | 0 | 0.43 | 0.38 | 0 | 0 | 0 | 0 | 0 | 0 | 0
1992 | 2 | 27 | 0 | 0 | 0 | 0 | 0 | 0 | 0 | 0 | 0 | 0 | 0 | 0 | 0
1992 | 2 | 28 | 0 | 0 | 0 | 0 | 0 | 0 | 0 | 0 | 0 | 0 | 0 | 0 | 0
1992 | 2 | 29 | 0 | 0 | 0 | 0 | 0 | 0 | 0 | 0 | 0 | 0 | 0 | 0 | 0
1992 | 3 | 1 | 0 | 0 | 0 | 0 | 0 | 0 | 0 | 0 | 0 | 0 | 0 | 0 | 0
1992 | 3 | 2 | 0 | 0 | 0 | 0 | 0 | 0 | 0 | 0 | 0 | 0 | 0 | 0 | 0
1992 | 3 | 3 | 0 | 0 | 0 | 0 | 0 | 0 | 0 | 0 | 0 | 0 | 0 | 0 | 0
1992 | 3 | 4 | 0 | 0 | 0 | 0 | 0 | 0 | 0 | 0 | 0 | 0 | 0 | 0 | 0
1992 | 3 | 5 | 0 | 0 | 0 | 0 | 0 | 0 | 0 | 0 | 0 | 0 | 0 | 0 | 0
1992 | 3 | 6 | 0.32 | 0.32 | 0.27 | 0 | 0.32 | 0.27 | 0 | 0 | 0 | 0 | 0 | 0 | 0
1992 | 3 | 7 | 0.38 | 0.38 | 0.33 | 0 | 0.38 | 0.33 | 0 | 0 | 0 | 0 | 0 | 0 | 0
1992 | 3 | 8 | 0 | 0 | 0 | 0 | 0 | 0 | 0 | 0 | 0 | 0 | 0 | 0 | 0
1992 | 3 | 9 | 0 | 0 | 0 | 0 | 0 | 0 | 0 | 0 | 0 | 0 | 0 | 0 | 0
1992 | 3 | 10 | 0.37 | 0.37 | 0.32 | 0 | 0.37 | 0.32 | 0 | 0 | 0 | 0 | 0 | 0 | 0
1992 | 3 | 11 | 0.26 | 0.26 | 0.21 | 0 | 0.26 | 0.21 | 0 | 0 | 0 | 0 | 0 | 0 | 0
1992 | 3 | 12 | 0 | 0 | 0 | 0 | 0 | 0 | 0 | 0 | 0 | 0 | 0 | 0 | 0
1992 | 3 | 13 | 0 | 0 | 0 | 0 | 0 | 0 | 0 | 0 | 0 | 0 | 0 | 0 | 0
1992 | 3 | 14 | 0 | 0 | 0 | 0 | 0 | 0 | 0 | 0 | 0 | 0 | 0 | 0 | 0
1992 | 3 | 15 | 0 | 0 | 0 | 0 | 0 | 0 | 0 | 0 | 0 | 0 | 0 | 0 | 0
1992 | 3 | 16 | 0 | 0 | 0 | 0 | 0 | 0 | 0 | 0 | 0 | 0 | 0 | 0 | 0
1992 | 3 | 17 | 0 | 0 | 0 | 0 | 0 | 0 | 0 | 0 | 0 | 0 | 0 | 0 | 0
1992 | 3 | 18 | 0.29 | 0.29 | 0.24 | 0 | 0.29 | 0.24 | 0 | 0 | 0 | 0 | 0 | 0 | 0
1992 | 3 | 19 | 0.13 | 0.13 | 0.08 | 0 | 0.13 | 0.08 | 0 | 0 | 0 | 0 | 0 | 0 | 0
1992 | 3 | 20 | 0 | 0 | 0 | 0 | 0 | 0 | 0 | 0 | 0 | 0 | 0 | 0 | 0
1992 | 3 | 21 | 0 | 0 | 0 | 0 | 0 | 0 | 0 | 0 | 0 | 0 | 0 | 0 | 0
1992 | 3 | 22 | 0.12 | 0.12 | 0.07 | 0 | 0.12 | 0.07 | 0 | 0 | 0 | 0 | 0 | 0 | 0
1992 | 3 | 23 | 0 | 0 | 0 | 0 | 0 | 0 | 0 | 0 | 0 | 0 | 0 | 0 | 0
1992 | 3 | 24 | 0 | 0 | 0 | 0 | 0 | 0 | 0 | 0 | 0 | 0 | 0 | 0 | 0
1992 | 3 | 25 | 0.02 | 0.02 | 0 | 0 | 0.02 | 0 | 0 | 0 | 0 | 0 | 0 | 0 | 0
1992 | 3 | 26 | 1.5 | 1 | 0.95 | 0 | 1 | 0.95 | 0 | 0 | 0 | 0 | 0 | 0 | 0
1992 | 3 | 27 | 0.01 | 0.01 | 0 | 0 | 0.01 | 0 | 0 | 0 | 0 | 0 | 0 | 0 | 0
1992 | 3 | 28 | 0 | 0 | 0 | 0 | 0 | 0 | 0 | 0 | 0 | 0 | 0 | 0 | 0
1992 | 3 | 29 | 0 | 0 | 0 | 0 | 0 | 0 | 0 | 0 | 0 | 0 | 0 | 0 | 0
1992 | 3 | 30 | 0.06 | 0.06 | 0.01 | 0 | 0.06 | 0.01 | 0 | 0 | 0 | 0 | 0 | 0 | 0
1992 | 3 | 31 | 0.02 | 0.02 | 0 | 0 | 0.02 | 0 | 0 | 0 | 0 | 0 | 0 | 0 | 0
1992 | 4 | 1 | 0.06 | 0.06 | 0.01 | 0 | 0.06 | 0.01 | 0 | 0 | 0 | 0 | 0 | 0 | 0
1992 | 4 | 2 | 0 | 0 | 0 | 0 | 0 | 0 | 0 | 0 | 0 | 0 | 0 | 0 | 0
1992 | 4 | 3 | 0 | 0 | 0 | 0 | 0 | 0 | 0 | 0 | 0 | 0 | 0 | 0 | 0
1992 | 4 | 4 | 0 | 0 | 0 | 0 | 0 | 0 | 0 | 0 | 0 | 0 | 0 | 0 | 0
1992 | 4 | 5 | 0 | 0 | 0 | 0 | 0 | 0 | 0 | 0 | 0 | 0 | 0 | 0 | 0
1992 | 4 | 6 | 0 | 0 | 0 | 0 | 0 | 0 | 0 | 0 | 0 | 0 | 0 | 0 | 0
1992 | 4 | 7 | 0 | 0 | 0 | 0 | 0 | 0 | 0 | 0 | 0 | 0 | 0 | 0 | 0
1992 | 4 | 8 | 0 | 0 | 0 | 0 | 0 | 0 | 0 | 0 | 0 | 0 | 0 | 0 | 0
1992 | 4 | 9 | 0.08 | 0.08 | 0.03 | 0 | 0.08 | 0.03 | 0 | 0 | 0 | 0 | 0 | 0 | 0
1992 | 4 | 10 | 0.01 | 0.01 | 0 | 0 | 0.01 | 0 | 0 | 0 | 0 | 0 | 0 | 0 | 0
1992 | 4 | 11 | 0 | 0 | 0 | 0 | 0 | 0 | 0 | 0 | 0 | 0 | 0 | 0 | 0
1992 | 4 | 12 | 0 | 0 | 0 | 0 | 0 | 0 | 0 | 0 | 0 | 0 | 0 | 0 | 0
1992 | 4 | 13 | 0 | 0 | 0 | 0 | 0 | 0 | 0 | 0 | 0 | 0 | 0 | 0 | 0
1992 | 4 | 14 | 0 | 0 | 0 | 0 | 0 | 0 | 0 | 0 | 0 | 0 | 0 | 0 | 0
1992 | 4 | 15 | 0 | 0 | 0 | 0 | 0 | 0 | 0 | 0 | 0 | 0 | 0 | 0 | 0
1992 | 4 | 16 | 0.08 | 0.08 | 0.03 | 0 | 0.08 | 0.03 | 0 | 0 | 0 | 0 | 0 | 0 | 0
1992 | 4 | 17 | 0.01 | 0.01 | 0 | 0 | 0.01 | 0 | 0 | 0 | 0 | 0 | 0 | 0 | 0
1992 | 4 | 18 | 0.09 | 0.09 | 0.04 | 0 | 0.09 | 0.04 | 0 | 0 | 0 | 0 | 0 | 0 | 0
1992 | 4 | 19 | 0 | 0 | 0 | 0 | 0 | 0 | 0 | 0 | 0 | 0 | 0 | 0 | 0
1992 | 4 | 20 | 0 | 0 | 0 | 0 | 0 | 0 | 0 | 0 | 0 | 0 | 0 | 0 | 0
1992 | 4 | 21 | 1.03 | 1 | 0.95 | 0 | 1 | 0.95 | 0 | 0 | 0 | 0 | 0 | 0 | 0
1992 | 4 | 22 | 0.25 | 0.25 | 0.2 | 0 | 0.25 | 0.2 | 0 | 0 | 0 | 0 | 0 | 0 | 0
1992 | 4 | 23 | 0 | 0 | 0 | 0 | 0 | 0 | 0 | 0 | 0 | 0 | 0 | 0 | 0
1992 | 4 | 24 | 0.32 | 0.32 | 0.27 | 0 | 0.32 | 0.27 | 0 | 0 | 0 | 0 | 0 | 0 | 0
1992 | 4 | 25 | 0 | 0 | 0 | 0 | 0 | 0 | 0 | 0 | 0 | 0 | 0 | 0 | 0
1992 | 4 | 26 | 0.6 | 0.6 | 0.55 | 0 | 0.6 | 0.55 | 0 | 0 | 0 | 0 | 0 | 0 | 0
1992 | 4 | 27 | 0 | 0 | 0 | 0 | 0 | 0 | 0 | 0 | 0 | 0 | 0 | 0 | 0
1992 | 4 | 28 | 0 | 0 | 0 | 0 | 0 | 0 | 0 | 0 | 0 | 0 | 0 | 0 | 0
1992 | 4 | 29 | 0 | 0 | 0 | 0 | 0 | 0 | 0 | 0 | 0 | 0 | 0 | 0 | 0
1992 | 4 | 30 | 0.02 | 0.02 | 0 | 0 | 0.02 | 0 | 0 | 0 | 0 | 0 | 0 | 0 | 0
1992 | 5 | 1 | 0 | 0 | 0 | 0 | 0 | 0 | 0 | 0 | 0 | 0 | 0 | 0 | 0
1992 | 5 | 2 | 0 | 0 | 0 | 0 | 0 | 0 | 0 | 0 | 0 | 0 | 0 | 0 | 0
1992 | 5 | 3 | 0 | 0 | 0 | 0 | 0 | 0 | 0 | 0 | 0 | 0 | 0 | 0 | 0
1992 | 5 | 4 | 0 | 0 | 0 | 0 | 0 | 0 | 0 | 0 | 0 | 0 | 0 | 0 | 0
1992 | 5 | 5 | 0.01 | 0.01 | 0 | 0 | 0.01 | 0 | 0 | 0 | 0 | 0 | 0 | 0 | 0
1992 | 5 | 6 | 0 | 0 | 0 | 0 | 0 | 0 | 0 | 0 | 0 | 0 | 0 | 0 | 0
1992 | 5 | 7 | 0.01 | 0.01 | 0 | 0 | 0.01 | 0 | 0 | 0 | 0 | 0 | 0 | 0 | 0
1992 | 5 | 8 | 0.71 | 0.71 | 0.66 | 0 | 0.71 | 0.66 | 0 | 0 | 0 | 0 | 0 | 0 | 0
1992 | 5 | 9 | 0 | 0 | 0 | 0 | 0 | 0 | 0 | 0 | 0 | 0 | 0 | 0 | 0
1992 | 5 | 10 | 0 | 0 | 0 | 0 | 0 | 0 | 0 | 0 | 0 | 0 | 0 | 0 | 0
1992 | 5 | 11 | 0 | 0 | 0 | 0 | 0 | 0 | 0 | 0 | 0 | 0 | 0 | 0 | 0
1992 | 5 | 12 | 0 | 0 | 0 | 0 | 0 | 0 | 0 | 0 | 0 | 0 | 0 | 0 | 0
1992 | 5 | 13 | 0 | 0 | 0 | 0 | 0 | 0 | 0 | 0 | 0 | 0 | 0 | 0 | 0
1992 | 5 | 14 | 0 | 0 | 0 | 0 | 0 | 0 | 0 | 0 | 0 | 0 | 0 | 0 | 0
1992 | 5 | 15 | 0.38 | 0.38 | 0.33 | 0 | 0.38 | 0.33 | 0 | 0 | 0 | 0 | 0 | 0 | 0
1992 | 5 | 16 | 0 | 0 | 0 | 0 | 0 | 0 | 0 | 0 | 0 | 0 | 0 | 0 | 0
1992 | 5 | 17 | 0 | 0 | 0 | 0 | 0 | 0 | 0 | 0 | 0 | 0 | 0 | 0 | 0
1992 | 5 | 18 | 0.25 | 0.25 | 0.2 | 0 | 0.25 | 0.2 | 0 | 0 | 0 | 0 | 0 | 0 | 0
1992 | 5 | 19 | 0 | 0 | 0 | 0 | 0 | 0 | 0 | 0 | 0 | 0 | 0 | 0 | 0
1992 | 5 | 20 | 0 | 0 | 0 | 0 | 0 | 0 | 0 | 0 | 0 | 0 | 0 | 0 | 0
1992 | 5 | 21 | 0 | 0 | 0 | 0 | 0 | 0 | 0 | 0 | 0 | 0 | 0 | 0 | 0
1992 | 5 | 22 | 0 | 0 | 0 | 0 | 0 | 0 | 0 | 0 | 0 | 0 | 0 | 0 | 0
1992 | 5 | 23 | 0 | 0 | 0 | 0 | 0 | 0 | 0 | 0 | 0 | 0 | 0 | 0 | 0
1992 | 5 | 24 | 0.25 | 0.25 | 0.2 | 0 | 0.25 | 0.2 | 0 | 0 | 0 | 0 | 0 | 0 | 0
1992 | 5 | 25 | 0 | 0 | 0 | 0 | 0 | 0 | 0 | 0 | 0 | 0 | 0 | 0 | 0
1992 | 5 | 26 | 0.23 | 0.23 | 0.18 | 0 | 0.23 | 0.18 | 0 | 0 | 0 | 0 | 0 | 0 | 0
1992 | 5 | 27 | 0 | 0 | 0 | 0 | 0 | 0 | 0 | 0 | 0 | 0 | 0 | 0 | 0
1992 | 5 | 28 | 0 | 0 | 0 | 0 | 0 | 0 | 0 | 0 | 0 | 0 | 0 | 0 | 0
1992 | 5 | 29 | 0 | 0 | 0 | 0 | 0 | 0 | 0 | 0 | 0 | 0 | 0 | 0 | 0
1992 | 5 | 30 | 0.93 | 0.93 | 0.88 | 0 | 0.93 | 0.88 | 0 | 0 | 0 | 0 | 0 | 0 | 0
1992 | 5 | 31 | 0.64 | 0.64 | 0.59 | 0 | 0.64 | 0.59 | 0 | 0 | 0 | 0 | 0 | 0 | 0
1992 | 6 | 1 | 0 | 0 | 0 | 0 | 0 | 0 | 0 | 0 | 0 | 0 | 0 | 0 | 0
1992 | 6 | 2 | 0 | 0 | 0 | 0 | 0 | 0 | 0 | 0 | 0 | 0 | 0 | 0 | 0
1992 | 6 | 3 | 0 | 0 | 0 | 0 | 0 | 0 | 0 | 0 | 0 | 0 | 0 | 0 | 0
1992 | 6 | 4 | 0.08 | 0.08 | 0.03 | 0 | 0.08 | 0.03 | 0 | 0 | 0 | 0 | 0 | 0 | 0
1992 | 6 | 5 | 0.55 | 0.55 | 0.5 | 0 | 0.55 | 0.5 | 0 | 0 | 0 | 0 | 0 | 0 | 0
1992 | 6 | 6 | 0 | 0 | 0 | 0 | 0 | 0 | 0 | 0 | 0 | 0 | 0 | 0 | 0
1992 | 6 | 7 | 0 | 0 | 0 | 0 | 0 | 0 | 0 | 0 | 0 | 0 | 0 | 0 | 0
1992 | 6 | 8 | 0.04 | 0.04 | 0 | 0 | 0.04 | 0 | 0 | 0 | 0 | 0 | 0 | 0 | 0
1992 | 6 | 9 | 0.01 | 0.01 | 0 | 0 | 0.01 | 0 | 0 | 0 | 0 | 0 | 0 | 0 | 0
1992 | 6 | 10 | 0 | 0 | 0 | 0 | 0 | 0 | 0 | 0 | 0 | 0 | 0 | 0 | 0
1992 | 6 | 11 | 0 | 0 | 0 | 0 | 0 | 0 | 0 | 0 | 0 | 0 | 0 | 0 | 0
1992 | 6 | 12 | 0 | 0 | 0 | 0 | 0 | 0 | 0 | 0 | 0 | 0 | 0 | 0 | 0
1992 | 6 | 13 | 0 | 0 | 0 | 0 | 0 | 0 | 0 | 0 | 0 | 0 | 0 | 0 | 0
1992 | 6 | 14 | 0 | 0 | 0 | 0 | 0 | 0 | 0 | 0 | 0 | 0 | 0 | 0 | 0
1992 | 6 | 15 | 0 | 0 | 0 | 0 | 0 | 0 | 0 | 0 | 0 | 0 | 0 | 0 | 0
1992 | 6 | 16 | 0 | 0 | 0 | 0 | 0 | 0 | 0 | 0 | 0 | 0 | 0 | 0 | 0
1992 | 6 | 17 | 0 | 0 | 0 | 0 | 0 | 0 | 0 | 0 | 0 | 0 | 0 | 0 | 0
1992 | 6 | 18 | 0 | 0 | 0 | 0 | 0 | 0 | 0 | 0 | 0 | 0 | 0 | 0 | 0
1992 | 6 | 19 | 0.58 | 0.58 | 0.53 | 0 | 0.58 | 0.53 | 0 | 0 | 0 | 0 | 0 | 0 | 0
1992 | 6 | 20 | 0 | 0 | 0 | 0 | 0 | 0 | 0 | 0 | 0 | 0 | 0 | 0 | 0
1992 | 6 | 21 | 0 | 0 | 0 | 0 | 0 | 0 | 0 | 0 | 0 | 0 | 0 | 0 | 0
1992 | 6 | 22 | 0 | 0 | 0 | 0 | 0 | 0 | 0 | 0 | 0 | 0 | 0 | 0 | 0
1992 | 6 | 23 | 0 | 0 | 0 | 0 | 0 | 0 | 0 | 0 | 0 | 0 | 0 | 0 | 0
1992 | 6 | 24 | 0.06 | 0.06 | 0.01 | 0 | 0.06 | 0.01 | 0 | 0 | 0 | 0 | 0 | 0 | 0
1992 | 6 | 25 | 0.67 | 0.67 | 0.62 | 0 | 0.67 | 0.62 | 0 | 0 | 0 | 0 | 0 | 0 | 0
1992 | 6 | 26 | 0 | 0 | 0 | 0 | 0 | 0 | 0 | 0 | 0 | 0 | 0 | 0 | 0
1992 | 6 | 27 | 0 | 0 | 0 | 0 | 0 | 0 | 0 | 0 | 0 | 0 | 0 | 0 | 0
1992 | 6 | 28 | 0 | 0 | 0 | 0 | 0 | 0 | 0 | 0 | 0 | 0 | 0 | 0 | 0
1992 | 6 | 29 | 0 | 0 | 0 | 0 | 0 | 0 | 0 | 0 | 0 | 0 | 0 | 0 | 0
1992 | 6 | 30 | 0.36 | 0.36 | 0.31 | 0 | 0.36 | 0.31 | 0 | 0 | 0 | 0 | 0 | 0 | 0
1992 | 7 | 1 | 1.02 | 1 | 0.95 | 0 | 1 | 0.95 | 0 | 0 | 0 | 0 | 0 | 0 | 0
1992 | 7 | 2 | 0 | 0 | 0 | 0 | 0 | 0 | 0 | 0 | 0 | 0 | 0 | 0 | 0
1992 | 7 | 3 | 0.16 | 0.16 | 0.11 | 0 | 0.16 | 0.11 | 0 | 0 | 0 | 0 | 0 | 0 | 0
1992 | 7 | 4 | 0 | 0 | 0 | 0 | 0 | 0 | 0 | 0 | 0 | 0 | 0 | 0 | 0
1992 | 7 | 5 | 0 | 0 | 0 | 0 | 0 | 0 | 0 | 0 | 0 | 0 | 0 | 0 | 0
1992 | 7 | 6 | 0.03 | 0.03 | 0 | 0 | 0.03 | 0 | 0 | 0 | 0 | 0 | 0 | 0 | 0
1992 | 7 | 7 | 0 | 0 | 0 | 0 | 0 | 0 | 0 | 0 | 0 | 0 | 0 | 0 | 0
1992 | 7 | 8 | 0 | 0 | 0 | 0 | 0 | 0 | 0 | 0 | 0 | 0 | 0 | 0 | 0
1992 | 7 | 9 | 0.01 | 0.01 | 0 | 0 | 0.01 | 0 | 0 | 0 | 0 | 0 | 0 | 0 | 0
1992 | 7 | 10 | 0 | 0 | 0 | 0 | 0 | 0 | 0 | 0 | 0 | 0 | 0 | 0 | 0
1992 | 7 | 11 | 0 | 0 | 0 | 0 | 0 | 0 | 0 | 0 | 0 | 0 | 0 | 0 | 0
1992 | 7 | 12 | 0.03 | 0.03 | 0 | 0 | 0.03 | 0 | 0 | 0 | 0 | 0 | 0 | 0 | 0
1992 | 7 | 13 | 0 | 0 | 0 | 0 | 0 | 0 | 0 | 0 | 0 | 0 | 0 | 0 | 0
1992 | 7 | 14 | 0.13 | 0.13 | 0.08 | 0 | 0.13 | 0.08 | 0 | 0 | 0 | 0 | 0 | 0 | 0
1992 | 7 | 15 | 0 | 0 | 0 | 0 | 0 | 0 | 0 | 0 | 0 | 0 | 0 | 0 | 0
1992 | 7 | 16 | 0 | 0 | 0 | 0 | 0 | 0 | 0 | 0 | 0 | 0 | 0 | 0 | 0
1992 | 7 | 17 | 0 | 0 | 0 | 0 | 0 | 0 | 0 | 0 | 0 | 0 | 0 | 0 | 0
1992 | 7 | 18 | 0 | 0 | 0 | 0 | 0 | 0 | 0 | 0 | 0 | 0 | 0 | 0 | 0
1992 | 7 | 19 | 0 | 0 | 0 | 0 | 0 | 0 | 0 | 0 | 0 | 0 | 0 | 0 | 0
1992 | 7 | 20 | 0 | 0 | 0 | 0 | 0 | 0 | 0 | 0 | 0 | 0 | 0 | 0 | 0
1992 | 7 | 21 | 0.62 | 0.62 | 0.57 | 0 | 0.62 | 0.57 | 0 | 0 | 0 | 0 | 0 | 0 | 0
1992 | 7 | 22 | 0 | 0 | 0 | 0 | 0 | 0 | 0 | 0 | 0 | 0 | 0 | 0 | 0
1992 | 7 | 23 | 0.72 | 0.72 | 0.67 | 0 | 0.72 | 0.67 | 0 | 0 | 0 | 0 | 0 | 0 | 0
1992 | 7 | 24 | 1.14 | 1 | 0.95 | 0 | 1 | 0.95 | 0 | 0 | 0 | 0 | 0 | 0 | 0
1992 | 7 | 25 | 0.46 | 0.46 | 0.41 | 0 | 0.46 | 0.41 | 0 | 0 | 0 | 0 | 0 | 0 | 0
1992 | 7 | 26 | 0 | 0 | 0 | 0 | 0 | 0 | 0 | 0 | 0 | 0 | 0 | 0 | 0
1992 | 7 | 27 | 0.29 | 0.29 | 0.24 | 0 | 0.29 | 0.24 | 0 | 0 | 0 | 0 | 0 | 0 | 0
1992 | 7 | 28 | 0 | 0 | 0 | 0 | 0 | 0 | 0 | 0 | 0 | 0 | 0 | 0 | 0
1992 | 7 | 29 | 0 | 0 | 0 | 0 | 0 | 0 | 0 | 0 | 0 | 0 | 0 | 0 | 0
1992 | 7 | 30 | 0 | 0 | 0 | 0 | 0 | 0 | 0 | 0 | 0 | 0 | 0 | 0 | 0
1992 | 7 | 31 | 0.73 | 0.73 | 0.68 | 0 | 0.73 | 0.68 | 0 | 0 | 0 | 0 | 0 | 0 | 0
1992 | 8 | 1 | 0 | 0 | 0 | 0 | 0 | 0 | 0 | 0 | 0 | 0 | 0 | 0 | 0
1992 | 8 | 2 | 0 | 0 | 0 | 0 | 0 | 0 | 0 | 0 | 0 | 0 | 0 | 0 | 0
1992 | 8 | 3 | 0 | 0 | 0 | 0 | 0 | 0 | 0 | 0 | 0 | 0 | 0 | 0 | 0
1992 | 8 | 4 | 0.5 | 0.5 | 0.45 | 0 | 0.5 | 0.45 | 0 | 0 | 0 | 0 | 0 | 0 | 0
1992 | 8 | 5 | 0 | 0 | 0 | 0 | 0 | 0 | 0 | 0 | 0 | 0 | 0 | 0 | 0
1992 | 8 | 6 | 0 | 0 | 0 | 0 | 0 | 0 | 0 | 0 | 0 | 0 | 0 | 0 | 0
1992 | 8 | 7 | 0 | 0 | 0 | 0 | 0 | 0 | 0 | 0 | 0 | 0 | 0 | 0 | 0
1992 | 8 | 8 | 0 | 0 | 0 | 0 | 0 | 0 | 0 | 0 | 0 | 0 | 0 | 0 | 0
1992 | 8 | 9 | 0.01 | 0.01 | 0 | 0 | 0.01 | 0 | 0 | 0 | 0 | 0 | 0 | 0 | 0
1992 | 8 | 10 | 0 | 0 | 0 | 0 | 0 | 0 | 0 | 0 | 0 | 0 | 0 | 0 | 0
1992 | 8 | 11 | 0.55 | 0.55 | 0.5 | 0 | 0.55 | 0.5 | 0 | 0 | 0 | 0 | 0 | 0 | 0
1992 | 8 | 12 | 0 | 0 | 0 | 0 | 0 | 0 | 0 | 0 | 0 | 0 | 0 | 0 | 0
1992 | 8 | 13 | 0.5 | 0.5 | 0.45 | 0 | 0.5 | 0.45 | 0 | 0 | 0 | 0 | 0 | 0 | 0
1992 | 8 | 14 | 0.02 | 0.02 | 0 | 0 | 0.02 | 0 | 0 | 0 | 0 | 0 | 0 | 0 | 0
1992 | 8 | 15 | 0.43 | 0.43 | 0.38 | 0 | 0.43 | 0.38 | 0 | 0 | 0 | 0 | 0 | 0 | 0
1992 | 8 | 16 | 0.22 | 0.22 | 0.17 | 0 | 0.22 | 0.17 | 0 | 0 | 0 | 0 | 0 | 0 | 0
1992 | 8 | 17 | 0.05 | 0.05 | 0 | 0 | 0.05 | 0 | 0 | 0 | 0 | 0 | 0 | 0 | 0
1992 | 8 | 18 | 0 | 0 | 0 | 0 | 0 | 0 | 0 | 0 | 0 | 0 | 0 | 0 | 0
1992 | 8 | 19 | 0 | 0 | 0 | 0 | 0 | 0 | 0 | 0 | 0 | 0 | 0 | 0 | 0
1992 | 8 | 20 | 0 | 0 | 0 | 0 | 0 | 0 | 0 | 0 | 0 | 0 | 0 | 0 | 0
1992 | 8 | 21 | 0 | 0 | 0 | 0 | 0 | 0 | 0 | 0 | 0 | 0 | 0 | 0 | 0
1992 | 8 | 22 | 0 | 0 | 0 | 0 | 0 | 0 | 0 | 0 | 0 | 0 | 0 | 0 | 0
1992 | 8 | 23 | 0 | 0 | 0 | 0 | 0 | 0 | 0 | 0 | 0 | 0 | 0 | 0 | 0
1992 | 8 | 24 | 0 | 0 | 0 | 0 | 0 | 0 | 0 | 0 | 0 | 0 | 0 | 0 | 0
1992 | 8 | 25 | 0 | 0 | 0 | 0 | 0 | 0 | 0 | 0 | 0 | 0 | 0 | 0 | 0
1992 | 8 | 26 | 0 | 0 | 0 | 0 | 0 | 0 | 0 | 0 | 0 | 0 | 0 | 0 | 0
1992 | 8 | 27 | 0 | 0 | 0 | 0 | 0 | 0 | 0 | 0 | 0 | 0 | 0 | 0 | 0
1992 | 8 | 28 | 0.2 | 0.2 | 0.15 | 0 | 0.2 | 0.15 | 0 | 0 | 0 | 0 | 0 | 0 | 0
1992 | 8 | 29 | 0 | 0 | 0 | 0 | 0 | 0 | 0 | 0 | 0 | 0 | 0 | 0 | 0
1992 | 8 | 30 | 0 | 0 | 0 | 0 | 0 | 0 | 0 | 0 | 0 | 0 | 0 | 0 | 0
1992 | 8 | 31 | 0 | 0 | 0 | 0 | 0 | 0 | 0 | 0 | 0 | 0 | 0 | 0 | 0
1992 | 9 | 1 | 0 | 0 | 0 | 0 | 0 | 0 | 0 | 0 | 0 | 0 | 0 | 0 | 0
1992 | 9 | 2 | 0.31 | 0.31 | 0.26 | 0 | 0.31 | 0.26 | 0 | 0 | 0 | 0 | 0 | 0 | 0
1992 | 9 | 3 | 0.05 | 0.05 | 0 | 0 | 0.05 | 0 | 0 | 0 | 0 | 0 | 0 | 0 | 0
1992 | 9 | 4 | 0 | 0 | 0 | 0 | 0 | 0 | 0 | 0 | 0 | 0 | 0 | 0 | 0
1992 | 9 | 5 | 0.12 | 0.12 | 0.07 | 0 | 0.12 | 0.07 | 0 | 0 | 0 | 0 | 0 | 0 | 0
1992 | 9 | 6 | 0.56 | 0.56 | 0.51 | 0 | 0.56 | 0.51 | 0 | 0 | 0 | 0 | 0 | 0 | 0
1992 | 9 | 7 | 0.15 | 0.15 | 0.1 | 0 | 0.15 | 0.1 | 0 | 0 | 0 | 0 | 0 | 0 | 0
1992 | 9 | 8 | 0.04 | 0.04 | 0 | 0 | 0.04 | 0 | 0 | 0 | 0 | 0 | 0 | 0 | 0
1992 | 9 | 9 | 0 | 0 | 0 | 0 | 0 | 0 | 0 | 0 | 0 | 0 | 0 | 0 | 0
1992 | 9 | 10 | 0.44 | 0.44 | 0.39 | 0 | 0.44 | 0.39 | 0 | 0 | 0 | 0 | 0 | 0 | 0
1992 | 9 | 11 | 0 | 0 | 0 | 0 | 0 | 0 | 0 | 0 | 0 | 0 | 0 | 0 | 0
1992 | 9 | 12 | 0 | 0 | 0 | 0 | 0 | 0 | 0 | 0 | 0 | 0 | 0 | 0 | 0
1992 | 9 | 13 | 0 | 0 | 0 | 0 | 0 | 0 | 0 | 0 | 0 | 0 | 0 | 0 | 0
1992 | 9 | 14 | 0 | 0 | 0 | 0 | 0 | 0 | 0 | 0 | 0 | 0 | 0 | 0 | 0
1992 | 9 | 15 | 0 | 0 | 0 | 0 | 0 | 0 | 0 | 0 | 0 | 0 | 0 | 0 | 0
1992 | 9 | 16 | 0 | 0 | 0 | 0 | 0 | 0 | 0 | 0 | 0 | 0 | 0 | 0 | 0
1992 | 9 | 17 | 0 | 0 | 0 | 0 | 0 | 0 | 0 | 0 | 0 | 0 | 0 | 0 | 0
1992 | 9 | 18 | 0 | 0 | 0 | 0 | 0 | 0 | 0 | 0 | 0 | 0 | 0 | 0 | 0
1992 | 9 | 19 | 0.02 | 0.02 | 0 | 0 | 0.02 | 0 | 0 | 0 | 0 | 0 | 0 | 0 | 0
1992 | 9 | 20 | 0 | 0 | 0 | 0 | 0 | 0 | 0 | 0 | 0 | 0 | 0 | 0 | 0
1992 | 9 | 21 | 0 | 0 | 0 | 0 | 0 | 0 | 0 | 0 | 0 | 0 | 0 | 0 | 0
1992 | 9 | 22 | 0.44 | 0.44 | 0.39 | 0 | 0.44 | 0.39 | 0 | 0 | 0 | 0 | 0 | 0 | 0
1992 | 9 | 23 | 0 | 0 | 0 | 0 | 0 | 0 | 0 | 0 | 0 | 0 | 0 | 0 | 0
1992 | 9 | 24 | 0 | 0 | 0 | 0 | 0 | 0 | 0 | 0 | 0 | 0 | 0 | 0 | 0
1992 | 9 | 25 | 1.14 | 1 | 0.95 | 0 | 1 | 0.95 | 0 | 0 | 0 | 0 | 0 | 0 | 0
1992 | 9 | 26 | 0 | 0 | 0 | 0 | 0 | 0 | 0 | 0 | 0 | 0 | 0 | 0 | 0
1992 | 9 | 27 | 0.07 | 0.07 | 0.02 | 0 | 0.07 | 0.02 | 0 | 0 | 0 | 0 | 0 | 0 | 0
1992 | 9 | 28 | 0.15 | 0.15 | 0.1 | 0 | 0.15 | 0.1 | 0 | 0 | 0 | 0 | 0 | 0 | 0
1992 | 9 | 29 | 0 | 0 | 0 | 0 | 0 | 0 | 0 | 0 | 0 | 0 | 0 | 0 | 0
1992 | 9 | 30 | 0 | 0 | 0 | 0 | 0 | 0 | 0 | 0 | 0 | 0 | 0 | 0 | 0
1992 | 10 | 1 | 0 | 0 | 0 | 0 | 0 | 0 | 0 | 0 | 0 | 0 | 0 | 0 | 0
1992 | 10 | 2 | 0 | 0 | 0 | 0 | 0 | 0 | 0 | 0 | 0 | 0 | 0 | 0 | 0
1992 | 10 | 3 | 0 | 0 | 0 | 0 | 0 | 0 | 0 | 0 | 0 | 0 | 0 | 0 | 0
1992 | 10 | 4 | 0 | 0 | 0 | 0 | 0 | 0 | 0 | 0 | 0 | 0 | 0 | 0 | 0
1992 | 10 | 5 | 0 | 0 | 0 | 0 | 0 | 0 | 0 | 0 | 0 | 0 | 0 | 0 | 0
1992 | 10 | 6 | 0 | 0 | 0 | 0 | 0 | 0 | 0 | 0 | 0 | 0 | 0 | 0 | 0
1992 | 10 | 7 | 0 | 0 | 0 | 0 | 0 | 0 | 0 | 0 | 0 | 0 | 0 | 0 | 0
1992 | 10 | 8 | 0 | 0 | 0 | 0 | 0 | 0 | 0 | 0 | 0 | 0 | 0 | 0 | 0
1992 | 10 | 9 | 0.98 | 0.98 | 0.93 | 0 | 0.98 | 0.93 | 0 | 0 | 0 | 0 | 0 | 0 | 0
1992 | 10 | 10 | 0.01 | 0.01 | 0 | 0 | 0.01 | 0 | 0 | 0 | 0 | 0 | 0 | 0 | 0
1992 | 10 | 11 | 0.25 | 0.25 | 0.2 | 0 | 0.25 | 0.2 | 0 | 0 | 0 | 0 | 0 | 0 | 0
1992 | 10 | 12 | 0 | 0 | 0 | 0 | 0 | 0 | 0 | 0 | 0 | 0 | 0 | 0 | 0
1992 | 10 | 13 | 0 | 0 | 0 | 0 | 0 | 0 | 0 | 0 | 0 | 0 | 0 | 0 | 0
1992 | 10 | 14 | 0 | 0 | 0 | 0 | 0 | 0 | 0 | 0 | 0 | 0 | 0 | 0 | 0
1992 | 10 | 15 | 0 | 0 | 0 | 0 | 0 | 0 | 0 | 0 | 0 | 0 | 0 | 0 | 0
1992 | 10 | 16 | 0 | 0 | 0 | 0 | 0 | 0 | 0 | 0 | 0 | 0 | 0 | 0 | 0
1992 | 10 | 17 | 0 | 0 | 0 | 0 | 0 | 0 | 0 | 0 | 0 | 0 | 0 | 0 | 0
1992 | 10 | 18 | 0 | 0 | 0 | 0 | 0 | 0 | 0 | 0 | 0 | 0 | 0 | 0 | 0
1992 | 10 | 19 | 0 | 0 | 0 | 0 | 0 | 0 | 0 | 0 | 0 | 0 | 0 | 0 | 0
1992 | 10 | 20 | 0 | 0 | 0 | 0 | 0 | 0 | 0 | 0 | 0 | 0 | 0 | 0 | 0
1992 | 10 | 21 | 0 | 0 | 0 | 0 | 0 | 0 | 0 | 0 | 0 | 0 | 0 | 0 | 0
1992 | 10 | 22 | 0 | 0 | 0 | 0 | 0 | 0 | 0 | 0 | 0 | 0 | 0 | 0 | 0
1992 | 10 | 23 | 0 | 0 | 0 | 0 | 0 | 0 | 0 | 0 | 0 | 0 | 0 | 0 | 0
1992 | 10 | 24 | 0.32 | 0.32 | 0.27 | 0 | 0.32 | 0.27 | 0 | 0 | 0 | 0 | 0 | 0 | 0
1992 | 10 | 25 | 0 | 0 | 0 | 0 | 0 | 0 | 0 | 0 | 0 | 0 | 0 | 0 | 0
1992 | 10 | 26 | 0 | 0 | 0 | 0 | 0 | 0 | 0 | 0 | 0 | 0 | 0 | 0 | 0
1992 | 10 | 27 | 0 | 0 | 0 | 0 | 0 | 0 | 0 | 0 | 0 | 0 | 0 | 0 | 0
1992 | 10 | 28 | 0 | 0 | 0 | 0 | 0 | 0 | 0 | 0 | 0 | 0 | 0 | 0 | 0
1992 | 10 | 29 | 0 | 0 | 0 | 0 | 0 | 0 | 0 | 0 | 0 | 0 | 0 | 0 | 0
1992 | 10 | 30 | 0.33 | 0.33 | 0.28 | 0 | 0.33 | 0.28 | 0 | 0 | 0 | 0 | 0 | 0 | 0
1992 | 10 | 31 | 0.14 | 0.14 | 0.09 | 0 | 0.14 | 0.09 | 0 | 0 | 0 | 0 | 0 | 0 | 0
1992 | 11 | 1 | 0.1 | 0.1 | 0.05 | 0 | 0.1 | 0.05 | 0 | 0 | 0 | 0 | 0 | 0 | 0
1992 | 11 | 2 | 0.5 | 0.5 | 0.45 | 0 | 0.5 | 0.45 | 0 | 0 | 0 | 0 | 0 | 0 | 0
1992 | 11 | 3 | 0.44 | 0.44 | 0.39 | 0 | 0.44 | 0.39 | 0 | 0 | 0 | 0 | 0 | 0 | 0
1992 | 11 | 4 | 0.01 | 0.01 | 0 | 0 | 0.01 | 0 | 0 | 0 | 0 | 0 | 0 | 0 | 0
1992 | 11 | 5 | 0.26 | 0.26 | 0.21 | 0 | 0.26 | 0.21 | 0 | 0 | 0 | 0 | 0 | 0 | 0
1992 | 11 | 6 | 0 | 0 | 0 | 0 | 0 | 0 | 0 | 0 | 0 | 0 | 0 | 0 | 0
1992 | 11 | 7 | 0.02 | 0.02 | 0 | 0 | 0.02 | 0 | 0 | 0 | 0 | 0 | 0 | 0 | 0
1992 | 11 | 8 | 0 | 0 | 0 | 0 | 0 | 0 | 0 | 0 | 0 | 0 | 0 | 0 | 0
1992 | 11 | 9 | 0 | 0 | 0 | 0 | 0 | 0 | 0 | 0 | 0 | 0 | 0 | 0 | 0
1992 | 11 | 10 | 0 | 0 | 0 | 0 | 0 | 0 | 0 | 0 | 0 | 0 | 0 | 0 | 0
1992 | 11 | 11 | 0.06 | 0.06 | 0.01 | 0 | 0.06 | 0.01 | 0 | 0 | 0 | 0 | 0 | 0 | 0
1992 | 11 | 12 | 0.54 | 0.54 | 0.49 | 0 | 0.54 | 0.49 | 0 | 0 | 0 | 0 | 0 | 0 | 0
1992 | 11 | 13 | 0.04 | 0.04 | 0 | 0 | 0.04 | 0 | 0 | 0 | 0 | 0 | 0 | 0 | 0
1992 | 11 | 14 | 0 | 0 | 0 | 0 | 0 | 0 | 0 | 0 | 0 | 0 | 0 | 0 | 0
1992 | 11 | 15 | 0 | 0 | 0 | 0 | 0 | 0 | 0 | 0 | 0 | 0 | 0 | 0 | 0
1992 | 11 | 16 | 0 | 0 | 0 | 0 | 0 | 0 | 0 | 0 | 0 | 0 | 0 | 0 | 0
1992 | 11 | 17 | 0 | 0 | 0 | 0 | 0 | 0 | 0 | 0 | 0 | 0 | 0 | 0 | 0
1992 | 11 | 18 | 0.02 | 0.02 | 0 | 0 | 0.02 | 0 | 0 | 0 | 0 | 0 | 0 | 0 | 0
1992 | 11 | 19 | 0.01 | 0.01 | 0 | 0 | 0.01 | 0 | 0 | 0 | 0 | 0 | 0 | 0 | 0
1992 | 11 | 20 | 0 | 0 | 0 | 0 | 0 | 0 | 0 | 0 | 0 | 0 | 0 | 0 | 0
1992 | 11 | 21 | 0 | 0 | 0 | 0 | 0 | 0 | 0 | 0 | 0 | 0 | 0 | 0 | 0
1992 | 11 | 22 | 0.07 | 0.07 | 0.02 | 0 | 0.07 | 0.02 | 0 | 0 | 0 | 0 | 0 | 0 | 0
1992 | 11 | 23 | 0.99 | 0.99 | 0.94 | 0 | 0.99 | 0.94 | 0 | 0 | 0 | 0 | 0 | 0 | 0
1992 | 11 | 24 | 0.04 | 0.04 | 0 | 0 | 0.04 | 0 | 0 | 0 | 0 | 0 | 0 | 0 | 0
1992 | 11 | 25 | 0.06 | 0.06 | 0.01 | 0 | 0.06 | 0.01 | 0 | 0 | 0 | 0 | 0 | 0 | 0
1992 | 11 | 26 | 0.22 | 0.22 | 0.17 | 0 | 0.22 | 0.17 | 0 | 0 | 0 | 0 | 0 | 0 | 0
1992 | 11 | 27 | 0 | 0 | 0 | 0 | 0 | 0 | 0 | 0 | 0 | 0 | 0 | 0 | 0
1992 | 11 | 28 | 0 | 0 | 0 | 0 | 0 | 0 | 0 | 0 | 0 | 0 | 0 | 0 | 0
1992 | 11 | 29 | 0 | 0 | 0 | 0 | 0 | 0 | 0 | 0 | 0 | 0 | 0 | 0 | 0
1992 | 11 | 30 | 0 | 0 | 0 | 0 | 0 | 0 | 0 | 0 | 0 | 0 | 0 | 0 | 0
1992 | 12 | 1 | 0.03 | 0.03 | 0 | 0 | 0.03 | 0 | 0 | 0 | 0 | 0 | 0 | 0 | 0
1992 | 12 | 2 | 0 | 0 | 0 | 0 | 0 | 0 | 0 | 0 | 0 | 0 | 0 | 0 | 0
1992 | 12 | 3 | 0 | 0 | 0 | 0 | 0 | 0 | 0 | 0 | 0 | 0 | 0 | 0 | 0
1992 | 12 | 4 | 0.05 | 0.05 | 0 | 0 | 0.05 | 0 | 0 | 0 | 0 | 0 | 0 | 0 | 0
1992 | 12 | 5 | 0.01 | 0.01 | 0 | 0 | 0.01 | 0 | 0 | 0 | 0 | 0 | 0 | 0 | 0
1992 | 12 | 6 | 0 | 0 | 0 | 0 | 0 | 0 | 0 | 0 | 0 | 0 | 0 | 0 | 0
1992 | 12 | 7 | 0 | 0 | 0 | 0 | 0 | 0 | 0 | 0 | 0 | 0 | 0 | 0 | 0
1992 | 12 | 8 | 0 | 0 | 0 | 0 | 0 | 0 | 0 | 0 | 0 | 0 | 0 | 0 | 0
1992 | 12 | 9 | 0 | 0 | 0 | 0 | 0 | 0 | 0 | 0 | 0 | 0 | 0 | 0 | 0
1992 | 12 | 10 | 0.96 | 0.96 | 0.91 | 0 | 0.96 | 0.91 | 0 | 0 | 0 | 0 | 0 | 0 | 0
1992 | 12 | 11 | 0.54 | 0.54 | 0.49 | 0 | 0.54 | 0.49 | 0 | 0 | 0 | 0 | 0 | 0 | 0
1992 | 12 | 12 | 0.01 | 0.01 | 0 | 0 | 0.01 | 0 | 0 | 0 | 0 | 0 | 0 | 0 | 0
1992 | 12 | 13 | 0 | 0 | 0 | 0 | 0 | 0 | 0 | 0 | 0 | 0 | 0 | 0 | 0
1992 | 12 | 14 | 0 | 0 | 0 | 0 | 0 | 0 | 0 | 0 | 0 | 0 | 0 | 0 | 0
1992 | 12 | 15 | 0 | 0 | 0 | 0 | 0 | 0 | 0 | 0 | 0 | 0 | 0 | 0 | 0
1992 | 12 | 16 | 0.02 | 0.02 | 0 | 0 | 0.02 | 0 | 0 | 0 | 0 | 0 | 0 | 0 | 0
1992 | 12 | 17 | 0.28 | 0.28 | 0.23 | 0 | 0.28 | 0.23 | 0 | 0 | 0 | 0 | 0 | 0 | 0
1992 | 12 | 18 | 0 | 0 | 0 | 0 | 0 | 0 | 0 | 0 | 0 | 0 | 0 | 0 | 0
1992 | 12 | 19 | 0 | 0 | 0 | 0 | 0 | 0 | 0 | 0 | 0 | 0 | 0 | 0 | 0
1992 | 12 | 20 | 0.2 | 0.2 | 0.15 | 0 | 0.2 | 0.15 | 0 | 0 | 0 | 0 | 0 | 0 | 0
1992 | 12 | 21 | 0 | 0 | 0 | 0 | 0 | 0 | 0 | 0 | 0 | 0 | 0 | 0 | 0
1992 | 12 | 22 | 0 | 0 | 0 | 0 | 0 | 0 | 0 | 0 | 0 | 0 | 0 | 0 | 0
1992 | 12 | 23 | 0.22 | 0.22 | 0.17 | 0 | 0.22 | 0.17 | 0 | 0 | 0 | 0 | 0 | 0 | 0
1992 | 12 | 24 | 0 | 0 | 0 | 0 | 0 | 0 | 0 | 0 | 0 | 0 | 0 | 0 | 0
1992 | 12 | 25 | 0 | 0 | 0 | 0 | 0 | 0 | 0 | 0 | 0 | 0 | 0 | 0 | 0
1992 | 12 | 26 | 0 | 0 | 0 | 0 | 0 | 0 | 0 | 0 | 0 | 0 | 0 | 0 | 0
1992 | 12 | 27 | 0 | 0 | 0 | 0 | 0 | 0 | 0 | 0 | 0 | 0 | 0 | 0 | 0
1992 | 12 | 28 | 0.53 | 0.53 | 0.48 | 0 | 0.53 | 0.48 | 0 | 0 | 0 | 0 | 0 | 0 | 0
1992 | 12 | 29 | 0.01 | 0.01 | 0 | 0 | 0.01 | 0 | 0 | 0 | 0 | 0 | 0 | 0 | 0
1992 | 12 | 30 | 0 | 0 | 0 | 0 | 0 | 0 | 0 | 0 | 0 | 0 | 0 | 0 | 0
1992 | 12 | 31 | 0 | 0 | 0 | 0 | 0 | 0 | 0 | 0 | 0 | 0 | 0 | 0 | 0
1993 | 1 | 1 | 0 | 0 | 0 | 0 | 0 | 0 | 0 | 0 | 0 | 0 | 0 | 0 | 0
1993 | 1 | 2 | 0 | 0 | 0 | 0 | 0 | 0 | 0 | 0 | 0 | 0 | 0 | 0 | 0
1993 | 1 | 3 | 0 | 0 | 0 | 0 | 0 | 0 | 0 | 0 | 0 | 0 | 0 | 0 | 0
1993 | 1 | 4 | 0 | 0 | 0 | 0 | 0 | 0 | 0 | 0 | 0 | 0 | 0 | 0 | 0
1993 | 1 | 5 | 1.01 | 1 | 0.95 | 0 | 1 | 0.95 | 0 | 0 | 0 | 0 | 0 | 0 | 0
1993 | 1 | 6 | 0 | 0 | 0 | 0 | 0 | 0 | 0 | 0 | 0 | 0 | 0 | 0 | 0
1993 | 1 | 7 | 0 | 0 | 0 | 0 | 0 | 0 | 0 | 0 | 0 | 0 | 0 | 0 | 0
1993 | 1 | 8 | 0.73 | 0.73 | 0.68 | 0 | 0.73 | 0.68 | 0 | 0 | 0 | 0 | 0 | 0 | 0
1993 | 1 | 9 | 0.32 | 0.32 | 0.27 | 0 | 0.32 | 0.27 | 0 | 0 | 0 | 0 | 0 | 0 | 0
1993 | 1 | 10 | 0.01 | 0.01 | 0 | 0 | 0.01 | 0 | 0 | 0 | 0 | 0 | 0 | 0 | 0
1993 | 1 | 11 | 0.11 | 0.11 | 0.06 | 0 | 0.11 | 0.06 | 0 | 0 | 0 | 0 | 0 | 0 | 0
1993 | 1 | 12 | 0.07 | 0.07 | 0.02 | 0 | 0.07 | 0.02 | 0 | 0 | 0 | 0 | 0 | 0 | 0
1993 | 1 | 13 | 0.13 | 0.13 | 0.08 | 0 | 0.13 | 0.08 | 0 | 0 | 0 | 0 | 0 | 0 | 0
1993 | 1 | 14 | 0 | 0 | 0 | 0 | 0 | 0 | 0 | 0 | 0 | 0 | 0 | 0 | 0
1993 | 1 | 15 | 0 | 0 | 0 | 0 | 0 | 0 | 0 | 0 | 0 | 0 | 0 | 0 | 0
1993 | 1 | 16 | 0 | 0 | 0 | 0 | 0 | 0 | 0 | 0 | 0 | 0 | 0 | 0 | 0
1993 | 1 | 17 | 0 | 0 | 0 | 0 | 0 | 0 | 0 | 0 | 0 | 0 | 0 | 0 | 0
1993 | 1 | 18 | 0 | 0 | 0 | 0 | 0 | 0 | 0 | 0 | 0 | 0 | 0 | 0 | 0
1993 | 1 | 19 | 0 | 0 | 0 | 0 | 0 | 0 | 0 | 0 | 0 | 0 | 0 | 0 | 0
1993 | 1 | 20 | 0 | 0 | 0 | 0 | 0 | 0 | 0 | 0 | 0 | 0 | 0 | 0 | 0
1993 | 1 | 21 | 0.42 | 0.42 | 0.37 | 0 | 0.42 | 0.37 | 0 | 0 | 0 | 0 | 0 | 0 | 0
1993 | 1 | 22 | 0.08 | 0.08 | 0.03 | 0 | 0.08 | 0.03 | 0 | 0 | 0 | 0 | 0 | 0 | 0
1993 | 1 | 23 | 0 | 0 | 0 | 0 | 0 | 0 | 0 | 0 | 0 | 0 | 0 | 0 | 0
1993 | 1 | 24 | 0.02 | 0.02 | 0 | 0 | 0.02 | 0 | 0 | 0 | 0 | 0 | 0 | 0 | 0
1993 | 1 | 25 | 0 | 0 | 0 | 0 | 0 | 0 | 0 | 0 | 0 | 0 | 0 | 0 | 0
1993 | 1 | 26 | 0 | 0 | 0 | 0 | 0 | 0 | 0 | 0 | 0 | 0 | 0 | 0 | 0
1993 | 1 | 27 | 0 | 0 | 0 | 0 | 0 | 0 | 0 | 0 | 0 | 0 | 0 | 0 | 0
1993 | 1 | 28 | 0 | 0 | 0 | 0 | 0 | 0 | 0 | 0 | 0 | 0 | 0 | 0 | 0
1993 | 1 | 29 | 0 | 0 | 0 | 0 | 0 | 0 | 0 | 0 | 0 | 0 | 0 | 0 | 0
1993 | 1 | 30 | 0 | 0 | 0 | 0 | 0 | 0 | 0 | 0 | 0 | 0 | 0 | 0 | 0
1993 | 1 | 31 | 0 | 0 | 0 | 0 | 0 | 0 | 0 | 0 | 0 | 0 | 0 | 0 | 0
1993 | 2 | 1 | 0 | 0 | 0 | 0 | 0 | 0 | 0 | 0 | 0 | 0 | 0 | 0 | 0
1993 | 2 | 2 | 0 | 0 | 0 | 0 | 0 | 0 | 0 | 0 | 0 | 0 | 0 | 0 | 0
1993 | 2 | 3 | 0 | 0 | 0 | 0 | 0 | 0 | 0 | 0 | 0 | 0 | 0 | 0 | 0
1993 | 2 | 4 | 0 | 0 | 0 | 0 | 0 | 0 | 0 | 0 | 0 | 0 | 0 | 0 | 0
1993 | 2 | 5 | 0 | 0 | 0 | 0 | 0 | 0 | 0 | 0 | 0 | 0 | 0 | 0 | 0
1993 | 2 | 6 | 0 | 0 | 0 | 0 | 0 | 0 | 0 | 0 | 0 | 0 | 0 | 0 | 0
1993 | 2 | 7 | 0 | 0 | 0 | 0 | 0 | 0 | 0 | 0 | 0 | 0 | 0 | 0 | 0
1993 | 2 | 8 | 0 | 0 | 0 | 0 | 0 | 0 | 0 | 0 | 0 | 0 | 0 | 0 | 0
1993 | 2 | 9 | 0 | 0 | 0 | 0 | 0 | 0 | 0 | 0 | 0 | 0 | 0 | 0 | 0
1993 | 2 | 10 | 0 | 0 | 0 | 0 | 0 | 0 | 0 | 0 | 0 | 0 | 0 | 0 | 0
1993 | 2 | 11 | 0 | 0 | 0 | 0 | 0 | 0 | 0 | 0 | 0 | 0 | 0 | 0 | 0
1993 | 2 | 12 | 0.9 | 0.9 | 0.85 | 0 | 0.9 | 0.85 | 0 | 0 | 0 | 0 | 0 | 0 | 0
1993 | 2 | 13 | 0.01 | 0.01 | 0 | 0 | 0.01 | 0 | 0 | 0 | 0 | 0 | 0 | 0 | 0
1993 | 2 | 14 | 0 | 0 | 0 | 0 | 0 | 0 | 0 | 0 | 0 | 0 | 0 | 0 | 0
1993 | 2 | 15 | 0 | 0 | 0 | 0 | 0 | 0 | 0 | 0 | 0 | 0 | 0 | 0 | 0
1993 | 2 | 16 | 0.35 | 0.35 | 0.3 | 0 | 0.35 | 0.3 | 0 | 0 | 0 | 0 | 0 | 0 | 0
1993 | 2 | 17 | 0 | 0 | 0 | 0 | 0 | 0 | 0 | 0 | 0 | 0 | 0 | 0 | 0
1993 | 2 | 18 | 0 | 0 | 0 | 0 | 0 | 0 | 0 | 0 | 0 | 0 | 0 | 0 | 0
1993 | 2 | 19 | 0 | 0 | 0 | 0 | 0 | 0 | 0 | 0 | 0 | 0 | 0 | 0 | 0
1993 | 2 | 20 | 0 | 0 | 0 | 0 | 0 | 0 | 0 | 0 | 0 | 0 | 0 | 0 | 0
1993 | 2 | 21 | 0.76 | 0.76 | 0.71 | 0 | 0.76 | 0.71 | 0 | 0 | 0 | 0 | 0 | 0 | 0
1993 | 2 | 22 | 0 | 0 | 0 | 0 | 0 | 0 | 0 | 0 | 0 | 0 | 0 | 0 | 0
1993 | 2 | 23 | 0 | 0 | 0 | 0 | 0 | 0 | 0 | 0 | 0 | 0 | 0 | 0 | 0
1993 | 2 | 24 | 0 | 0 | 0 | 0 | 0 | 0 | 0 | 0 | 0 | 0 | 0 | 0 | 0
1993 | 2 | 25 | 0 | 0 | 0 | 0 | 0 | 0 | 0 | 0 | 0 | 0 | 0 | 0 | 0
1993 | 2 | 26 | 0.25 | 0.25 | 0.2 | 0 | 0.25 | 0.2 | 0 | 0 | 0 | 0 | 0 | 0 | 0
1993 | 2 | 27 | 0 | 0 | 0 | 0 | 0 | 0 | 0 | 0 | 0 | 0 | 0 | 0 | 0
1993 | 2 | 28 | 0 | 0 | 0 | 0 | 0 | 0 | 0 | 0 | 0 | 0 | 0 | 0 | 0
1993 | 3 | 1 | 0 | 0 | 0 | 0 | 0 | 0 | 0 | 0 | 0 | 0 | 0 | 0 | 0
1993 | 3 | 2 | 0 | 0 | 0 | 0 | 0 | 0 | 0 | 0 | 0 | 0 | 0 | 0 | 0
1993 | 3 | 3 | 0.15 | 0.15 | 0.1 | 0 | 0.15 | 0.1 | 0 | 0 | 0 | 0 | 0 | 0 | 0
1993 | 3 | 4 | 1.24 | 1 | 0.95 | 0 | 1 | 0.95 | 0 | 0 | 0 | 0 | 0 | 0 | 0
1993 | 3 | 5 | 0.09 | 0.09 | 0.04 | 0 | 0.09 | 0.04 | 0 | 0 | 0 | 0 | 0 | 0 | 0
1993 | 3 | 6 | 0 | 0 | 0 | 0 | 0 | 0 | 0 | 0 | 0 | 0 | 0 | 0 | 0
1993 | 3 | 7 | 0 | 0 | 0 | 0 | 0 | 0 | 0 | 0 | 0 | 0 | 0 | 0 | 0
1993 | 3 | 8 | 0.08 | 0.08 | 0.03 | 0 | 0.08 | 0.03 | 0 | 0 | 0 | 0 | 0 | 0 | 0
1993 | 3 | 9 | 0 | 0 | 0 | 0 | 0 | 0 | 0 | 0 | 0 | 0 | 0 | 0 | 0
1993 | 3 | 10 | 0.15 | 0.15 | 0.1 | 0 | 0.15 | 0.1 | 0 | 0 | 0 | 0 | 0 | 0 | 0
1993 | 3 | 11 | 0 | 0 | 0 | 0 | 0 | 0 | 0 | 0 | 0 | 0 | 0 | 0 | 0
1993 | 3 | 12 | 0.02 | 0.02 | 0 | 0 | 0.02 | 0 | 0 | 0 | 0 | 0 | 0 | 0 | 0
1993 | 3 | 13 | 2.29 | 1 | 0.95 | 0 | 1 | 0.95 | 0 | 0 | 0 | 0 | 0 | 0 | 0
1993 | 3 | 14 | 0 | 0 | 0 | 0 | 0 | 0 | 0 | 0 | 0 | 0 | 0 | 0 | 0
1993 | 3 | 15 | 0 | 0 | 0 | 0 | 0 | 0 | 0 | 0 | 0 | 0 | 0 | 0 | 0
1993 | 3 | 16 | 0.01 | 0.01 | 0 | 0 | 0.01 | 0 | 0 | 0 | 0 | 0 | 0 | 0 | 0
1993 | 3 | 17 | 0.94 | 0.94 | 0.89 | 0 | 0.94 | 0.89 | 0 | 0 | 0 | 0 | 0 | 0 | 0
1993 | 3 | 18 | 0 | 0 | 0 | 0 | 0 | 0 | 0 | 0 | 0 | 0 | 0 | 0 | 0
1993 | 3 | 19 | 0 | 0 | 0 | 0 | 0 | 0 | 0 | 0 | 0 | 0 | 0 | 0 | 0
1993 | 3 | 20 | 0 | 0 | 0 | 0 | 0 | 0 | 0 | 0 | 0 | 0 | 0 | 0 | 0
1993 | 3 | 21 | 0.1 | 0.1 | 0.05 | 0 | 0.1 | 0.05 | 0 | 0 | 0 | 0 | 0 | 0 | 0
1993 | 3 | 22 | 0 | 0 | 0 | 0 | 0 | 0 | 0 | 0 | 0 | 0 | 0 | 0 | 0
1993 | 3 | 23 | 0.41 | 0.41 | 0.36 | 0 | 0.41 | 0.36 | 0 | 0 | 0 | 0 | 0 | 0 | 0
1993 | 3 | 24 | 0.28 | 0.28 | 0.23 | 0 | 0.28 | 0.23 | 0 | 0 | 0 | 0 | 0 | 0 | 0
1993 | 3 | 25 | 0 | 0 | 0 | 0 | 0 | 0 | 0 | 0 | 0 | 0 | 0 | 0 | 0
1993 | 3 | 26 | 0 | 0 | 0 | 0 | 0 | 0 | 0 | 0 | 0 | 0 | 0 | 0 | 0
1993 | 3 | 27 | 0.65 | 0.65 | 0.6 | 0 | 0.65 | 0.6 | 0 | 0 | 0 | 0 | 0 | 0 | 0
1993 | 3 | 28 | 0.04 | 0.04 | 0 | 0 | 0.04 | 0 | 0 | 0 | 0 | 0 | 0 | 0 | 0
1993 | 3 | 29 | 0.12 | 0.12 | 0.07 | 0 | 0.12 | 0.07 | 0 | 0 | 0 | 0 | 0 | 0 | 0
1993 | 3 | 30 | 0 | 0 | 0 | 0 | 0 | 0 | 0 | 0 | 0 | 0 | 0 | 0 | 0
1993 | 3 | 31 | 0.25 | 0.25 | 0.2 | 0 | 0.25 | 0.2 | 0 | 0 | 0 | 0 | 0 | 0 | 0
1993 | 4 | 1 | 0.06 | 0.06 | 0.01 | 0 | 0.06 | 0.01 | 0 | 0 | 0 | 0 | 0 | 0 | 0
1993 | 4 | 2 | 0.31 | 0.31 | 0.26 | 0 | 0.31 | 0.26 | 0 | 0 | 0 | 0 | 0 | 0 | 0
1993 | 4 | 3 | 0 | 0 | 0 | 0 | 0 | 0 | 0 | 0 | 0 | 0 | 0 | 0 | 0
1993 | 4 | 4 | 0 | 0 | 0 | 0 | 0 | 0 | 0 | 0 | 0 | 0 | 0 | 0 | 0
1993 | 4 | 5 | 0 | 0 | 0 | 0 | 0 | 0 | 0 | 0 | 0 | 0 | 0 | 0 | 0
1993 | 4 | 6 | 0 | 0 | 0 | 0 | 0 | 0 | 0 | 0 | 0 | 0 | 0 | 0 | 0
1993 | 4 | 7 | 0 | 0 | 0 | 0 | 0 | 0 | 0 | 0 | 0 | 0 | 0 | 0 | 0
1993 | 4 | 8 | 0 | 0 | 0 | 0 | 0 | 0 | 0 | 0 | 0 | 0 | 0 | 0 | 0
1993 | 4 | 9 | 0 | 0 | 0 | 0 | 0 | 0 | 0 | 0 | 0 | 0 | 0 | 0 | 0
1993 | 4 | 10 | 0.63 | 0.63 | 0.58 | 0 | 0.63 | 0.58 | 0 | 0 | 0 | 0 | 0 | 0 | 0
1993 | 4 | 11 | 0.03 | 0.03 | 0 | 0 | 0.03 | 0 | 0 | 0 | 0 | 0 | 0 | 0 | 0
1993 | 4 | 12 | 0.05 | 0.05 | 0 | 0 | 0.05 | 0 | 0 | 0 | 0 | 0 | 0 | 0 | 0
1993 | 4 | 13 | 0 | 0 | 0 | 0 | 0 | 0 | 0 | 0 | 0 | 0 | 0 | 0 | 0
1993 | 4 | 14 | 0 | 0 | 0 | 0 | 0 | 0 | 0 | 0 | 0 | 0 | 0 | 0 | 0
1993 | 4 | 15 | 0 | 0 | 0 | 0 | 0 | 0 | 0 | 0 | 0 | 0 | 0 | 0 | 0
1993 | 4 | 16 | 0.96 | 0.96 | 0.91 | 0 | 0.96 | 0.91 | 0 | 0 | 0 | 0 | 0 | 0 | 0
1993 | 4 | 17 | 0 | 0 | 0 | 0 | 0 | 0 | 0 | 0 | 0 | 0 | 0 | 0 | 0
1993 | 4 | 18 | 0 | 0 | 0 | 0 | 0 | 0 | 0 | 0 | 0 | 0 | 0 | 0 | 0
1993 | 4 | 19 | 0 | 0 | 0 | 0 | 0 | 0 | 0 | 0 | 0 | 0 | 0 | 0 | 0
1993 | 4 | 20 | 0 | 0 | 0 | 0 | 0 | 0 | 0 | 0 | 0 | 0 | 0 | 0 | 0
1993 | 4 | 21 | 0.99 | 0.99 | 0.94 | 0 | 0.99 | 0.94 | 0 | 0 | 0 | 0 | 0 | 0 | 0
1993 | 4 | 22 | 0.13 | 0.13 | 0.08 | 0 | 0.13 | 0.08 | 0 | 0 | 0 | 0 | 0 | 0 | 0
1993 | 4 | 23 | 0 | 0 | 0 | 0 | 0 | 0 | 0 | 0 | 0 | 0 | 0 | 0 | 0
1993 | 4 | 24 | 0 | 0 | 0 | 0 | 0 | 0 | 0 | 0 | 0 | 0 | 0 | 0 | 0
1993 | 4 | 25 | 0 | 0 | 0 | 0 | 0 | 0 | 0 | 0 | 0 | 0 | 0 | 0 | 0
1993 | 4 | 26 | 0.46 | 0.46 | 0.41 | 0 | 0.46 | 0.41 | 0 | 0 | 0 | 0 | 0 | 0 | 0
1993 | 4 | 27 | 0 | 0 | 0 | 0 | 0 | 0 | 0 | 0 | 0 | 0 | 0 | 0 | 0
1993 | 4 | 28 | 0 | 0 | 0 | 0 | 0 | 0 | 0 | 0 | 0 | 0 | 0 | 0 | 0
1993 | 4 | 29 | 0 | 0 | 0 | 0 | 0 | 0 | 0 | 0 | 0 | 0 | 0 | 0 | 0
1993 | 4 | 30 | 0 | 0 | 0 | 0 | 0 | 0 | 0 | 0 | 0 | 0 | 0 | 0 | 0
1993 | 5 | 1 | 0 | 0 | 0 | 0 | 0 | 0 | 0 | 0 | 0 | 0 | 0 | 0 | 0
1993 | 5 | 2 | 0 | 0 | 0 | 0 | 0 | 0 | 0 | 0 | 0 | 0 | 0 | 0 | 0
1993 | 5 | 3 | 0 | 0 | 0 | 0 | 0 | 0 | 0 | 0 | 0 | 0 | 0 | 0 | 0
1993 | 5 | 4 | 0 | 0 | 0 | 0 | 0 | 0 | 0 | 0 | 0 | 0 | 0 | 0 | 0
1993 | 5 | 5 | 1.26 | 1 | 0.95 | 0 | 1 | 0.95 | 0 | 0 | 0 | 0 | 0 | 0 | 0
1993 | 5 | 6 | 0 | 0 | 0 | 0 | 0 | 0 | 0 | 0 | 0 | 0 | 0 | 0 | 0
1993 | 5 | 7 | 0 | 0 | 0 | 0 | 0 | 0 | 0 | 0 | 0 | 0 | 0 | 0 | 0
1993 | 5 | 8 | 0 | 0 | 0 | 0 | 0 | 0 | 0 | 0 | 0 | 0 | 0 | 0 | 0
1993 | 5 | 9 | 0 | 0 | 0 | 0 | 0 | 0 | 0 | 0 | 0 | 0 | 0 | 0 | 0
1993 | 5 | 10 | 0 | 0 | 0 | 0 | 0 | 0 | 0 | 0 | 0 | 0 | 0 | 0 | 0
1993 | 5 | 11 | 0 | 0 | 0 | 0 | 0 | 0 | 0 | 0 | 0 | 0 | 0 | 0 | 0
1993 | 5 | 12 | 0.28 | 0.28 | 0.23 | 0 | 0.28 | 0.23 | 0 | 0 | 0 | 0 | 0 | 0 | 0
1993 | 5 | 13 | 0.03 | 0.03 | 0 | 0 | 0.03 | 0 | 0 | 0 | 0 | 0 | 0 | 0 | 0
1993 | 5 | 14 | 0 | 0 | 0 | 0 | 0 | 0 | 0 | 0 | 0 | 0 | 0 | 0 | 0
1993 | 5 | 15 | 0 | 0 | 0 | 0 | 0 | 0 | 0 | 0 | 0 | 0 | 0 | 0 | 0
1993 | 5 | 16 | 0.34 | 0.34 | 0.29 | 0 | 0.34 | 0.29 | 0 | 0 | 0 | 0 | 0 | 0 | 0
1993 | 5 | 17 | 0 | 0 | 0 | 0 | 0 | 0 | 0 | 0 | 0 | 0 | 0 | 0 | 0
1993 | 5 | 18 | 0.85 | 0.85 | 0.8 | 0 | 0.85 | 0.8 | 0 | 0 | 0 | 0 | 0 | 0 | 0
1993 | 5 | 19 | 0.17 | 0.17 | 0.12 | 0 | 0.17 | 0.12 | 0 | 0 | 0 | 0 | 0 | 0 | 0
1993 | 5 | 20 | 0.01 | 0.01 | 0 | 0 | 0.01 | 0 | 0 | 0 | 0 | 0 | 0 | 0 | 0
1993 | 5 | 21 | 0 | 0 | 0 | 0 | 0 | 0 | 0 | 0 | 0 | 0 | 0 | 0 | 0
1993 | 5 | 22 | 0 | 0 | 0 | 0 | 0 | 0 | 0 | 0 | 0 | 0 | 0 | 0 | 0
1993 | 5 | 23 | 0 | 0 | 0 | 0 | 0 | 0 | 0 | 0 | 0 | 0 | 0 | 0 | 0
1993 | 5 | 24 | 0 | 0 | 0 | 0 | 0 | 0 | 0 | 0 | 0 | 0 | 0 | 0 | 0
1993 | 5 | 25 | 0 | 0 | 0 | 0 | 0 | 0 | 0 | 0 | 0 | 0 | 0 | 0 | 0
1993 | 5 | 26 | 0 | 0 | 0 | 0 | 0 | 0 | 0 | 0 | 0 | 0 | 0 | 0 | 0
1993 | 5 | 27 | 0 | 0 | 0 | 0 | 0 | 0 | 0 | 0 | 0 | 0 | 0 | 0 | 0
1993 | 5 | 28 | 0 | 0 | 0 | 0 | 0 | 0 | 0 | 0 | 0 | 0 | 0 | 0 | 0
1993 | 5 | 29 | 0 | 0 | 0 | 0 | 0 | 0 | 0 | 0 | 0 | 0 | 0 | 0 | 0
1993 | 5 | 30 | 0 | 0 | 0 | 0 | 0 | 0 | 0 | 0 | 0 | 0 | 0 | 0 | 0
1993 | 5 | 31 | 0.46 | 0.46 | 0.41 | 0 | 0.46 | 0.41 | 0 | 0 | 0 | 0 | 0 | 0 | 0
1993 | 6 | 1 | 0 | 0 | 0 | 0 | 0 | 0 | 0 | 0 | 0 | 0 | 0 | 0 | 0
1993 | 6 | 2 | 0.02 | 0.02 | 0 | 0 | 0.02 | 0 | 0 | 0 | 0 | 0 | 0 | 0 | 0
1993 | 6 | 3 | 0.31 | 0.31 | 0.26 | 0 | 0.31 | 0.26 | 0 | 0 | 0 | 0 | 0 | 0 | 0
1993 | 6 | 4 | 0.04 | 0.04 | 0 | 0 | 0.04 | 0 | 0 | 0 | 0 | 0 | 0 | 0 | 0
1993 | 6 | 5 | 0.29 | 0.29 | 0.24 | 0 | 0.29 | 0.24 | 0 | 0 | 0 | 0 | 0 | 0 | 0
1993 | 6 | 6 | 0 | 0 | 0 | 0 | 0 | 0 | 0 | 0 | 0 | 0 | 0 | 0 | 0
1993 | 6 | 7 | 0.13 | 0.13 | 0.08 | 0 | 0.13 | 0.08 | 0 | 0 | 0 | 0 | 0 | 0 | 0
1993 | 6 | 8 | 0.52 | 0.52 | 0.47 | 0 | 0.52 | 0.47 | 0 | 0 | 0 | 0 | 0 | 0 | 0
1993 | 6 | 9 | 0.08 | 0.08 | 0.03 | 0 | 0.08 | 0.03 | 0 | 0 | 0 | 0 | 0 | 0 | 0
1993 | 6 | 10 | 0 | 0 | 0 | 0 | 0 | 0 | 0 | 0 | 0 | 0 | 0 | 0 | 0
1993 | 6 | 11 | 0 | 0 | 0 | 0 | 0 | 0 | 0 | 0 | 0 | 0 | 0 | 0 | 0
1993 | 6 | 12 | 0 | 0 | 0 | 0 | 0 | 0 | 0 | 0 | 0 | 0 | 0 | 0 | 0
1993 | 6 | 13 | 0 | 0 | 0 | 0 | 0 | 0 | 0 | 0 | 0 | 0 | 0 | 0 | 0
1993 | 6 | 14 | 0 | 0 | 0 | 0 | 0 | 0 | 0 | 0 | 0 | 0 | 0 | 0 | 0
1993 | 6 | 15 | 0 | 0 | 0 | 0 | 0 | 0 | 0 | 0 | 0 | 0 | 0 | 0 | 0
1993 | 6 | 16 | 0 | 0 | 0 | 0 | 0 | 0 | 0 | 0 | 0 | 0 | 0 | 0 | 0
1993 | 6 | 17 | 0 | 0 | 0 | 0 | 0 | 0 | 0 | 0 | 0 | 0 | 0 | 0 | 0
1993 | 6 | 18 | 0 | 0 | 0 | 0 | 0 | 0 | 0 | 0 | 0 | 0 | 0 | 0 | 0
1993 | 6 | 19 | 0.33 | 0.33 | 0.28 | 0 | 0.33 | 0.28 | 0 | 0 | 0 | 0 | 0 | 0 | 0
1993 | 6 | 20 | 0 | 0 | 0 | 0 | 0 | 0 | 0 | 0 | 0 | 0 | 0 | 0 | 0
1993 | 6 | 21 | 0 | 0 | 0 | 0 | 0 | 0 | 0 | 0 | 0 | 0 | 0 | 0 | 0
1993 | 6 | 22 | 0 | 0 | 0 | 0 | 0 | 0 | 0 | 0 | 0 | 0 | 0 | 0 | 0
1993 | 6 | 23 | 0 | 0 | 0 | 0 | 0 | 0 | 0 | 0 | 0 | 0 | 0 | 0 | 0
1993 | 6 | 24 | 0 | 0 | 0 | 0 | 0 | 0 | 0 | 0 | 0 | 0 | 0 | 0 | 0
1993 | 6 | 25 | 0 | 0 | 0 | 0 | 0 | 0 | 0 | 0 | 0 | 0 | 0 | 0 | 0
1993 | 6 | 26 | 0 | 0 | 0 | 0 | 0 | 0 | 0 | 0 | 0 | 0 | 0 | 0 | 0
1993 | 6 | 27 | 0.01 | 0.01 | 0 | 0 | 0.01 | 0 | 0 | 0 | 0 | 0 | 0 | 0 | 0
1993 | 6 | 28 | 0 | 0 | 0 | 0 | 0 | 0 | 0 | 0 | 0 | 0 | 0 | 0 | 0
1993 | 6 | 29 | 0 | 0 | 0 | 0 | 0 | 0 | 0 | 0 | 0 | 0 | 0 | 0 | 0
1993 | 6 | 30 | 0 | 0 | 0 | 0 | 0 | 0 | 0 | 0 | 0 | 0 | 0 | 0 | 0
1993 | 7 | 1 | 0.06 | 0.06 | 0.01 | 0 | 0.06 | 0.01 | 0 | 0 | 0 | 0 | 0 | 0 | 0
1993 | 7 | 2 | 0.28 | 0.28 | 0.23 | 0 | 0.28 | 0.23 | 0 | 0 | 0 | 0 | 0 | 0 | 0
1993 | 7 | 3 | 0.3 | 0.3 | 0.25 | 0 | 0.3 | 0.25 | 0 | 0 | 0 | 0 | 0 | 0 | 0
1993 | 7 | 4 | 0 | 0 | 0 | 0 | 0 | 0 | 0 | 0 | 0 | 0 | 0 | 0 | 0
1993 | 7 | 5 | 0.02 | 0.02 | 0 | 0 | 0.02 | 0 | 0 | 0 | 0 | 0 | 0 | 0 | 0
1993 | 7 | 6 | 0.06 | 0.06 | 0.01 | 0 | 0.06 | 0.01 | 0 | 0 | 0 | 0 | 0 | 0 | 0
1993 | 7 | 7 | 0 | 0 | 0 | 0 | 0 | 0 | 0 | 0 | 0 | 0 | 0 | 0 | 0
1993 | 7 | 8 | 0 | 0 | 0 | 0 | 0 | 0 | 0 | 0 | 0 | 0 | 0 | 0 | 0
1993 | 7 | 9 | 0 | 0 | 0 | 0 | 0 | 0 | 0 | 0 | 0 | 0 | 0 | 0 | 0
1993 | 7 | 10 | 0 | 0 | 0 | 0 | 0 | 0 | 0 | 0 | 0 | 0 | 0 | 0 | 0
1993 | 7 | 11 | 0 | 0 | 0 | 0 | 0 | 0 | 0 | 0 | 0 | 0 | 0 | 0 | 0
1993 | 7 | 12 | 0 | 0 | 0 | 0 | 0 | 0 | 0 | 0 | 0 | 0 | 0 | 0 | 0
1993 | 7 | 13 | 0 | 0 | 0 | 0 | 0 | 0 | 0 | 0 | 0 | 0 | 0 | 0 | 0
1993 | 7 | 14 | 0.27 | 0.27 | 0.22 | 0 | 0.27 | 0.22 | 0 | 0 | 0 | 0 | 0 | 0 | 0
1993 | 7 | 15 | 0 | 0 | 0 | 0 | 0 | 0 | 0 | 0 | 0 | 0 | 0 | 0 | 0
1993 | 7 | 16 | 0 | 0 | 0 | 0 | 0 | 0 | 0 | 0 | 0 | 0 | 0 | 0 | 0
1993 | 7 | 17 | 0 | 0 | 0 | 0 | 0 | 0 | 0 | 0 | 0 | 0 | 0 | 0 | 0
1993 | 7 | 18 | 0 | 0 | 0 | 0 | 0 | 0 | 0 | 0 | 0 | 0 | 0 | 0 | 0
1993 | 7 | 19 | 0.03 | 0.03 | 0 | 0 | 0.03 | 0 | 0 | 0 | 0 | 0 | 0 | 0 | 0
1993 | 7 | 20 | 0 | 0 | 0 | 0 | 0 | 0 | 0 | 0 | 0 | 0 | 0 | 0 | 0
1993 | 7 | 21 | 0 | 0 | 0 | 0 | 0 | 0 | 0 | 0 | 0 | 0 | 0 | 0 | 0
1993 | 7 | 22 | 0 | 0 | 0 | 0 | 0 | 0 | 0 | 0 | 0 | 0 | 0 | 0 | 0
1993 | 7 | 23 | 0 | 0 | 0 | 0 | 0 | 0 | 0 | 0 | 0 | 0 | 0 | 0 | 0
1993 | 7 | 24 | 0 | 0 | 0 | 0 | 0 | 0 | 0 | 0 | 0 | 0 | 0 | 0 | 0
1993 | 7 | 25 | 0.34 | 0.34 | 0.29 | 0 | 0.34 | 0.29 | 0 | 0 | 0 | 0 | 0 | 0 | 0
1993 | 7 | 26 | 0 | 0 | 0 | 0 | 0 | 0 | 0 | 0 | 0 | 0 | 0 | 0 | 0
1993 | 7 | 27 | 0 | 0 | 0 | 0 | 0 | 0 | 0 | 0 | 0 | 0 | 0 | 0 | 0
1993 | 7 | 28 | 0 | 0 | 0 | 0 | 0 | 0 | 0 | 0 | 0 | 0 | 0 | 0 | 0
1993 | 7 | 29 | 0 | 0 | 0 | 0 | 0 | 0 | 0 | 0 | 0 | 0 | 0 | 0 | 0
1993 | 7 | 30 | 0 | 0 | 0 | 0 | 0 | 0 | 0 | 0 | 0 | 0 | 0 | 0 | 0
1993 | 7 | 31 | 0 | 0 | 0 | 0 | 0 | 0 | 0 | 0 | 0 | 0 | 0 | 0 | 0
1993 | 8 | 1 | 0 | 0 | 0 | 0 | 0 | 0 | 0 | 0 | 0 | 0 | 0 | 0 | 0
1993 | 8 | 2 | 0 | 0 | 0 | 0 | 0 | 0 | 0 | 0 | 0 | 0 | 0 | 0 | 0
1993 | 8 | 3 | 0 | 0 | 0 | 0 | 0 | 0 | 0 | 0 | 0 | 0 | 0 | 0 | 0
1993 | 8 | 4 | 0 | 0 | 0 | 0 | 0 | 0 | 0 | 0 | 0 | 0 | 0 | 0 | 0
1993 | 8 | 5 | 0 | 0 | 0 | 0 | 0 | 0 | 0 | 0 | 0 | 0 | 0 | 0 | 0
1993 | 8 | 6 | 1.94 | 1 | 0.95 | 0 | 1 | 0.95 | 0 | 0 | 0 | 0 | 0 | 0 | 0
1993 | 8 | 7 | 0.01 | 0.01 | 0 | 0 | 0.01 | 0 | 0 | 0 | 0 | 0 | 0 | 0 | 0
1993 | 8 | 8 | 0 | 0 | 0 | 0 | 0 | 0 | 0 | 0 | 0 | 0 | 0 | 0 | 0
1993 | 8 | 9 | 0.36 | 0.36 | 0.31 | 0 | 0.36 | 0.31 | 0 | 0 | 0 | 0 | 0 | 0 | 0
1993 | 8 | 10 | 0 | 0 | 0 | 0 | 0 | 0 | 0 | 0 | 0 | 0 | 0 | 0 | 0
1993 | 8 | 11 | 0.01 | 0.01 | 0 | 0 | 0.01 | 0 | 0 | 0 | 0 | 0 | 0 | 0 | 0
1993 | 8 | 12 | 0.48 | 0.48 | 0.43 | 0 | 0.48 | 0.43 | 0 | 0 | 0 | 0 | 0 | 0 | 0
1993 | 8 | 13 | 0.03 | 0.03 | 0 | 0 | 0.03 | 0 | 0 | 0 | 0 | 0 | 0 | 0 | 0
1993 | 8 | 14 | 0 | 0 | 0 | 0 | 0 | 0 | 0 | 0 | 0 | 0 | 0 | 0 | 0
1993 | 8 | 15 | 0 | 0 | 0 | 0 | 0 | 0 | 0 | 0 | 0 | 0 | 0 | 0 | 0
1993 | 8 | 16 | 0 | 0 | 0 | 0 | 0 | 0 | 0 | 0 | 0 | 0 | 0 | 0 | 0
1993 | 8 | 17 | 1.02 | 1 | 0.95 | 0 | 1 | 0.95 | 0 | 0 | 0 | 0 | 0 | 0 | 0
1993 | 8 | 18 | 0 | 0 | 0 | 0 | 0 | 0 | 0 | 0 | 0 | 0 | 0 | 0 | 0
1993 | 8 | 19 | 0 | 0 | 0 | 0 | 0 | 0 | 0 | 0 | 0 | 0 | 0 | 0 | 0
1993 | 8 | 20 | 0.02 | 0.02 | 0 | 0 | 0.02 | 0 | 0 | 0 | 0 | 0 | 0 | 0 | 0
1993 | 8 | 21 | 0 | 0 | 0 | 0 | 0 | 0 | 0 | 0 | 0 | 0 | 0 | 0 | 0
1993 | 8 | 22 | 0 | 0 | 0 | 0 | 0 | 0 | 0 | 0 | 0 | 0 | 0 | 0 | 0
1993 | 8 | 23 | 0 | 0 | 0 | 0 | 0 | 0 | 0 | 0 | 0 | 0 | 0 | 0 | 0
1993 | 8 | 24 | 0 | 0 | 0 | 0 | 0 | 0 | 0 | 0 | 0 | 0 | 0 | 0 | 0
1993 | 8 | 25 | 0 | 0 | 0 | 0 | 0 | 0 | 0 | 0 | 0 | 0 | 0 | 0 | 0
1993 | 8 | 26 | 0 | 0 | 0 | 0 | 0 | 0 | 0 | 0 | 0 | 0 | 0 | 0 | 0
1993 | 8 | 27 | 0 | 0 | 0 | 0 | 0 | 0 | 0 | 0 | 0 | 0 | 0 | 0 | 0
1993 | 8 | 28 | 0 | 0 | 0 | 0 | 0 | 0 | 0 | 0 | 0 | 0 | 0 | 0 | 0
1993 | 8 | 29 | 0 | 0 | 0 | 0 | 0 | 0 | 0 | 0 | 0 | 0 | 0 | 0 | 0
1993 | 8 | 30 | 0 | 0 | 0 | 0 | 0 | 0 | 0 | 0 | 0 | 0 | 0 | 0 | 0
1993 | 8 | 31 | 0 | 0 | 0 | 0 | 0 | 0 | 0 | 0 | 0 | 0 | 0 | 0 | 0
1993 | 9 | 1 | 0 | 0 | 0 | 0 | 0 | 0 | 0 | 0 | 0 | 0 | 0 | 0 | 0
1993 | 9 | 2 | 0 | 0 | 0 | 0 | 0 | 0 | 0 | 0 | 0 | 0 | 0 | 0 | 0
1993 | 9 | 3 | 0 | 0 | 0 | 0 | 0 | 0 | 0 | 0 | 0 | 0 | 0 | 0 | 0
1993 | 9 | 4 | 0.18 | 0.18 | 0.13 | 0 | 0.18 | 0.13 | 0 | 0 | 0 | 0 | 0 | 0 | 0
1993 | 9 | 5 | 0 | 0 | 0 | 0 | 0 | 0 | 0 | 0 | 0 | 0 | 0 | 0 | 0
1993 | 9 | 6 | 0 | 0 | 0 | 0 | 0 | 0 | 0 | 0 | 0 | 0 | 0 | 0 | 0
1993 | 9 | 7 | 0 | 0 | 0 | 0 | 0 | 0 | 0 | 0 | 0 | 0 | 0 | 0 | 0
1993 | 9 | 8 | 0.84 | 0.84 | 0.79 | 0 | 0.84 | 0.79 | 0 | 0 | 0 | 0 | 0 | 0 | 0
1993 | 9 | 9 | 0.01 | 0.01 | 0 | 0 | 0.01 | 0 | 0 | 0 | 0 | 0 | 0 | 0 | 0
1993 | 9 | 10 | 0.11 | 0.11 | 0.06 | 0 | 0.11 | 0.06 | 0 | 0 | 0 | 0 | 0 | 0 | 0
1993 | 9 | 11 | 0 | 0 | 0 | 0 | 0 | 0 | 0 | 0 | 0 | 0 | 0 | 0 | 0
1993 | 9 | 12 | 0 | 0 | 0 | 0 | 0 | 0 | 0 | 0 | 0 | 0 | 0 | 0 | 0
1993 | 9 | 13 | 0 | 0 | 0 | 0 | 0 | 0 | 0 | 0 | 0 | 0 | 0 | 0 | 0
1993 | 9 | 14 | 0 | 0 | 0 | 0 | 0 | 0 | 0 | 0 | 0 | 0 | 0 | 0 | 0
1993 | 9 | 15 | 0.02 | 0.02 | 0 | 0 | 0.02 | 0 | 0 | 0 | 0 | 0 | 0 | 0 | 0
1993 | 9 | 16 | 0.5 | 0.5 | 0.45 | 0 | 0.5 | 0.45 | 0 | 0 | 0 | 0 | 0 | 0 | 0
1993 | 9 | 17 | 0.18 | 0.18 | 0.13 | 0 | 0.18 | 0.13 | 0 | 0 | 0 | 0 | 0 | 0 | 0
1993 | 9 | 18 | 0.18 | 0.18 | 0.13 | 0 | 0.18 | 0.13 | 0 | 0 | 0 | 0 | 0 | 0 | 0
1993 | 9 | 19 | 0 | 0 | 0 | 0 | 0 | 0 | 0 | 0 | 0 | 0 | 0 | 0 | 0
1993 | 9 | 20 | 0.03 | 0.03 | 0 | 0 | 0.03 | 0 | 0 | 0 | 0 | 0 | 0 | 0 | 0
1993 | 9 | 21 | 0.34 | 0.34 | 0.29 | 0 | 0.34 | 0.29 | 0 | 0 | 0 | 0 | 0 | 0 | 0
1993 | 9 | 22 | 0 | 0 | 0 | 0 | 0 | 0 | 0 | 0 | 0 | 0 | 0 | 0 | 0
1993 | 9 | 23 | 0 | 0 | 0 | 0 | 0 | 0 | 0 | 0 | 0 | 0 | 0 | 0 | 0
1993 | 9 | 24 | 0 | 0 | 0 | 0 | 0 | 0 | 0 | 0 | 0 | 0 | 0 | 0 | 0
1993 | 9 | 25 | 0.5 | 0.5 | 0.45 | 0 | 0.5 | 0.45 | 0 | 0 | 0 | 0 | 0 | 0 | 0
1993 | 9 | 26 | 0 | 0 | 0 | 0 | 0 | 0 | 0 | 0 | 0 | 0 | 0 | 0 | 0
1993 | 9 | 27 | 0.75 | 0.75 | 0.7 | 0 | 0.75 | 0.7 | 0 | 0 | 0 | 0 | 0 | 0 | 0
1993 | 9 | 28 | 0 | 0 | 0 | 0 | 0 | 0 | 0 | 0 | 0 | 0 | 0 | 0 | 0
1993 | 9 | 29 | 0 | 0 | 0 | 0 | 0 | 0 | 0 | 0 | 0 | 0 | 0 | 0 | 0
1993 | 9 | 30 | 0.04 | 0.04 | 0 | 0 | 0.04 | 0 | 0 | 0 | 0 | 0 | 0 | 0 | 0
1993 | 10 | 1 | 0 | 0 | 0 | 0 | 0 | 0 | 0 | 0 | 0 | 0 | 0 | 0 | 0
1993 | 10 | 2 | 0.01 | 0.01 | 0 | 0 | 0.01 | 0 | 0 | 0 | 0 | 0 | 0 | 0 | 0
1993 | 10 | 3 | 0 | 0 | 0 | 0 | 0 | 0 | 0 | 0 | 0 | 0 | 0 | 0 | 0
1993 | 10 | 4 | 0 | 0 | 0 | 0 | 0 | 0 | 0 | 0 | 0 | 0 | 0 | 0 | 0
1993 | 10 | 5 | 0 | 0 | 0 | 0 | 0 | 0 | 0 | 0 | 0 | 0 | 0 | 0 | 0
1993 | 10 | 6 | 0 | 0 | 0 | 0 | 0 | 0 | 0 | 0 | 0 | 0 | 0 | 0 | 0
1993 | 10 | 7 | 0 | 0 | 0 | 0 | 0 | 0 | 0 | 0 | 0 | 0 | 0 | 0 | 0
1993 | 10 | 8 | 0 | 0 | 0 | 0 | 0 | 0 | 0 | 0 | 0 | 0 | 0 | 0 | 0
1993 | 10 | 9 | 0.15 | 0.15 | 0.1 | 0 | 0.15 | 0.1 | 0 | 0 | 0 | 0 | 0 | 0 | 0
1993 | 10 | 10 | 0.03 | 0.03 | 0 | 0 | 0.03 | 0 | 0 | 0 | 0 | 0 | 0 | 0 | 0
1993 | 10 | 11 | 0.03 | 0.03 | 0 | 0 | 0.03 | 0 | 0 | 0 | 0 | 0 | 0 | 0 | 0
1993 | 10 | 12 | 0.89 | 0.89 | 0.84 | 0 | 0.89 | 0.84 | 0 | 0 | 0 | 0 | 0 | 0 | 0
1993 | 10 | 13 | 0 | 0 | 0 | 0 | 0 | 0 | 0 | 0 | 0 | 0 | 0 | 0 | 0
1993 | 10 | 14 | 0 | 0 | 0 | 0 | 0 | 0 | 0 | 0 | 0 | 0 | 0 | 0 | 0
1993 | 10 | 15 | 0 | 0 | 0 | 0 | 0 | 0 | 0 | 0 | 0 | 0 | 0 | 0 | 0
1993 | 10 | 16 | 0 | 0 | 0 | 0 | 0 | 0 | 0 | 0 | 0 | 0 | 0 | 0 | 0
1993 | 10 | 17 | 0 | 0 | 0 | 0 | 0 | 0 | 0 | 0 | 0 | 0 | 0 | 0 | 0
1993 | 10 | 18 | 0 | 0 | 0 | 0 | 0 | 0 | 0 | 0 | 0 | 0 | 0 | 0 | 0
1993 | 10 | 19 | 0 | 0 | 0 | 0 | 0 | 0 | 0 | 0 | 0 | 0 | 0 | 0 | 0
1993 | 10 | 20 | 0.26 | 0.26 | 0.21 | 0 | 0.26 | 0.21 | 0 | 0 | 0 | 0 | 0 | 0 | 0
1993 | 10 | 21 | 0.28 | 0.28 | 0.23 | 0 | 0.28 | 0.23 | 0 | 0 | 0 | 0 | 0 | 0 | 0
1993 | 10 | 22 | 0 | 0 | 0 | 0 | 0 | 0 | 0 | 0 | 0 | 0 | 0 | 0 | 0
1993 | 10 | 23 | 0 | 0 | 0 | 0 | 0 | 0 | 0 | 0 | 0 | 0 | 0 | 0 | 0
1993 | 10 | 24 | 0 | 0 | 0 | 0 | 0 | 0 | 0 | 0 | 0 | 0 | 0 | 0 | 0
1993 | 10 | 25 | 0 | 0 | 0 | 0 | 0 | 0 | 0 | 0 | 0 | 0 | 0 | 0 | 0
1993 | 10 | 26 | 0.06 | 0.06 | 0.01 | 0 | 0.06 | 0.01 | 0 | 0 | 0 | 0 | 0 | 0 | 0
1993 | 10 | 27 | 0.09 | 0.09 | 0.04 | 0 | 0.09 | 0.04 | 0 | 0 | 0 | 0 | 0 | 0 | 0
1993 | 10 | 28 | 0.01 | 0.01 | 0 | 0 | 0.01 | 0 | 0 | 0 | 0 | 0 | 0 | 0 | 0
1993 | 10 | 29 | 0 | 0 | 0 | 0 | 0 | 0 | 0 | 0 | 0 | 0 | 0 | 0 | 0
1993 | 10 | 30 | 0.73 | 0.73 | 0.68 | 0 | 0.73 | 0.68 | 0 | 0 | 0 | 0 | 0 | 0 | 0
1993 | 10 | 31 | 0.08 | 0.08 | 0.03 | 0 | 0.08 | 0.03 | 0 | 0 | 0 | 0 | 0 | 0 | 0
1993 | 11 | 1 | 0 | 0 | 0 | 0 | 0 | 0 | 0 | 0 | 0 | 0 | 0 | 0 | 0
1993 | 11 | 2 | 0 | 0 | 0 | 0 | 0 | 0 | 0 | 0 | 0 | 0 | 0 | 0 | 0
1993 | 11 | 3 | 0 | 0 | 0 | 0 | 0 | 0 | 0 | 0 | 0 | 0 | 0 | 0 | 0
1993 | 11 | 4 | 0 | 0 | 0 | 0 | 0 | 0 | 0 | 0 | 0 | 0 | 0 | 0 | 0
1993 | 11 | 5 | 0.11 | 0.11 | 0.06 | 0 | 0.11 | 0.06 | 0 | 0 | 0 | 0 | 0 | 0 | 0
1993 | 11 | 6 | 0.04 | 0.04 | 0 | 0 | 0.04 | 0 | 0 | 0 | 0 | 0 | 0 | 0 | 0
1993 | 11 | 7 | 0 | 0 | 0 | 0 | 0 | 0 | 0 | 0 | 0 | 0 | 0 | 0 | 0
1993 | 11 | 8 | 0 | 0 | 0 | 0 | 0 | 0 | 0 | 0 | 0 | 0 | 0 | 0 | 0
1993 | 11 | 9 | 0 | 0 | 0 | 0 | 0 | 0 | 0 | 0 | 0 | 0 | 0 | 0 | 0
1993 | 11 | 10 | 0 | 0 | 0 | 0 | 0 | 0 | 0 | 0 | 0 | 0 | 0 | 0 | 0
1993 | 11 | 11 | 0 | 0 | 0 | 0 | 0 | 0 | 0 | 0 | 0 | 0 | 0 | 0 | 0
1993 | 11 | 12 | 0 | 0 | 0 | 0 | 0 | 0 | 0 | 0 | 0 | 0 | 0 | 0 | 0
1993 | 11 | 13 | 0.1 | 0.1 | 0.05 | 0 | 0.1 | 0.05 | 0 | 0 | 0 | 0 | 0 | 0 | 0
1993 | 11 | 14 | 0 | 0 | 0 | 0 | 0 | 0 | 0 | 0 | 0 | 0 | 0 | 0 | 0
1993 | 11 | 15 | 0 | 0 | 0 | 0 | 0 | 0 | 0 | 0 | 0 | 0 | 0 | 0 | 0
1993 | 11 | 16 | 0 | 0 | 0 | 0 | 0 | 0 | 0 | 0 | 0 | 0 | 0 | 0 | 0
1993 | 11 | 17 | 0.46 | 0.46 | 0.41 | 0 | 0.46 | 0.41 | 0 | 0 | 0 | 0 | 0 | 0 | 0
1993 | 11 | 18 | 0 | 0 | 0 | 0 | 0 | 0 | 0 | 0 | 0 | 0 | 0 | 0 | 0
1993 | 11 | 19 | 0.02 | 0.02 | 0 | 0 | 0.02 | 0 | 0 | 0 | 0 | 0 | 0 | 0 | 0
1993 | 11 | 20 | 0 | 0 | 0 | 0 | 0 | 0 | 0 | 0 | 0 | 0 | 0 | 0 | 0
1993 | 11 | 21 | 0 | 0 | 0 | 0 | 0 | 0 | 0 | 0 | 0 | 0 | 0 | 0 | 0
1993 | 11 | 22 | 0 | 0 | 0 | 0 | 0 | 0 | 0 | 0 | 0 | 0 | 0 | 0 | 0
1993 | 11 | 23 | 0 | 0 | 0 | 0 | 0 | 0 | 0 | 0 | 0 | 0 | 0 | 0 | 0
1993 | 11 | 24 | 0 | 0 | 0 | 0 | 0 | 0 | 0 | 0 | 0 | 0 | 0 | 0 | 0
1993 | 11 | 25 | 0 | 0 | 0 | 0 | 0 | 0 | 0 | 0 | 0 | 0 | 0 | 0 | 0
1993 | 11 | 26 | 0 | 0 | 0 | 0 | 0 | 0 | 0 | 0 | 0 | 0 | 0 | 0 | 0
1993 | 11 | 27 | 1.77 | 1 | 0.95 | 0 | 1 | 0.95 | 0 | 0 | 0 | 0 | 0 | 0 | 0
1993 | 11 | 28 | 2.26 | 1 | 0.95 | 0 | 1 | 0.95 | 0 | 0 | 0 | 0 | 0 | 0 | 0
1993 | 11 | 29 | 0 | 0 | 0 | 0 | 0 | 0 | 0 | 0 | 0 | 0 | 0 | 0 | 0
1993 | 11 | 30 | 0 | 0 | 0 | 0 | 0 | 0 | 0 | 0 | 0 | 0 | 0 | 0 | 0
1993 | 12 | 1 | 0 | 0 | 0 | 0 | 0 | 0 | 0 | 0 | 0 | 0 | 0 | 0 | 0
1993 | 12 | 2 | 0 | 0 | 0 | 0 | 0 | 0 | 0 | 0 | 0 | 0 | 0 | 0 | 0
1993 | 12 | 3 | 0 | 0 | 0 | 0 | 0 | 0 | 0 | 0 | 0 | 0 | 0 | 0 | 0
1993 | 12 | 4 | 1 | 1 | 0.95 | 0 | 1 | 0.95 | 0 | 0 | 0 | 0 | 0 | 0 | 0
1993 | 12 | 5 | 1.72 | 1 | 0.95 | 0 | 1 | 0.95 | 0 | 0 | 0 | 0 | 0 | 0 | 0
1993 | 12 | 6 | 0 | 0 | 0 | 0 | 0 | 0 | 0 | 0 | 0 | 0 | 0 | 0 | 0
1993 | 12 | 7 | 0 | 0 | 0 | 0 | 0 | 0 | 0 | 0 | 0 | 0 | 0 | 0 | 0
1993 | 12 | 8 | 0 | 0 | 0 | 0 | 0 | 0 | 0 | 0 | 0 | 0 | 0 | 0 | 0
1993 | 12 | 9 | 0 | 0 | 0 | 0 | 0 | 0 | 0 | 0 | 0 | 0 | 0 | 0 | 0
1993 | 12 | 10 | 0.02 | 0.02 | 0 | 0 | 0.02 | 0 | 0 | 0 | 0 | 0 | 0 | 0 | 0
1993 | 12 | 11 | 0 | 0 | 0 | 0 | 0 | 0 | 0 | 0 | 0 | 0 | 0 | 0 | 0
1993 | 12 | 12 | 0 | 0 | 0 | 0 | 0 | 0 | 0 | 0 | 0 | 0 | 0 | 0 | 0
1993 | 12 | 13 | 0 | 0 | 0 | 0 | 0 | 0 | 0 | 0 | 0 | 0 | 0 | 0 | 0
1993 | 12 | 14 | 0 | 0 | 0 | 0 | 0 | 0 | 0 | 0 | 0 | 0 | 0 | 0 | 0
1993 | 12 | 15 | 0.63 | 0.63 | 0.58 | 0 | 0.63 | 0.58 | 0 | 0 | 0 | 0 | 0 | 0 | 0
1993 | 12 | 16 | 0 | 0 | 0 | 0 | 0 | 0 | 0 | 0 | 0 | 0 | 0 | 0 | 0
1993 | 12 | 17 | 0 | 0 | 0 | 0 | 0 | 0 | 0 | 0 | 0 | 0 | 0 | 0 | 0
1993 | 12 | 18 | 0.02 | 0.02 | 0 | 0 | 0.02 | 0 | 0 | 0 | 0 | 0 | 0 | 0 | 0
1993 | 12 | 19 | 0.05 | 0.05 | 0 | 0 | 0.05 | 0 | 0 | 0 | 0 | 0 | 0 | 0 | 0
1993 | 12 | 20 | 0.17 | 0.17 | 0.12 | 0 | 0.17 | 0.12 | 0 | 0 | 0 | 0 | 0 | 0 | 0
1993 | 12 | 21 | 0.48 | 0.48 | 0.43 | 0 | 0.48 | 0.43 | 0 | 0 | 0 | 0 | 0 | 0 | 0
1993 | 12 | 22 | 0 | 0 | 0 | 0 | 0 | 0 | 0 | 0 | 0 | 0 | 0 | 0 | 0
1993 | 12 | 23 | 0 | 0 | 0 | 0 | 0 | 0 | 0 | 0 | 0 | 0 | 0 | 0 | 0
1993 | 12 | 24 | 0 | 0 | 0 | 0 | 0 | 0 | 0 | 0 | 0 | 0 | 0 | 0 | 0
1993 | 12 | 25 | 0.02 | 0.02 | 0 | 0 | 0.02 | 0 | 0 | 0 | 0 | 0 | 0 | 0 | 0
1993 | 12 | 26 | 0 | 0 | 0 | 0 | 0 | 0 | 0 | 0 | 0 | 0 | 0 | 0 | 0
1993 | 12 | 27 | 0 | 0 | 0 | 0 | 0 | 0 | 0 | 0 | 0 | 0 | 0 | 0 | 0
1993 | 12 | 28 | 0.23 | 0.23 | 0.18 | 0 | 0.23 | 0.18 | 0 | 0 | 0 | 0 | 0 | 0 | 0
1993 | 12 | 29 | 0.04 | 0.04 | 0 | 0 | 0.04 | 0 | 0 | 0 | 0 | 0 | 0 | 0 | 0
1993 | 12 | 30 | 0 | 0 | 0 | 0 | 0 | 0 | 0 | 0 | 0 | 0 | 0 | 0 | 0
1993 | 12 | 31 | 0 | 0 | 0 | 0 | 0 | 0 | 0 | 0 | 0 | 0 | 0 | 0 | 0
1994 | 1 | 1 | 0.07 | 0.07 | 0.02 | 0 | 0.07 | 0.02 | 0 | 0 | 0 | 0 | 0 | 0 | 0
1994 | 1 | 2 | 0 | 0 | 0 | 0 | 0 | 0 | 0 | 0 | 0 | 0 | 0 | 0 | 0
1994 | 1 | 3 | 0.04 | 0.04 | 0 | 0 | 0.04 | 0 | 0 | 0 | 0 | 0 | 0 | 0 | 0
1994 | 1 | 4 | 0.49 | 0.49 | 0.44 | 0 | 0.49 | 0.44 | 0 | 0 | 0 | 0 | 0 | 0 | 0
1994 | 1 | 5 | 0 | 0 | 0 | 0 | 0 | 0 | 0 | 0 | 0 | 0 | 0 | 0 | 0
1994 | 1 | 6 | 0 | 0 | 0 | 0 | 0 | 0 | 0 | 0 | 0 | 0 | 0 | 0 | 0
1994 | 1 | 7 | 0.8 | 0.8 | 0.75 | 0 | 0.8 | 0.75 | 0 | 0 | 0 | 0 | 0 | 0 | 0
1994 | 1 | 8 | 0.21 | 0.21 | 0.16 | 0 | 0.21 | 0.16 | 0 | 0 | 0 | 0 | 0 | 0 | 0
1994 | 1 | 9 | 0 | 0 | 0 | 0 | 0 | 0 | 0 | 0 | 0 | 0 | 0 | 0 | 0
1994 | 1 | 10 | 0 | 0 | 0 | 0 | 0 | 0 | 0 | 0 | 0 | 0 | 0 | 0 | 0
1994 | 1 | 11 | 0 | 0 | 0 | 0 | 0 | 0 | 0 | 0 | 0 | 0 | 0 | 0 | 0
1994 | 1 | 12 | 0.64 | 0.64 | 0.59 | 0 | 0.64 | 0.59 | 0 | 0 | 0 | 0 | 0 | 0 | 0
1994 | 1 | 13 | 0 | 0 | 0 | 0 | 0 | 0 | 0 | 0 | 0 | 0 | 0 | 0 | 0
1994 | 1 | 14 | 0.03 | 0.03 | 0 | 0 | 0.03 | 0 | 0 | 0 | 0 | 0 | 0 | 0 | 0
1994 | 1 | 15 | 0 | 0 | 0 | 0 | 0 | 0 | 0 | 0 | 0 | 0 | 0 | 0 | 0
1994 | 1 | 16 | 0 | 0 | 0 | 0 | 0 | 0 | 0 | 0 | 0 | 0 | 0 | 0 | 0
1994 | 1 | 17 | 1.09 | 1 | 0.95 | 0 | 1 | 0.95 | 0 | 0 | 0 | 0 | 0 | 0 | 0
1994 | 1 | 18 | 0 | 0 | 0 | 0 | 0 | 0 | 0 | 0 | 0 | 0 | 0 | 0 | 0
1994 | 1 | 19 | 0 | 0 | 0 | 0 | 0 | 0 | 0 | 0 | 0 | 0 | 0 | 0 | 0
1994 | 1 | 20 | 0.09 | 0.09 | 0.04 | 0 | 0.09 | 0.04 | 0 | 0 | 0 | 0 | 0 | 0 | 0
1994 | 1 | 21 | 0 | 0 | 0 | 0 | 0 | 0 | 0 | 0 | 0 | 0 | 0 | 0 | 0
1994 | 1 | 22 | 0 | 0 | 0 | 0 | 0 | 0 | 0 | 0 | 0 | 0 | 0 | 0 | 0
1994 | 1 | 23 | 0 | 0 | 0 | 0 | 0 | 0 | 0 | 0 | 0 | 0 | 0 | 0 | 0
1994 | 1 | 24 | 0 | 0 | 0 | 0 | 0 | 0 | 0 | 0 | 0 | 0 | 0 | 0 | 0
1994 | 1 | 25 | 0.2 | 0.2 | 0.15 | 0 | 0.2 | 0.15 | 0 | 0 | 0 | 0 | 0 | 0 | 0
1994 | 1 | 26 | 0.01 | 0.01 | 0 | 0 | 0.01 | 0 | 0 | 0 | 0 | 0 | 0 | 0 | 0
1994 | 1 | 27 | 0.13 | 0.13 | 0.08 | 0 | 0.13 | 0.08 | 0 | 0 | 0 | 0 | 0 | 0 | 0
1994 | 1 | 28 | 0.47 | 0.47 | 0.42 | 0 | 0.47 | 0.42 | 0 | 0 | 0 | 0 | 0 | 0 | 0
1994 | 1 | 29 | 0 | 0 | 0 | 0 | 0 | 0 | 0 | 0 | 0 | 0 | 0 | 0 | 0
1994 | 1 | 30 | 0.01 | 0.01 | 0 | 0 | 0.01 | 0 | 0 | 0 | 0 | 0 | 0 | 0 | 0
1994 | 1 | 31 | 0 | 0 | 0 | 0 | 0 | 0 | 0 | 0 | 0 | 0 | 0 | 0 | 0
1994 | 2 | 1 | 0 | 0 | 0 | 0 | 0 | 0 | 0 | 0 | 0 | 0 | 0 | 0 | 0
1994 | 2 | 2 | 0 | 0 | 0 | 0 | 0 | 0 | 0 | 0 | 0 | 0 | 0 | 0 | 0
1994 | 2 | 3 | 0 | 0 | 0 | 0 | 0 | 0 | 0 | 0 | 0 | 0 | 0 | 0 | 0
1994 | 2 | 4 | 0 | 0 | 0 | 0 | 0 | 0 | 0 | 0 | 0 | 0 | 0 | 0 | 0
1994 | 2 | 5 | 0 | 0 | 0 | 0 | 0 | 0 | 0 | 0 | 0 | 0 | 0 | 0 | 0
1994 | 2 | 6 | 0 | 0 | 0 | 0 | 0 | 0 | 0 | 0 | 0 | 0 | 0 | 0 | 0
1994 | 2 | 7 | 0 | 0 | 0 | 0 | 0 | 0 | 0 | 0 | 0 | 0 | 0 | 0 | 0
1994 | 2 | 8 | 0.54 | 0.54 | 0.49 | 0 | 0.54 | 0.49 | 0 | 0 | 0 | 0 | 0 | 0 | 0
1994 | 2 | 9 | 0.45 | 0.45 | 0.4 | 0 | 0.45 | 0.4 | 0 | 0 | 0 | 0 | 0 | 0 | 0
1994 | 2 | 10 | 0.18 | 0.18 | 0.13 | 0 | 0.18 | 0.13 | 0 | 0 | 0 | 0 | 0 | 0 | 0
1994 | 2 | 11 | 1.17 | 1 | 0.95 | 0 | 1 | 0.95 | 0 | 0 | 0 | 0 | 0 | 0 | 0
1994 | 2 | 12 | 0.02 | 0.02 | 0 | 0 | 0.02 | 0 | 0 | 0 | 0 | 0 | 0 | 0 | 0
1994 | 2 | 13 | 0 | 0 | 0 | 0 | 0 | 0 | 0 | 0 | 0 | 0 | 0 | 0 | 0
1994 | 2 | 14 | 0 | 0 | 0 | 0 | 0 | 0 | 0 | 0 | 0 | 0 | 0 | 0 | 0
1994 | 2 | 15 | 0 | 0 | 0 | 0 | 0 | 0 | 0 | 0 | 0 | 0 | 0 | 0 | 0
1994 | 2 | 16 | 0 | 0 | 0 | 0 | 0 | 0 | 0 | 0 | 0 | 0 | 0 | 0 | 0
1994 | 2 | 17 | 0 | 0 | 0 | 0 | 0 | 0 | 0 | 0 | 0 | 0 | 0 | 0 | 0
1994 | 2 | 18 | 0 | 0 | 0 | 0 | 0 | 0 | 0 | 0 | 0 | 0 | 0 | 0 | 0
1994 | 2 | 19 | 0 | 0 | 0 | 0 | 0 | 0 | 0 | 0 | 0 | 0 | 0 | 0 | 0
1994 | 2 | 20 | 0 | 0 | 0 | 0 | 0 | 0 | 0 | 0 | 0 | 0 | 0 | 0 | 0
1994 | 2 | 21 | 0.13 | 0.13 | 0.08 | 0 | 0.13 | 0.08 | 0 | 0 | 0 | 0 | 0 | 0 | 0
1994 | 2 | 22 | 0 | 0 | 0 | 0 | 0 | 0 | 0 | 0 | 0 | 0 | 0 | 0 | 0
1994 | 2 | 23 | 1.34 | 1 | 0.95 | 0 | 1 | 0.95 | 0 | 0 | 0 | 0 | 0 | 0 | 0
1994 | 2 | 24 | 0.37 | 0.37 | 0.32 | 0 | 0.37 | 0.32 | 0 | 0 | 0 | 0 | 0 | 0 | 0
1994 | 2 | 25 | 0 | 0 | 0 | 0 | 0 | 0 | 0 | 0 | 0 | 0 | 0 | 0 | 0
1994 | 2 | 26 | 0 | 0 | 0 | 0 | 0 | 0 | 0 | 0 | 0 | 0 | 0 | 0 | 0
1994 | 2 | 27 | 0 | 0 | 0 | 0 | 0 | 0 | 0 | 0 | 0 | 0 | 0 | 0 | 0
1994 | 2 | 28 | 0 | 0 | 0 | 0 | 0 | 0 | 0 | 0 | 0 | 0 | 0 | 0 | 0
1994 | 3 | 1 | 0.25 | 0.25 | 0.2 | 0 | 0.25 | 0.2 | 0 | 0 | 0 | 0 | 0 | 0 | 0
1994 | 3 | 2 | 1.65 | 1 | 0.95 | 0 | 1 | 0.95 | 0 | 0 | 0 | 0 | 0 | 0 | 0
1994 | 3 | 3 | 0.17 | 0.17 | 0.12 | 0 | 0.17 | 0.12 | 0 | 0 | 0 | 0 | 0 | 0 | 0
1994 | 3 | 4 | 0 | 0 | 0 | 0 | 0 | 0 | 0 | 0 | 0 | 0 | 0 | 0 | 0
1994 | 3 | 5 | 0 | 0 | 0 | 0 | 0 | 0 | 0 | 0 | 0 | 0 | 0 | 0 | 0
1994 | 3 | 6 | 0 | 0 | 0 | 0 | 0 | 0 | 0 | 0 | 0 | 0 | 0 | 0 | 0
1994 | 3 | 7 | 0.13 | 0.13 | 0.08 | 0 | 0.13 | 0.08 | 0 | 0 | 0 | 0 | 0 | 0 | 0
1994 | 3 | 8 | 0.09 | 0.09 | 0.04 | 0 | 0.09 | 0.04 | 0 | 0 | 0 | 0 | 0 | 0 | 0
1994 | 3 | 9 | 0.39 | 0.39 | 0.34 | 0 | 0.39 | 0.34 | 0 | 0 | 0 | 0 | 0 | 0 | 0
1994 | 3 | 10 | 0.88 | 0.88 | 0.83 | 0 | 0.88 | 0.83 | 0 | 0 | 0 | 0 | 0 | 0 | 0
1994 | 3 | 11 | 0 | 0 | 0 | 0 | 0 | 0 | 0 | 0 | 0 | 0 | 0 | 0 | 0
1994 | 3 | 12 | 0 | 0 | 0 | 0 | 0 | 0 | 0 | 0 | 0 | 0 | 0 | 0 | 0
1994 | 3 | 13 | 0 | 0 | 0 | 0 | 0 | 0 | 0 | 0 | 0 | 0 | 0 | 0 | 0
1994 | 3 | 14 | 0 | 0 | 0 | 0 | 0 | 0 | 0 | 0 | 0 | 0 | 0 | 0 | 0
1994 | 3 | 15 | 0.03 | 0.03 | 0 | 0 | 0.03 | 0 | 0 | 0 | 0 | 0 | 0 | 0 | 0
1994 | 3 | 16 | 0 | 0 | 0 | 0 | 0 | 0 | 0 | 0 | 0 | 0 | 0 | 0 | 0
1994 | 3 | 17 | 0 | 0 | 0 | 0 | 0 | 0 | 0 | 0 | 0 | 0 | 0 | 0 | 0
1994 | 3 | 18 | 0.16 | 0.16 | 0.11 | 0 | 0.16 | 0.11 | 0 | 0 | 0 | 0 | 0 | 0 | 0
1994 | 3 | 19 | 0 | 0 | 0 | 0 | 0 | 0 | 0 | 0 | 0 | 0 | 0 | 0 | 0
1994 | 3 | 20 | 0 | 0 | 0 | 0 | 0 | 0 | 0 | 0 | 0 | 0 | 0 | 0 | 0
1994 | 3 | 21 | 0.62 | 0.62 | 0.57 | 0 | 0.62 | 0.57 | 0 | 0 | 0 | 0 | 0 | 0 | 0
1994 | 3 | 22 | 0 | 0 | 0 | 0 | 0 | 0 | 0 | 0 | 0 | 0 | 0 | 0 | 0
1994 | 3 | 23 | 0 | 0 | 0 | 0 | 0 | 0 | 0 | 0 | 0 | 0 | 0 | 0 | 0
1994 | 3 | 24 | 0 | 0 | 0 | 0 | 0 | 0 | 0 | 0 | 0 | 0 | 0 | 0 | 0
1994 | 3 | 25 | 0.33 | 0.33 | 0.28 | 0 | 0.33 | 0.28 | 0 | 0 | 0 | 0 | 0 | 0 | 0
1994 | 3 | 26 | 0.04 | 0.04 | 0 | 0 | 0.04 | 0 | 0 | 0 | 0 | 0 | 0 | 0 | 0
1994 | 3 | 27 | 1.5 | 1 | 0.95 | 0 | 1 | 0.95 | 0 | 0 | 0 | 0 | 0 | 0 | 0
1994 | 3 | 28 | 1.63 | 1 | 0.95 | 0 | 1 | 0.95 | 0 | 0 | 0 | 0 | 0 | 0 | 0
1994 | 3 | 29 | 0.51 | 0.51 | 0.46 | 0 | 0.51 | 0.46 | 0 | 0 | 0 | 0 | 0 | 0 | 0
1994 | 3 | 30 | 0 | 0 | 0 | 0 | 0 | 0 | 0 | 0 | 0 | 0 | 0 | 0 | 0
1994 | 3 | 31 | 0.07 | 0.07 | 0.02 | 0 | 0.07 | 0.02 | 0 | 0 | 0 | 0 | 0 | 0 | 0
1994 | 4 | 1 | 0.01 | 0.01 | 0 | 0 | 0.01 | 0 | 0 | 0 | 0 | 0 | 0 | 0 | 0
1994 | 4 | 2 | 0 | 0 | 0 | 0 | 0 | 0 | 0 | 0 | 0 | 0 | 0 | 0 | 0
1994 | 4 | 3 | 0.01 | 0.01 | 0 | 0 | 0.01 | 0 | 0 | 0 | 0 | 0 | 0 | 0 | 0
1994 | 4 | 4 | 0.03 | 0.03 | 0 | 0 | 0.03 | 0 | 0 | 0 | 0 | 0 | 0 | 0 | 0
1994 | 4 | 5 | 0 | 0 | 0 | 0 | 0 | 0 | 0 | 0 | 0 | 0 | 0 | 0 | 0
1994 | 4 | 6 | 0.16 | 0.16 | 0.11 | 0 | 0.16 | 0.11 | 0 | 0 | 0 | 0 | 0 | 0 | 0
1994 | 4 | 7 | 0.5 | 0.5 | 0.45 | 0 | 0.5 | 0.45 | 0 | 0 | 0 | 0 | 0 | 0 | 0
1994 | 4 | 8 | 0 | 0 | 0 | 0 | 0 | 0 | 0 | 0 | 0 | 0 | 0 | 0 | 0
1994 | 4 | 9 | 0 | 0 | 0 | 0 | 0 | 0 | 0 | 0 | 0 | 0 | 0 | 0 | 0
1994 | 4 | 10 | 0.19 | 0.19 | 0.14 | 0 | 0.19 | 0.14 | 0 | 0 | 0 | 0 | 0 | 0 | 0
1994 | 4 | 11 | 0 | 0 | 0 | 0 | 0 | 0 | 0 | 0 | 0 | 0 | 0 | 0 | 0
1994 | 4 | 12 | 0 | 0 | 0 | 0 | 0 | 0 | 0 | 0 | 0 | 0 | 0 | 0 | 0
1994 | 4 | 13 | 0.42 | 0.42 | 0.37 | 0 | 0.42 | 0.37 | 0 | 0 | 0 | 0 | 0 | 0 | 0
1994 | 4 | 14 | 0 | 0 | 0 | 0 | 0 | 0 | 0 | 0 | 0 | 0 | 0 | 0 | 0
1994 | 4 | 15 | 0.01 | 0.01 | 0 | 0 | 0.01 | 0 | 0 | 0 | 0 | 0 | 0 | 0 | 0
1994 | 4 | 16 | 0.2 | 0.2 | 0.15 | 0 | 0.2 | 0.15 | 0 | 0 | 0 | 0 | 0 | 0 | 0
1994 | 4 | 17 | 0 | 0 | 0 | 0 | 0 | 0 | 0 | 0 | 0 | 0 | 0 | 0 | 0
1994 | 4 | 18 | 0 | 0 | 0 | 0 | 0 | 0 | 0 | 0 | 0 | 0 | 0 | 0 | 0
1994 | 4 | 19 | 0 | 0 | 0 | 0 | 0 | 0 | 0 | 0 | 0 | 0 | 0 | 0 | 0
1994 | 4 | 20 | 0 | 0 | 0 | 0 | 0 | 0 | 0 | 0 | 0 | 0 | 0 | 0 | 0
1994 | 4 | 21 | 0 | 0 | 0 | 0 | 0 | 0 | 0 | 0 | 0 | 0 | 0 | 0 | 0
1994 | 4 | 22 | 0 | 0 | 0 | 0 | 0 | 0 | 0 | 0 | 0 | 0 | 0 | 0 | 0
1994 | 4 | 23 | 0 | 0 | 0 | 0 | 0 | 0 | 0 | 0 | 0 | 0 | 0 | 0 | 0
1994 | 4 | 24 | 0 | 0 | 0 | 0 | 0 | 0 | 0 | 0 | 0 | 0 | 0 | 0 | 0
1994 | 4 | 25 | 0 | 0 | 0 | 0 | 0 | 0 | 0 | 0 | 0 | 0 | 0 | 0 | 0
1994 | 4 | 26 | 0 | 0 | 0 | 0 | 0 | 0 | 0 | 0 | 0 | 0 | 0 | 0 | 0
1994 | 4 | 27 | 0.05 | 0.05 | 0 | 0 | 0.05 | 0 | 0 | 0 | 0 | 0 | 0 | 0 | 0
1994 | 4 | 28 | 0 | 0 | 0 | 0 | 0 | 0 | 0 | 0 | 0 | 0 | 0 | 0 | 0
1994 | 4 | 29 | 0 | 0 | 0 | 0 | 0 | 0 | 0 | 0 | 0 | 0 | 0 | 0 | 0
1994 | 4 | 30 | 0 | 0 | 0 | 0 | 0 | 0 | 0 | 0 | 0 | 0 | 0 | 0 | 0
1994 | 5 | 1 | 0.05 | 0.05 | 0 | 0 | 0.05 | 0 | 0 | 0 | 0 | 0 | 0 | 0 | 0
1994 | 5 | 2 | 0 | 0 | 0 | 0 | 0 | 0 | 0 | 0 | 0 | 0 | 0 | 0 | 0
1994 | 5 | 3 | 0 | 0 | 0 | 0 | 0 | 0 | 0 | 0 | 0 | 0 | 0 | 0 | 0
1994 | 5 | 4 | 0.49 | 0.49 | 0.44 | 0 | 0.49 | 0.44 | 0 | 0 | 0 | 0 | 0 | 0 | 0
1994 | 5 | 5 | 0.02 | 0.02 | 0 | 0 | 0.02 | 0 | 0 | 0 | 0 | 0 | 0 | 0 | 0
1994 | 5 | 6 | 0 | 0 | 0 | 0 | 0 | 0 | 0 | 0 | 0 | 0 | 0 | 0 | 0
1994 | 5 | 7 | 0.42 | 0.42 | 0.37 | 0 | 0.42 | 0.37 | 0 | 0 | 0 | 0 | 0 | 0 | 0
1994 | 5 | 8 | 0.24 | 0.24 | 0.19 | 0 | 0.24 | 0.19 | 0 | 0 | 0 | 0 | 0 | 0 | 0
1994 | 5 | 9 | 0 | 0 | 0 | 0 | 0 | 0 | 0 | 0 | 0 | 0 | 0 | 0 | 0
1994 | 5 | 10 | 0 | 0 | 0 | 0 | 0 | 0 | 0 | 0 | 0 | 0 | 0 | 0 | 0
1994 | 5 | 11 | 0 | 0 | 0 | 0 | 0 | 0 | 0 | 0 | 0 | 0 | 0 | 0 | 0
1994 | 5 | 12 | 0.05 | 0.05 | 0 | 0 | 0.05 | 0 | 0 | 0 | 0 | 0 | 0 | 0 | 0
1994 | 5 | 13 | 0 | 0 | 0 | 0 | 0 | 0 | 0 | 0 | 0 | 0 | 0 | 0 | 0
1994 | 5 | 14 | 0 | 0 | 0 | 0 | 0 | 0 | 0 | 0 | 0 | 0 | 0 | 0 | 0
1994 | 5 | 15 | 0.17 | 0.17 | 0.12 | 0 | 0.17 | 0.12 | 0 | 0 | 0 | 0 | 0 | 0 | 0
1994 | 5 | 16 | 0.01 | 0.01 | 0 | 0 | 0.01 | 0 | 0 | 0 | 0 | 0 | 0 | 0 | 0
1994 | 5 | 17 | 0 | 0 | 0 | 0 | 0 | 0 | 0 | 0 | 0 | 0 | 0 | 0 | 0
1994 | 5 | 18 | 0 | 0 | 0 | 0 | 0 | 0 | 0 | 0 | 0 | 0 | 0 | 0 | 0
1994 | 5 | 19 | 0.01 | 0.01 | 0 | 0 | 0.01 | 0 | 0 | 0 | 0 | 0 | 0 | 0 | 0
1994 | 5 | 20 | 0.01 | 0.01 | 0 | 0 | 0.01 | 0 | 0 | 0 | 0 | 0 | 0 | 0 | 0
1994 | 5 | 21 | 0 | 0 | 0 | 0 | 0 | 0 | 0 | 0 | 0 | 0 | 0 | 0 | 0
1994 | 5 | 22 | 0 | 0 | 0 | 0 | 0 | 0 | 0 | 0 | 0 | 0 | 0 | 0 | 0
1994 | 5 | 23 | 0 | 0 | 0 | 0 | 0 | 0 | 0 | 0 | 0 | 0 | 0 | 0 | 0
1994 | 5 | 24 | 0.07 | 0.07 | 0.02 | 0 | 0.07 | 0.02 | 0 | 0 | 0 | 0 | 0 | 0 | 0
1994 | 5 | 25 | 0.02 | 0.02 | 0 | 0 | 0.02 | 0 | 0 | 0 | 0 | 0 | 0 | 0 | 0
1994 | 5 | 26 | 0 | 0 | 0 | 0 | 0 | 0 | 0 | 0 | 0 | 0 | 0 | 0 | 0
1994 | 5 | 27 | 0 | 0 | 0 | 0 | 0 | 0 | 0 | 0 | 0 | 0 | 0 | 0 | 0
1994 | 5 | 28 | 0 | 0 | 0 | 0 | 0 | 0 | 0 | 0 | 0 | 0 | 0 | 0 | 0
1994 | 5 | 29 | 0 | 0 | 0 | 0 | 0 | 0 | 0 | 0 | 0 | 0 | 0 | 0 | 0
1994 | 5 | 30 | 0 | 0 | 0 | 0 | 0 | 0 | 0 | 0 | 0 | 0 | 0 | 0 | 0
1994 | 5 | 31 | 0 | 0 | 0 | 0 | 0 | 0 | 0 | 0 | 0 | 0 | 0 | 0 | 0
1994 | 6 | 1 | 0 | 0 | 0 | 0 | 0 | 0 | 0 | 0 | 0 | 0 | 0 | 0 | 0
1994 | 6 | 2 | 0 | 0 | 0 | 0 | 0 | 0 | 0 | 0 | 0 | 0 | 0 | 0 | 0
1994 | 6 | 3 | 0 | 0 | 0 | 0 | 0 | 0 | 0 | 0 | 0 | 0 | 0 | 0 | 0
1994 | 6 | 4 | 0 | 0 | 0 | 0 | 0 | 0 | 0 | 0 | 0 | 0 | 0 | 0 | 0
1994 | 6 | 5 | 0 | 0 | 0 | 0 | 0 | 0 | 0 | 0 | 0 | 0 | 0 | 0 | 0
1994 | 6 | 6 | 0 | 0 | 0 | 0 | 0 | 0 | 0 | 0 | 0 | 0 | 0 | 0 | 0
1994 | 6 | 7 | 0 | 0 | 0 | 0 | 0 | 0 | 0 | 0 | 0 | 0 | 0 | 0 | 0
1994 | 6 | 8 | 0 | 0 | 0 | 0 | 0 | 0 | 0 | 0 | 0 | 0 | 0 | 0 | 0
1994 | 6 | 9 | 0 | 0 | 0 | 0 | 0 | 0 | 0 | 0 | 0 | 0 | 0 | 0 | 0
1994 | 6 | 10 | 0 | 0 | 0 | 0 | 0 | 0 | 0 | 0 | 0 | 0 | 0 | 0 | 0
1994 | 6 | 11 | 0.04 | 0.04 | 0 | 0 | 0.04 | 0 | 0 | 0 | 0 | 0 | 0 | 0 | 0
1994 | 6 | 12 | 0 | 0 | 0 | 0 | 0 | 0 | 0 | 0 | 0 | 0 | 0 | 0 | 0
1994 | 6 | 13 | 0 | 0 | 0 | 0 | 0 | 0 | 0 | 0 | 0 | 0 | 0 | 0 | 0
1994 | 6 | 14 | 0 | 0 | 0 | 0 | 0 | 0 | 0 | 0 | 0 | 0 | 0 | 0 | 0
1994 | 6 | 15 | 0.08 | 0.08 | 0.03 | 0 | 0.08 | 0.03 | 0 | 0 | 0 | 0 | 0 | 0 | 0
1994 | 6 | 16 | 0.12 | 0.12 | 0.07 | 0 | 0.12 | 0.07 | 0 | 0 | 0 | 0 | 0 | 0 | 0
1994 | 6 | 17 | 0 | 0 | 0 | 0 | 0 | 0 | 0 | 0 | 0 | 0 | 0 | 0 | 0
1994 | 6 | 18 | 0 | 0 | 0 | 0 | 0 | 0 | 0 | 0 | 0 | 0 | 0 | 0 | 0
1994 | 6 | 19 | 0 | 0 | 0 | 0 | 0 | 0 | 0 | 0 | 0 | 0 | 0 | 0 | 0
1994 | 6 | 20 | 0 | 0 | 0 | 0 | 0 | 0 | 0 | 0 | 0 | 0 | 0 | 0 | 0
1994 | 6 | 21 | 0.02 | 0.02 | 0 | 0 | 0.02 | 0 | 0 | 0 | 0 | 0 | 0 | 0 | 0
1994 | 6 | 22 | 0 | 0 | 0 | 0 | 0 | 0 | 0 | 0 | 0 | 0 | 0 | 0 | 0
1994 | 6 | 23 | 0.32 | 0.32 | 0.27 | 0 | 0.32 | 0.27 | 0 | 0 | 0 | 0 | 0 | 0 | 0
1994 | 6 | 24 | 0.26 | 0.26 | 0.21 | 0 | 0.26 | 0.21 | 0 | 0 | 0 | 0 | 0 | 0 | 0
1994 | 6 | 25 | 0 | 0 | 0 | 0 | 0 | 0 | 0 | 0 | 0 | 0 | 0 | 0 | 0
1994 | 6 | 26 | 0.03 | 0.03 | 0 | 0 | 0.03 | 0 | 0 | 0 | 0 | 0 | 0 | 0 | 0
1994 | 6 | 27 | 0.4 | 0.4 | 0.35 | 0 | 0.4 | 0.35 | 0 | 0 | 0 | 0 | 0 | 0 | 0
1994 | 6 | 28 | 0 | 0 | 0 | 0 | 0 | 0 | 0 | 0 | 0 | 0 | 0 | 0 | 0
1994 | 6 | 29 | 0.32 | 0.32 | 0.27 | 0 | 0.32 | 0.27 | 0 | 0 | 0 | 0 | 0 | 0 | 0
1994 | 6 | 30 | 0 | 0 | 0 | 0 | 0 | 0 | 0 | 0 | 0 | 0 | 0 | 0 | 0
1994 | 7 | 1 | 0 | 0 | 0 | 0 | 0 | 0 | 0 | 0 | 0 | 0 | 0 | 0 | 0
1994 | 7 | 2 | 0.68 | 0.68 | 0.63 | 0 | 0.68 | 0.63 | 0 | 0 | 0 | 0 | 0 | 0 | 0
1994 | 7 | 3 | 0.01 | 0.01 | 0 | 0 | 0.01 | 0 | 0 | 0 | 0 | 0 | 0 | 0 | 0
1994 | 7 | 4 | 0 | 0 | 0 | 0 | 0 | 0 | 0 | 0 | 0 | 0 | 0 | 0 | 0
1994 | 7 | 5 | 0 | 0 | 0 | 0 | 0 | 0 | 0 | 0 | 0 | 0 | 0 | 0 | 0
1994 | 7 | 6 | 0 | 0 | 0 | 0 | 0 | 0 | 0 | 0 | 0 | 0 | 0 | 0 | 0
1994 | 7 | 7 | 0 | 0 | 0 | 0 | 0 | 0 | 0 | 0 | 0 | 0 | 0 | 0 | 0
1994 | 7 | 8 | 0 | 0 | 0 | 0 | 0 | 0 | 0 | 0 | 0 | 0 | 0 | 0 | 0
1994 | 7 | 9 | 0.38 | 0.38 | 0.33 | 0 | 0.38 | 0.33 | 0 | 0 | 0 | 0 | 0 | 0 | 0
1994 | 7 | 10 | 0 | 0 | 0 | 0 | 0 | 0 | 0 | 0 | 0 | 0 | 0 | 0 | 0
1994 | 7 | 11 | 0 | 0 | 0 | 0 | 0 | 0 | 0 | 0 | 0 | 0 | 0 | 0 | 0
1994 | 7 | 12 | 0 | 0 | 0 | 0 | 0 | 0 | 0 | 0 | 0 | 0 | 0 | 0 | 0
1994 | 7 | 13 | 0 | 0 | 0 | 0 | 0 | 0 | 0 | 0 | 0 | 0 | 0 | 0 | 0
1994 | 7 | 14 | 0.21 | 0.21 | 0.16 | 0 | 0.21 | 0.16 | 0 | 0 | 0 | 0 | 0 | 0 | 0
1994 | 7 | 15 | 0.02 | 0.02 | 0 | 0 | 0.02 | 0 | 0 | 0 | 0 | 0 | 0 | 0 | 0
1994 | 7 | 16 | 0 | 0 | 0 | 0 | 0 | 0 | 0 | 0 | 0 | 0 | 0 | 0 | 0
1994 | 7 | 17 | 0.17 | 0.17 | 0.12 | 0 | 0.17 | 0.12 | 0 | 0 | 0 | 0 | 0 | 0 | 0
1994 | 7 | 18 | 0.02 | 0.02 | 0 | 0 | 0.02 | 0 | 0 | 0 | 0 | 0 | 0 | 0 | 0
1994 | 7 | 19 | 0 | 0 | 0 | 0 | 0 | 0 | 0 | 0 | 0 | 0 | 0 | 0 | 0
1994 | 7 | 20 | 0 | 0 | 0 | 0 | 0 | 0 | 0 | 0 | 0 | 0 | 0 | 0 | 0
1994 | 7 | 21 | 0.16 | 0.16 | 0.11 | 0 | 0.16 | 0.11 | 0 | 0 | 0 | 0 | 0 | 0 | 0
1994 | 7 | 22 | 0.11 | 0.11 | 0.06 | 0 | 0.11 | 0.06 | 0 | 0 | 0 | 0 | 0 | 0 | 0
1994 | 7 | 23 | 0.01 | 0.01 | 0 | 0 | 0.01 | 0 | 0 | 0 | 0 | 0 | 0 | 0 | 0
1994 | 7 | 24 | 0 | 0 | 0 | 0 | 0 | 0 | 0 | 0 | 0 | 0 | 0 | 0 | 0
1994 | 7 | 25 | 0.05 | 0.05 | 0 | 0 | 0.05 | 0 | 0 | 0 | 0 | 0 | 0 | 0 | 0
1994 | 7 | 26 | 0.66 | 0.66 | 0.61 | 0 | 0.66 | 0.61 | 0 | 0 | 0 | 0 | 0 | 0 | 0
1994 | 7 | 27 | 0.73 | 0.73 | 0.68 | 0 | 0.73 | 0.68 | 0 | 0 | 0 | 0 | 0 | 0 | 0
1994 | 7 | 28 | 0.35 | 0.35 | 0.3 | 0 | 0.35 | 0.3 | 0 | 0 | 0 | 0 | 0 | 0 | 0
1994 | 7 | 29 | 0.05 | 0.05 | 0 | 0 | 0.05 | 0 | 0 | 0 | 0 | 0 | 0 | 0 | 0
1994 | 7 | 30 | 0 | 0 | 0 | 0 | 0 | 0 | 0 | 0 | 0 | 0 | 0 | 0 | 0
1994 | 7 | 31 | 0 | 0 | 0 | 0 | 0 | 0 | 0 | 0 | 0 | 0 | 0 | 0 | 0
1994 | 8 | 1 | 0 | 0 | 0 | 0 | 0 | 0 | 0 | 0 | 0 | 0 | 0 | 0 | 0
1994 | 8 | 2 | 0.16 | 0.16 | 0.11 | 0 | 0.16 | 0.11 | 0 | 0 | 0 | 0 | 0 | 0 | 0
1994 | 8 | 3 | 0 | 0 | 0 | 0 | 0 | 0 | 0 | 0 | 0 | 0 | 0 | 0 | 0
1994 | 8 | 4 | 0 | 0 | 0 | 0 | 0 | 0 | 0 | 0 | 0 | 0 | 0 | 0 | 0
1994 | 8 | 5 | 0.47 | 0.47 | 0.42 | 0 | 0.47 | 0.42 | 0 | 0 | 0 | 0 | 0 | 0 | 0
1994 | 8 | 6 | 0 | 0 | 0 | 0 | 0 | 0 | 0 | 0 | 0 | 0 | 0 | 0 | 0
1994 | 8 | 7 | 0 | 0 | 0 | 0 | 0 | 0 | 0 | 0 | 0 | 0 | 0 | 0 | 0
1994 | 8 | 8 | 0 | 0 | 0 | 0 | 0 | 0 | 0 | 0 | 0 | 0 | 0 | 0 | 0
1994 | 8 | 9 | 0 | 0 | 0 | 0 | 0 | 0 | 0 | 0 | 0 | 0 | 0 | 0 | 0
1994 | 8 | 10 | 0 | 0 | 0 | 0 | 0 | 0 | 0 | 0 | 0 | 0 | 0 | 0 | 0
1994 | 8 | 11 | 1.29 | 1 | 0.95 | 0 | 1 | 0.95 | 0 | 0 | 0 | 0 | 0 | 0 | 0
1994 | 8 | 12 | 0 | 0 | 0 | 0 | 0 | 0 | 0 | 0 | 0 | 0 | 0 | 0 | 0
1994 | 8 | 13 | 0 | 0 | 0 | 0 | 0 | 0 | 0 | 0 | 0 | 0 | 0 | 0 | 0
1994 | 8 | 14 | 0.37 | 0.37 | 0.32 | 0 | 0.37 | 0.32 | 0 | 0 | 0 | 0 | 0 | 0 | 0
1994 | 8 | 15 | 0 | 0 | 0 | 0 | 0 | 0 | 0 | 0 | 0 | 0 | 0 | 0 | 0
1994 | 8 | 16 | 0.56 | 0.56 | 0.51 | 0 | 0.56 | 0.51 | 0 | 0 | 0 | 0 | 0 | 0 | 0
1994 | 8 | 17 | 0.46 | 0.46 | 0.41 | 0 | 0.46 | 0.41 | 0 | 0 | 0 | 0 | 0 | 0 | 0
1994 | 8 | 18 | 0.01 | 0.01 | 0 | 0 | 0.01 | 0 | 0 | 0 | 0 | 0 | 0 | 0 | 0
1994 | 8 | 19 | 0 | 0 | 0 | 0 | 0 | 0 | 0 | 0 | 0 | 0 | 0 | 0 | 0
1994 | 8 | 20 | 0 | 0 | 0 | 0 | 0 | 0 | 0 | 0 | 0 | 0 | 0 | 0 | 0
1994 | 8 | 21 | 0.08 | 0.08 | 0.03 | 0 | 0.08 | 0.03 | 0 | 0 | 0 | 0 | 0 | 0 | 0
1994 | 8 | 22 | 0.05 | 0.05 | 0 | 0 | 0.05 | 0 | 0 | 0 | 0 | 0 | 0 | 0 | 0
1994 | 8 | 23 | 0 | 0 | 0 | 0 | 0 | 0 | 0 | 0 | 0 | 0 | 0 | 0 | 0
1994 | 8 | 24 | 0 | 0 | 0 | 0 | 0 | 0 | 0 | 0 | 0 | 0 | 0 | 0 | 0
1994 | 8 | 25 | 0 | 0 | 0 | 0 | 0 | 0 | 0 | 0 | 0 | 0 | 0 | 0 | 0
1994 | 8 | 26 | 0.85 | 0.85 | 0.8 | 0 | 0.85 | 0.8 | 0 | 0 | 0 | 0 | 0 | 0 | 0
1994 | 8 | 27 | 0 | 0 | 0 | 0 | 0 | 0 | 0 | 0 | 0 | 0 | 0 | 0 | 0
1994 | 8 | 28 | 0 | 0 | 0 | 0 | 0 | 0 | 0 | 0 | 0 | 0 | 0 | 0 | 0
1994 | 8 | 29 | 0.05 | 0.05 | 0 | 0 | 0.05 | 0 | 0 | 0 | 0 | 0 | 0 | 0 | 0
1994 | 8 | 30 | 0 | 0 | 0 | 0 | 0 | 0 | 0 | 0 | 0 | 0 | 0 | 0 | 0
1994 | 8 | 31 | 0 | 0 | 0 | 0 | 0 | 0 | 0 | 0 | 0 | 0 | 0 | 0 | 0
1994 | 9 | 1 | 0 | 0 | 0 | 0 | 0 | 0 | 0 | 0 | 0 | 0 | 0 | 0 | 0
1994 | 9 | 2 | 0 | 0 | 0 | 0 | 0 | 0 | 0 | 0 | 0 | 0 | 0 | 0 | 0
1994 | 9 | 3 | 0 | 0 | 0 | 0 | 0 | 0 | 0 | 0 | 0 | 0 | 0 | 0 | 0
1994 | 9 | 4 | 0 | 0 | 0 | 0 | 0 | 0 | 0 | 0 | 0 | 0 | 0 | 0 | 0
1994 | 9 | 5 | 0 | 0 | 0 | 0 | 0 | 0 | 0 | 0 | 0 | 0 | 0 | 0 | 0
1994 | 9 | 6 | 0 | 0 | 0 | 0 | 0 | 0 | 0 | 0 | 0 | 0 | 0 | 0 | 0
1994 | 9 | 7 | 0 | 0 | 0 | 0 | 0 | 0 | 0 | 0 | 0 | 0 | 0 | 0 | 0
1994 | 9 | 8 | 0 | 0 | 0 | 0 | 0 | 0 | 0 | 0 | 0 | 0 | 0 | 0 | 0
1994 | 9 | 9 | 0 | 0 | 0 | 0 | 0 | 0 | 0 | 0 | 0 | 0 | 0 | 0 | 0
1994 | 9 | 10 | 0 | 0 | 0 | 0 | 0 | 0 | 0 | 0 | 0 | 0 | 0 | 0 | 0
1994 | 9 | 11 | 0 | 0 | 0 | 0 | 0 | 0 | 0 | 0 | 0 | 0 | 0 | 0 | 0
1994 | 9 | 12 | 0 | 0 | 0 | 0 | 0 | 0 | 0 | 0 | 0 | 0 | 0 | 0 | 0
1994 | 9 | 13 | 0 | 0 | 0 | 0 | 0 | 0 | 0 | 0 | 0 | 0 | 0 | 0 | 0
1994 | 9 | 14 | 0 | 0 | 0 | 0 | 0 | 0 | 0 | 0 | 0 | 0 | 0 | 0 | 0
1994 | 9 | 15 | 0 | 0 | 0 | 0 | 0 | 0 | 0 | 0 | 0 | 0 | 0 | 0 | 0
1994 | 9 | 16 | 0 | 0 | 0 | 0 | 0 | 0 | 0 | 0 | 0 | 0 | 0 | 0 | 0
1994 | 9 | 17 | 0.47 | 0.47 | 0.42 | 0 | 0.47 | 0.42 | 0 | 0 | 0 | 0 | 0 | 0 | 0
1994 | 9 | 18 | 0.08 | 0.08 | 0.03 | 0 | 0.08 | 0.03 | 0 | 0 | 0 | 0 | 0 | 0 | 0
1994 | 9 | 19 | 0 | 0 | 0 | 0 | 0 | 0 | 0 | 0 | 0 | 0 | 0 | 0 | 0
1994 | 9 | 20 | 0 | 0 | 0 | 0 | 0 | 0 | 0 | 0 | 0 | 0 | 0 | 0 | 0
1994 | 9 | 21 | 0 | 0 | 0 | 0 | 0 | 0 | 0 | 0 | 0 | 0 | 0 | 0 | 0
1994 | 9 | 22 | 1.53 | 1 | 0.95 | 0 | 1 | 0.95 | 0 | 0 | 0 | 0 | 0 | 0 | 0
1994 | 9 | 23 | 0.02 | 0.02 | 0 | 0 | 0.02 | 0 | 0 | 0 | 0 | 0 | 0 | 0 | 0
1994 | 9 | 24 | 0 | 0 | 0 | 0 | 0 | 0 | 0 | 0 | 0 | 0 | 0 | 0 | 0
1994 | 9 | 25 | 0 | 0 | 0 | 0 | 0 | 0 | 0 | 0 | 0 | 0 | 0 | 0 | 0
1994 | 9 | 26 | 0.74 | 0.74 | 0.69 | 0 | 0.74 | 0.69 | 0 | 0 | 0 | 0 | 0 | 0 | 0
1994 | 9 | 27 | 0 | 0 | 0 | 0 | 0 | 0 | 0 | 0 | 0 | 0 | 0 | 0 | 0
1994 | 9 | 28 | 0 | 0 | 0 | 0 | 0 | 0 | 0 | 0 | 0 | 0 | 0 | 0 | 0
1994 | 9 | 29 | 0 | 0 | 0 | 0 | 0 | 0 | 0 | 0 | 0 | 0 | 0 | 0 | 0
1994 | 9 | 30 | 0 | 0 | 0 | 0 | 0 | 0 | 0 | 0 | 0 | 0 | 0 | 0 | 0
1994 | 10 | 1 | 0.06 | 0.06 | 0.01 | 0 | 0.06 | 0.01 | 0 | 0 | 0 | 0 | 0 | 0 | 0
1994 | 10 | 2 | 0.02 | 0.02 | 0 | 0 | 0.02 | 0 | 0 | 0 | 0 | 0 | 0 | 0 | 0
1994 | 10 | 3 | 0 | 0 | 0 | 0 | 0 | 0 | 0 | 0 | 0 | 0 | 0 | 0 | 0
1994 | 10 | 4 | 0 | 0 | 0 | 0 | 0 | 0 | 0 | 0 | 0 | 0 | 0 | 0 | 0
1994 | 10 | 5 | 0 | 0 | 0 | 0 | 0 | 0 | 0 | 0 | 0 | 0 | 0 | 0 | 0
1994 | 10 | 6 | 0 | 0 | 0 | 0 | 0 | 0 | 0 | 0 | 0 | 0 | 0 | 0 | 0
1994 | 10 | 7 | 0 | 0 | 0 | 0 | 0 | 0 | 0 | 0 | 0 | 0 | 0 | 0 | 0
1994 | 10 | 8 | 0 | 0 | 0 | 0 | 0 | 0 | 0 | 0 | 0 | 0 | 0 | 0 | 0
1994 | 10 | 9 | 0.21 | 0.21 | 0.16 | 0 | 0.21 | 0.16 | 0 | 0 | 0 | 0 | 0 | 0 | 0
1994 | 10 | 10 | 0 | 0 | 0 | 0 | 0 | 0 | 0 | 0 | 0 | 0 | 0 | 0 | 0
1994 | 10 | 11 | 0 | 0 | 0 | 0 | 0 | 0 | 0 | 0 | 0 | 0 | 0 | 0 | 0
1994 | 10 | 12 | 0 | 0 | 0 | 0 | 0 | 0 | 0 | 0 | 0 | 0 | 0 | 0 | 0
1994 | 10 | 13 | 0 | 0 | 0 | 0 | 0 | 0 | 0 | 0 | 0 | 0 | 0 | 0 | 0
1994 | 10 | 14 | 0 | 0 | 0 | 0 | 0 | 0 | 0 | 0 | 0 | 0 | 0 | 0 | 0
1994 | 10 | 15 | 0 | 0 | 0 | 0 | 0 | 0 | 0 | 0 | 0 | 0 | 0 | 0 | 0
1994 | 10 | 16 | 0 | 0 | 0 | 0 | 0 | 0 | 0 | 0 | 0 | 0 | 0 | 0 | 0
1994 | 10 | 17 | 0 | 0 | 0 | 0 | 0 | 0 | 0 | 0 | 0 | 0 | 0 | 0 | 0
1994 | 10 | 18 | 0 | 0 | 0 | 0 | 0 | 0 | 0 | 0 | 0 | 0 | 0 | 0 | 0
1994 | 10 | 19 | 0 | 0 | 0 | 0 | 0 | 0 | 0 | 0 | 0 | 0 | 0 | 0 | 0
1994 | 10 | 20 | 0.03 | 0.03 | 0 | 0 | 0.03 | 0 | 0 | 0 | 0 | 0 | 0 | 0 | 0
1994 | 10 | 21 | 0 | 0 | 0 | 0 | 0 | 0 | 0 | 0 | 0 | 0 | 0 | 0 | 0
1994 | 10 | 22 | 0 | 0 | 0 | 0 | 0 | 0 | 0 | 0 | 0 | 0 | 0 | 0 | 0
1994 | 10 | 23 | 0.85 | 0.85 | 0.8 | 0 | 0.85 | 0.8 | 0 | 0 | 0 | 0 | 0 | 0 | 0
1994 | 10 | 24 | 0 | 0 | 0 | 0 | 0 | 0 | 0 | 0 | 0 | 0 | 0 | 0 | 0
1994 | 10 | 25 | 0 | 0 | 0 | 0 | 0 | 0 | 0 | 0 | 0 | 0 | 0 | 0 | 0
1994 | 10 | 26 | 0.02 | 0.02 | 0 | 0 | 0.02 | 0 | 0 | 0 | 0 | 0 | 0 | 0 | 0
1994 | 10 | 27 | 0 | 0 | 0 | 0 | 0 | 0 | 0 | 0 | 0 | 0 | 0 | 0 | 0
1994 | 10 | 28 | 0 | 0 | 0 | 0 | 0 | 0 | 0 | 0 | 0 | 0 | 0 | 0 | 0
1994 | 10 | 29 | 0 | 0 | 0 | 0 | 0 | 0 | 0 | 0 | 0 | 0 | 0 | 0 | 0
1994 | 10 | 30 | 0 | 0 | 0 | 0 | 0 | 0 | 0 | 0 | 0 | 0 | 0 | 0 | 0
1994 | 10 | 31 | 0 | 0 | 0 | 0 | 0 | 0 | 0 | 0 | 0 | 0 | 0 | 0 | 0
1994 | 11 | 1 | 0.23 | 0.23 | 0.18 | 0 | 0.23 | 0.18 | 0 | 0 | 0 | 0 | 0 | 0 | 0
1994 | 11 | 2 | 0 | 0 | 0 | 0 | 0 | 0 | 0 | 0 | 0 | 0 | 0 | 0 | 0
1994 | 11 | 3 | 0 | 0 | 0 | 0 | 0 | 0 | 0 | 0 | 0 | 0 | 0 | 0 | 0
1994 | 11 | 4 | 0 | 0 | 0 | 0 | 0 | 0 | 0 | 0 | 0 | 0 | 0 | 0 | 0
1994 | 11 | 5 | 0 | 0 | 0 | 0 | 0 | 0 | 0 | 0 | 0 | 0 | 0 | 0 | 0
1994 | 11 | 6 | 0.06 | 0.06 | 0.01 | 0 | 0.06 | 0.01 | 0 | 0 | 0 | 0 | 0 | 0 | 0
1994 | 11 | 7 | 0 | 0 | 0 | 0 | 0 | 0 | 0 | 0 | 0 | 0 | 0 | 0 | 0
1994 | 11 | 8 | 0 | 0 | 0 | 0 | 0 | 0 | 0 | 0 | 0 | 0 | 0 | 0 | 0
1994 | 11 | 9 | 0 | 0 | 0 | 0 | 0 | 0 | 0 | 0 | 0 | 0 | 0 | 0 | 0
1994 | 11 | 10 | 0.23 | 0.23 | 0.18 | 0 | 0.23 | 0.18 | 0 | 0 | 0 | 0 | 0 | 0 | 0
1994 | 11 | 11 | 0 | 0 | 0 | 0 | 0 | 0 | 0 | 0 | 0 | 0 | 0 | 0 | 0
1994 | 11 | 12 | 0 | 0 | 0 | 0 | 0 | 0 | 0 | 0 | 0 | 0 | 0 | 0 | 0
1994 | 11 | 13 | 0 | 0 | 0 | 0 | 0 | 0 | 0 | 0 | 0 | 0 | 0 | 0 | 0
1994 | 11 | 14 | 0 | 0 | 0 | 0 | 0 | 0 | 0 | 0 | 0 | 0 | 0 | 0 | 0
1994 | 11 | 15 | 0 | 0 | 0 | 0 | 0 | 0 | 0 | 0 | 0 | 0 | 0 | 0 | 0
1994 | 11 | 16 | 0 | 0 | 0 | 0 | 0 | 0 | 0 | 0 | 0 | 0 | 0 | 0 | 0
1994 | 11 | 17 | 0 | 0 | 0 | 0 | 0 | 0 | 0 | 0 | 0 | 0 | 0 | 0 | 0
1994 | 11 | 18 | 0.1 | 0.1 | 0.05 | 0 | 0.1 | 0.05 | 0 | 0 | 0 | 0 | 0 | 0 | 0
1994 | 11 | 19 | 0 | 0 | 0 | 0 | 0 | 0 | 0 | 0 | 0 | 0 | 0 | 0 | 0
1994 | 11 | 20 | 0 | 0 | 0 | 0 | 0 | 0 | 0 | 0 | 0 | 0 | 0 | 0 | 0
1994 | 11 | 21 | 0.52 | 0.52 | 0.47 | 0 | 0.52 | 0.47 | 0 | 0 | 0 | 0 | 0 | 0 | 0
1994 | 11 | 22 | 0 | 0 | 0 | 0 | 0 | 0 | 0 | 0 | 0 | 0 | 0 | 0 | 0
1994 | 11 | 23 | 0 | 0 | 0 | 0 | 0 | 0 | 0 | 0 | 0 | 0 | 0 | 0 | 0
1994 | 11 | 24 | 0 | 0 | 0 | 0 | 0 | 0 | 0 | 0 | 0 | 0 | 0 | 0 | 0
1994 | 11 | 25 | 0 | 0 | 0 | 0 | 0 | 0 | 0 | 0 | 0 | 0 | 0 | 0 | 0
1994 | 11 | 26 | 0 | 0 | 0 | 0 | 0 | 0 | 0 | 0 | 0 | 0 | 0 | 0 | 0
1994 | 11 | 27 | 0.42 | 0.42 | 0.37 | 0 | 0.42 | 0.37 | 0 | 0 | 0 | 0 | 0 | 0 | 0
1994 | 11 | 28 | 0.01 | 0.01 | 0 | 0 | 0.01 | 0 | 0 | 0 | 0 | 0 | 0 | 0 | 0
1994 | 11 | 29 | 0 | 0 | 0 | 0 | 0 | 0 | 0 | 0 | 0 | 0 | 0 | 0 | 0
1994 | 11 | 30 | 0 | 0 | 0 | 0 | 0 | 0 | 0 | 0 | 0 | 0 | 0 | 0 | 0
1994 | 12 | 1 | 0 | 0 | 0 | 0 | 0 | 0 | 0 | 0 | 0 | 0 | 0 | 0 | 0
1994 | 12 | 2 | 0 | 0 | 0 | 0 | 0 | 0 | 0 | 0 | 0 | 0 | 0 | 0 | 0
1994 | 12 | 3 | 0 | 0 | 0 | 0 | 0 | 0 | 0 | 0 | 0 | 0 | 0 | 0 | 0
1994 | 12 | 4 | 0.32 | 0.32 | 0.27 | 0 | 0.32 | 0.27 | 0 | 0 | 0 | 0 | 0 | 0 | 0
1994 | 12 | 5 | 0.66 | 0.66 | 0.61 | 0 | 0.66 | 0.61 | 0 | 0 | 0 | 0 | 0 | 0 | 0
1994 | 12 | 6 | 0 | 0 | 0 | 0 | 0 | 0 | 0 | 0 | 0 | 0 | 0 | 0 | 0
1994 | 12 | 7 | 0 | 0 | 0 | 0 | 0 | 0 | 0 | 0 | 0 | 0 | 0 | 0 | 0
1994 | 12 | 8 | 0 | 0 | 0 | 0 | 0 | 0 | 0 | 0 | 0 | 0 | 0 | 0 | 0
1994 | 12 | 9 | 0.02 | 0.02 | 0 | 0 | 0.02 | 0 | 0 | 0 | 0 | 0 | 0 | 0 | 0
1994 | 12 | 10 | 0.61 | 0.61 | 0.56 | 0 | 0.61 | 0.56 | 0 | 0 | 0 | 0 | 0 | 0 | 0
1994 | 12 | 11 | 0.01 | 0.01 | 0 | 0 | 0.01 | 0 | 0 | 0 | 0 | 0 | 0 | 0 | 0
1994 | 12 | 12 | 0 | 0 | 0 | 0 | 0 | 0 | 0 | 0 | 0 | 0 | 0 | 0 | 0
1994 | 12 | 13 | 0 | 0 | 0 | 0 | 0 | 0 | 0 | 0 | 0 | 0 | 0 | 0 | 0
1994 | 12 | 14 | 0.03 | 0.03 | 0 | 0 | 0.03 | 0 | 0 | 0 | 0 | 0 | 0 | 0 | 0
1994 | 12 | 15 | 0 | 0 | 0 | 0 | 0 | 0 | 0 | 0 | 0 | 0 | 0 | 0 | 0
1994 | 12 | 16 | 0.04 | 0.04 | 0 | 0 | 0.04 | 0 | 0 | 0 | 0 | 0 | 0 | 0 | 0
1994 | 12 | 17 | 0.12 | 0.12 | 0.07 | 0 | 0.12 | 0.07 | 0 | 0 | 0 | 0 | 0 | 0 | 0
1994 | 12 | 18 | 0 | 0 | 0 | 0 | 0 | 0 | 0 | 0 | 0 | 0 | 0 | 0 | 0
1994 | 12 | 19 | 0 | 0 | 0 | 0 | 0 | 0 | 0 | 0 | 0 | 0 | 0 | 0 | 0
1994 | 12 | 20 | 0 | 0 | 0 | 0 | 0 | 0 | 0 | 0 | 0 | 0 | 0 | 0 | 0
1994 | 12 | 21 | 0 | 0 | 0 | 0 | 0 | 0 | 0 | 0 | 0 | 0 | 0 | 0 | 0
1994 | 12 | 22 | 0 | 0 | 0 | 0 | 0 | 0 | 0 | 0 | 0 | 0 | 0 | 0 | 0
1994 | 12 | 23 | 0 | 0 | 0 | 0 | 0 | 0 | 0 | 0 | 0 | 0 | 0 | 0 | 0
1994 | 12 | 24 | 0.1 | 0.1 | 0.05 | 0 | 0.1 | 0.05 | 0 | 0 | 0 | 0 | 0 | 0 | 0
1994 | 12 | 25 | 0.04 | 0.04 | 0 | 0 | 0.04 | 0 | 0 | 0 | 0 | 0 | 0 | 0 | 0
1994 | 12 | 26 | 0 | 0 | 0 | 0 | 0 | 0 | 0 | 0 | 0 | 0 | 0 | 0 | 0
1994 | 12 | 27 | 0 | 0 | 0 | 0 | 0 | 0 | 0 | 0 | 0 | 0 | 0 | 0 | 0
1994 | 12 | 28 | 0 | 0 | 0 | 0 | 0 | 0 | 0 | 0 | 0 | 0 | 0 | 0 | 0
1994 | 12 | 29 | 0 | 0 | 0 | 0 | 0 | 0 | 0 | 0 | 0 | 0 | 0 | 0 | 0
1994 | 12 | 30 | 0 | 0 | 0 | 0 | 0 | 0 | 0 | 0 | 0 | 0 | 0 | 0 | 0
1994 | 12 | 31 | 0.4 | 0.4 | 0.35 | 0 | 0.4 | 0.35 | 0 | 0 | 0 | 0 | 0 | 0 | 0
1995 | 1 | 1 | 0.06 | 0.06 | 0.01 | 0 | 0.06 | 0.01 | 0 | 0 | 0 | 0 | 0 | 0 | 0
1995 | 1 | 2 | 0.02 | 0.02 | 0 | 0 | 0.02 | 0 | 0 | 0 | 0 | 0 | 0 | 0 | 0
1995 | 1 | 3 | 0 | 0 | 0 | 0 | 0 | 0 | 0 | 0 | 0 | 0 | 0 | 0 | 0
1995 | 1 | 4 | 0 | 0 | 0 | 0 | 0 | 0 | 0 | 0 | 0 | 0 | 0 | 0 | 0
1995 | 1 | 5 | 0 | 0 | 0 | 0 | 0 | 0 | 0 | 0 | 0 | 0 | 0 | 0 | 0
1995 | 1 | 6 | 1 | 1 | 0.95 | 0 | 1 | 0.95 | 0 | 0 | 0 | 0 | 0 | 0 | 0
1995 | 1 | 7 | 0.07 | 0.07 | 0.02 | 0 | 0.07 | 0.02 | 0 | 0 | 0 | 0 | 0 | 0 | 0
1995 | 1 | 8 | 0 | 0 | 0 | 0 | 0 | 0 | 0 | 0 | 0 | 0 | 0 | 0 | 0
1995 | 1 | 9 | 0 | 0 | 0 | 0 | 0 | 0 | 0 | 0 | 0 | 0 | 0 | 0 | 0
1995 | 1 | 10 | 0 | 0 | 0 | 0 | 0 | 0 | 0 | 0 | 0 | 0 | 0 | 0 | 0
1995 | 1 | 11 | 0.04 | 0.04 | 0 | 0 | 0.04 | 0 | 0 | 0 | 0 | 0 | 0 | 0 | 0
1995 | 1 | 12 | 0.01 | 0.01 | 0 | 0 | 0.01 | 0 | 0 | 0 | 0 | 0 | 0 | 0 | 0
1995 | 1 | 13 | 0 | 0 | 0 | 0 | 0 | 0 | 0 | 0 | 0 | 0 | 0 | 0 | 0
1995 | 1 | 14 | 0.05 | 0.05 | 0 | 0 | 0.05 | 0 | 0 | 0 | 0 | 0 | 0 | 0 | 0
1995 | 1 | 15 | 0.41 | 0.41 | 0.36 | 0 | 0.41 | 0.36 | 0 | 0 | 0 | 0 | 0 | 0 | 0
1995 | 1 | 16 | 0 | 0 | 0 | 0 | 0 | 0 | 0 | 0 | 0 | 0 | 0 | 0 | 0
1995 | 1 | 17 | 0 | 0 | 0 | 0 | 0 | 0 | 0 | 0 | 0 | 0 | 0 | 0 | 0
1995 | 1 | 18 | 0 | 0 | 0 | 0 | 0 | 0 | 0 | 0 | 0 | 0 | 0 | 0 | 0
1995 | 1 | 19 | 0.29 | 0.29 | 0.24 | 0 | 0.29 | 0.24 | 0 | 0 | 0 | 0 | 0 | 0 | 0
1995 | 1 | 20 | 0.99 | 0.99 | 0.94 | 0 | 0.99 | 0.94 | 0 | 0 | 0 | 0 | 0 | 0 | 0
1995 | 1 | 21 | 0 | 0 | 0 | 0 | 0 | 0 | 0 | 0 | 0 | 0 | 0 | 0 | 0
1995 | 1 | 22 | 0 | 0 | 0 | 0 | 0 | 0 | 0 | 0 | 0 | 0 | 0 | 0 | 0
1995 | 1 | 23 | 0 | 0 | 0 | 0 | 0 | 0 | 0 | 0 | 0 | 0 | 0 | 0 | 0
1995 | 1 | 24 | 0 | 0 | 0 | 0 | 0 | 0 | 0 | 0 | 0 | 0 | 0 | 0 | 0
1995 | 1 | 25 | 0 | 0 | 0 | 0 | 0 | 0 | 0 | 0 | 0 | 0 | 0 | 0 | 0
1995 | 1 | 26 | 0 | 0 | 0 | 0 | 0 | 0 | 0 | 0 | 0 | 0 | 0 | 0 | 0
1995 | 1 | 27 | 0 | 0 | 0 | 0 | 0 | 0 | 0 | 0 | 0 | 0 | 0 | 0 | 0
1995 | 1 | 28 | 0.28 | 0.28 | 0.23 | 0 | 0.28 | 0.23 | 0 | 0 | 0 | 0 | 0 | 0 | 0
1995 | 1 | 29 | 0 | 0 | 0 | 0 | 0 | 0 | 0 | 0 | 0 | 0 | 0 | 0 | 0
1995 | 1 | 30 | 0 | 0 | 0 | 0 | 0 | 0 | 0 | 0 | 0 | 0 | 0 | 0 | 0
1995 | 1 | 31 | 0 | 0 | 0 | 0 | 0 | 0 | 0 | 0 | 0 | 0 | 0 | 0 | 0
1995 | 2 | 1 | 0 | 0 | 0 | 0 | 0 | 0 | 0 | 0 | 0 | 0 | 0 | 0 | 0
1995 | 2 | 2 | 0 | 0 | 0 | 0 | 0 | 0 | 0 | 0 | 0 | 0 | 0 | 0 | 0
1995 | 2 | 3 | 0 | 0 | 0 | 0 | 0 | 0 | 0 | 0 | 0 | 0 | 0 | 0 | 0
1995 | 2 | 4 | 0.59 | 0.59 | 0.54 | 0 | 0.59 | 0.54 | 0 | 0 | 0 | 0 | 0 | 0 | 0
1995 | 2 | 5 | 0 | 0 | 0 | 0 | 0 | 0 | 0 | 0 | 0 | 0 | 0 | 0 | 0
1995 | 2 | 6 | 0 | 0 | 0 | 0 | 0 | 0 | 0 | 0 | 0 | 0 | 0 | 0 | 0
1995 | 2 | 7 | 0 | 0 | 0 | 0 | 0 | 0 | 0 | 0 | 0 | 0 | 0 | 0 | 0
1995 | 2 | 8 | 0 | 0 | 0 | 0 | 0 | 0 | 0 | 0 | 0 | 0 | 0 | 0 | 0
1995 | 2 | 9 | 0 | 0 | 0 | 0 | 0 | 0 | 0 | 0 | 0 | 0 | 0 | 0 | 0
1995 | 2 | 10 | 0 | 0 | 0 | 0 | 0 | 0 | 0 | 0 | 0 | 0 | 0 | 0 | 0
1995 | 2 | 11 | 0 | 0 | 0 | 0 | 0 | 0 | 0 | 0 | 0 | 0 | 0 | 0 | 0
1995 | 2 | 12 | 0 | 0 | 0 | 0 | 0 | 0 | 0 | 0 | 0 | 0 | 0 | 0 | 0
1995 | 2 | 13 | 0 | 0 | 0 | 0 | 0 | 0 | 0 | 0 | 0 | 0 | 0 | 0 | 0
1995 | 2 | 14 | 0 | 0 | 0 | 0 | 0 | 0 | 0 | 0 | 0 | 0 | 0 | 0 | 0
1995 | 2 | 15 | 0.34 | 0.34 | 0.29 | 0 | 0.34 | 0.29 | 0 | 0 | 0 | 0 | 0 | 0 | 0
1995 | 2 | 16 | 0.15 | 0.15 | 0.1 | 0 | 0.15 | 0.1 | 0 | 0 | 0 | 0 | 0 | 0 | 0
1995 | 2 | 17 | 0 | 0 | 0 | 0 | 0 | 0 | 0 | 0 | 0 | 0 | 0 | 0 | 0
1995 | 2 | 18 | 0 | 0 | 0 | 0 | 0 | 0 | 0 | 0 | 0 | 0 | 0 | 0 | 0
1995 | 2 | 19 | 0 | 0 | 0 | 0 | 0 | 0 | 0 | 0 | 0 | 0 | 0 | 0 | 0
1995 | 2 | 20 | 0 | 0 | 0 | 0 | 0 | 0 | 0 | 0 | 0 | 0 | 0 | 0 | 0
1995 | 2 | 21 | 0 | 0 | 0 | 0 | 0 | 0 | 0 | 0 | 0 | 0 | 0 | 0 | 0
1995 | 2 | 22 | 0 | 0 | 0 | 0 | 0 | 0 | 0 | 0 | 0 | 0 | 0 | 0 | 0
1995 | 2 | 23 | 0 | 0 | 0 | 0 | 0 | 0 | 0 | 0 | 0 | 0 | 0 | 0 | 0
1995 | 2 | 24 | 0 | 0 | 0 | 0 | 0 | 0 | 0 | 0 | 0 | 0 | 0 | 0 | 0
1995 | 2 | 25 | 0 | 0 | 0 | 0 | 0 | 0 | 0 | 0 | 0 | 0 | 0 | 0 | 0
1995 | 2 | 26 | 0 | 0 | 0 | 0 | 0 | 0 | 0 | 0 | 0 | 0 | 0 | 0 | 0
1995 | 2 | 27 | 0.35 | 0.35 | 0.3 | 0 | 0.35 | 0.3 | 0 | 0 | 0 | 0 | 0 | 0 | 0
1995 | 2 | 28 | 0.28 | 0.28 | 0.23 | 0 | 0.28 | 0.23 | 0 | 0 | 0 | 0 | 0 | 0 | 0
1995 | 3 | 1 | 0 | 0 | 0 | 0 | 0 | 0 | 0 | 0 | 0 | 0 | 0 | 0 | 0
1995 | 3 | 2 | 0 | 0 | 0 | 0 | 0 | 0 | 0 | 0 | 0 | 0 | 0 | 0 | 0
1995 | 3 | 3 | 0 | 0 | 0 | 0 | 0 | 0 | 0 | 0 | 0 | 0 | 0 | 0 | 0
1995 | 3 | 4 | 0 | 0 | 0 | 0 | 0 | 0 | 0 | 0 | 0 | 0 | 0 | 0 | 0
1995 | 3 | 5 | 0 | 0 | 0 | 0 | 0 | 0 | 0 | 0 | 0 | 0 | 0 | 0 | 0
1995 | 3 | 6 | 0.05 | 0.05 | 0 | 0 | 0.05 | 0 | 0 | 0 | 0 | 0 | 0 | 0 | 0
1995 | 3 | 7 | 0 | 0 | 0 | 0 | 0 | 0 | 0 | 0 | 0 | 0 | 0 | 0 | 0
1995 | 3 | 8 | 1.97 | 1 | 0.95 | 0 | 1 | 0.95 | 0 | 0 | 0 | 0 | 0 | 0 | 0
1995 | 3 | 9 | 0.01 | 0.01 | 0 | 0 | 0.01 | 0 | 0 | 0 | 0 | 0 | 0 | 0 | 0
1995 | 3 | 10 | 0 | 0 | 0 | 0 | 0 | 0 | 0 | 0 | 0 | 0 | 0 | 0 | 0
1995 | 3 | 11 | 0 | 0 | 0 | 0 | 0 | 0 | 0 | 0 | 0 | 0 | 0 | 0 | 0
1995 | 3 | 12 | 0 | 0 | 0 | 0 | 0 | 0 | 0 | 0 | 0 | 0 | 0 | 0 | 0
1995 | 3 | 13 | 0 | 0 | 0 | 0 | 0 | 0 | 0 | 0 | 0 | 0 | 0 | 0 | 0
1995 | 3 | 14 | 0 | 0 | 0 | 0 | 0 | 0 | 0 | 0 | 0 | 0 | 0 | 0 | 0
1995 | 3 | 15 | 0 | 0 | 0 | 0 | 0 | 0 | 0 | 0 | 0 | 0 | 0 | 0 | 0
1995 | 3 | 16 | 0 | 0 | 0 | 0 | 0 | 0 | 0 | 0 | 0 | 0 | 0 | 0 | 0
1995 | 3 | 17 | 0 | 0 | 0 | 0 | 0 | 0 | 0 | 0 | 0 | 0 | 0 | 0 | 0
1995 | 3 | 18 | 0 | 0 | 0 | 0 | 0 | 0 | 0 | 0 | 0 | 0 | 0 | 0 | 0
1995 | 3 | 19 | 0 | 0 | 0 | 0 | 0 | 0 | 0 | 0 | 0 | 0 | 0 | 0 | 0
1995 | 3 | 20 | 0 | 0 | 0 | 0 | 0 | 0 | 0 | 0 | 0 | 0 | 0 | 0 | 0
1995 | 3 | 21 | 0.09 | 0.09 | 0.04 | 0 | 0.09 | 0.04 | 0 | 0 | 0 | 0 | 0 | 0 | 0
1995 | 3 | 22 | 0 | 0 | 0 | 0 | 0 | 0 | 0 | 0 | 0 | 0 | 0 | 0 | 0
1995 | 3 | 23 | 0 | 0 | 0 | 0 | 0 | 0 | 0 | 0 | 0 | 0 | 0 | 0 | 0
1995 | 3 | 24 | 0 | 0 | 0 | 0 | 0 | 0 | 0 | 0 | 0 | 0 | 0 | 0 | 0
1995 | 3 | 25 | 0 | 0 | 0 | 0 | 0 | 0 | 0 | 0 | 0 | 0 | 0 | 0 | 0
1995 | 3 | 26 | 0 | 0 | 0 | 0 | 0 | 0 | 0 | 0 | 0 | 0 | 0 | 0 | 0
1995 | 3 | 27 | 0 | 0 | 0 | 0 | 0 | 0 | 0 | 0 | 0 | 0 | 0 | 0 | 0
1995 | 3 | 28 | 0 | 0 | 0 | 0 | 0 | 0 | 0 | 0 | 0 | 0 | 0 | 0 | 0
1995 | 3 | 29 | 0 | 0 | 0 | 0 | 0 | 0 | 0 | 0 | 0 | 0 | 0 | 0 | 0
1995 | 3 | 30 | 0.02 | 0.02 | 0 | 0 | 0.02 | 0 | 0 | 0 | 0 | 0 | 0 | 0 | 0
1995 | 3 | 31 | 0 | 0 | 0 | 0 | 0 | 0 | 0 | 0 | 0 | 0 | 0 | 0 | 0
1995 | 4 | 1 | 0 | 0 | 0 | 0 | 0 | 0 | 0 | 0 | 0 | 0 | 0 | 0 | 0
1995 | 4 | 2 | 0.05 | 0.05 | 0 | 0 | 0.05 | 0 | 0 | 0 | 0 | 0 | 0 | 0 | 0
1995 | 4 | 3 | 0 | 0 | 0 | 0 | 0 | 0 | 0 | 0 | 0 | 0 | 0 | 0 | 0
1995 | 4 | 4 | 0 | 0 | 0 | 0 | 0 | 0 | 0 | 0 | 0 | 0 | 0 | 0 | 0
1995 | 4 | 5 | 0 | 0 | 0 | 0 | 0 | 0 | 0 | 0 | 0 | 0 | 0 | 0 | 0
1995 | 4 | 6 | 0 | 0 | 0 | 0 | 0 | 0 | 0 | 0 | 0 | 0 | 0 | 0 | 0
1995 | 4 | 7 | 0 | 0 | 0 | 0 | 0 | 0 | 0 | 0 | 0 | 0 | 0 | 0 | 0
1995 | 4 | 8 | 0.02 | 0.02 | 0 | 0 | 0.02 | 0 | 0 | 0 | 0 | 0 | 0 | 0 | 0
1995 | 4 | 9 | 0.06 | 0.06 | 0.01 | 0 | 0.06 | 0.01 | 0 | 0 | 0 | 0 | 0 | 0 | 0
1995 | 4 | 10 | 0.09 | 0.09 | 0.04 | 0 | 0.09 | 0.04 | 0 | 0 | 0 | 0 | 0 | 0 | 0
1995 | 4 | 11 | 0 | 0 | 0 | 0 | 0 | 0 | 0 | 0 | 0 | 0 | 0 | 0 | 0
1995 | 4 | 12 | 0.69 | 0.69 | 0.64 | 0 | 0.69 | 0.64 | 0 | 0 | 0 | 0 | 0 | 0 | 0
1995 | 4 | 13 | 0 | 0 | 0 | 0 | 0 | 0 | 0 | 0 | 0 | 0 | 0 | 0 | 0
1995 | 4 | 14 | 0 | 0 | 0 | 0 | 0 | 0 | 0 | 0 | 0 | 0 | 0 | 0 | 0
1995 | 4 | 15 | 0 | 0 | 0 | 0 | 0 | 0 | 0 | 0 | 0 | 0 | 0 | 0 | 0
1995 | 4 | 16 | 0 | 0 | 0 | 0 | 0 | 0 | 0 | 0 | 0 | 0 | 0 | 0 | 0
1995 | 4 | 17 | 0 | 0 | 0 | 0 | 0 | 0 | 0 | 0 | 0 | 0 | 0 | 0 | 0
1995 | 4 | 18 | 0 | 0 | 0 | 0 | 0 | 0 | 0 | 0 | 0 | 0 | 0 | 0 | 0
1995 | 4 | 19 | 0 | 0 | 0 | 0 | 0 | 0 | 0 | 0 | 0 | 0 | 0 | 0 | 0
1995 | 4 | 20 | 0 | 0 | 0 | 0 | 0 | 0 | 0 | 0 | 0 | 0 | 0 | 0 | 0
1995 | 4 | 21 | 0 | 0 | 0 | 0 | 0 | 0 | 0 | 0 | 0 | 0 | 0 | 0 | 0
1995 | 4 | 22 | 0.01 | 0.01 | 0 | 0 | 0.01 | 0 | 0 | 0 | 0 | 0 | 0 | 0 | 0
1995 | 4 | 23 | 0.13 | 0.13 | 0.08 | 0 | 0.13 | 0.08 | 0 | 0 | 0 | 0 | 0 | 0 | 0
1995 | 4 | 24 | 0.21 | 0.21 | 0.16 | 0 | 0.21 | 0.16 | 0 | 0 | 0 | 0 | 0 | 0 | 0
1995 | 4 | 25 | 0 | 0 | 0 | 0 | 0 | 0 | 0 | 0 | 0 | 0 | 0 | 0 | 0
1995 | 4 | 26 | 0 | 0 | 0 | 0 | 0 | 0 | 0 | 0 | 0 | 0 | 0 | 0 | 0
1995 | 4 | 27 | 0 | 0 | 0 | 0 | 0 | 0 | 0 | 0 | 0 | 0 | 0 | 0 | 0
1995 | 4 | 28 | 0 | 0 | 0 | 0 | 0 | 0 | 0 | 0 | 0 | 0 | 0 | 0 | 0
1995 | 4 | 29 | 0 | 0 | 0 | 0 | 0 | 0 | 0 | 0 | 0 | 0 | 0 | 0 | 0
1995 | 4 | 30 | 0.63 | 0.63 | 0.58 | 0 | 0.63 | 0.58 | 0 | 0 | 0 | 0 | 0 | 0 | 0
1995 | 5 | 1 | 0 | 0 | 0 | 0 | 0 | 0 | 0 | 0 | 0 | 0 | 0 | 0 | 0
1995 | 5 | 2 | 0.42 | 0.42 | 0.37 | 0 | 0.42 | 0.37 | 0 | 0 | 0 | 0 | 0 | 0 | 0
1995 | 5 | 3 | 0 | 0 | 0 | 0 | 0 | 0 | 0 | 0 | 0 | 0 | 0 | 0 | 0
1995 | 5 | 4 | 0.01 | 0.01 | 0 | 0 | 0.01 | 0 | 0 | 0 | 0 | 0 | 0 | 0 | 0
1995 | 5 | 5 | 0.09 | 0.09 | 0.04 | 0 | 0.09 | 0.04 | 0 | 0 | 0 | 0 | 0 | 0 | 0
1995 | 5 | 6 | 0 | 0 | 0 | 0 | 0 | 0 | 0 | 0 | 0 | 0 | 0 | 0 | 0
1995 | 5 | 7 | 0 | 0 | 0 | 0 | 0 | 0 | 0 | 0 | 0 | 0 | 0 | 0 | 0
1995 | 5 | 8 | 0 | 0 | 0 | 0 | 0 | 0 | 0 | 0 | 0 | 0 | 0 | 0 | 0
1995 | 5 | 9 | 0.16 | 0.16 | 0.11 | 0 | 0.16 | 0.11 | 0 | 0 | 0 | 0 | 0 | 0 | 0
1995 | 5 | 10 | 0.87 | 0.87 | 0.82 | 0 | 0.87 | 0.82 | 0 | 0 | 0 | 0 | 0 | 0 | 0
1995 | 5 | 11 | 0.07 | 0.07 | 0.02 | 0 | 0.07 | 0.02 | 0 | 0 | 0 | 0 | 0 | 0 | 0
1995 | 5 | 12 | 0 | 0 | 0 | 0 | 0 | 0 | 0 | 0 | 0 | 0 | 0 | 0 | 0
1995 | 5 | 13 | 0 | 0 | 0 | 0 | 0 | 0 | 0 | 0 | 0 | 0 | 0 | 0 | 0
1995 | 5 | 14 | 0.5 | 0.5 | 0.45 | 0 | 0.5 | 0.45 | 0 | 0 | 0 | 0 | 0 | 0 | 0
1995 | 5 | 15 | 0 | 0 | 0 | 0 | 0 | 0 | 0 | 0 | 0 | 0 | 0 | 0 | 0
1995 | 5 | 16 | 0 | 0 | 0 | 0 | 0 | 0 | 0 | 0 | 0 | 0 | 0 | 0 | 0
1995 | 5 | 17 | 0.06 | 0.06 | 0.01 | 0 | 0.06 | 0.01 | 0 | 0 | 0 | 0 | 0 | 0 | 0
1995 | 5 | 18 | 0.32 | 0.32 | 0.27 | 0 | 0.32 | 0.27 | 0 | 0 | 0 | 0 | 0 | 0 | 0
1995 | 5 | 19 | 0.45 | 0.45 | 0.4 | 0 | 0.45 | 0.4 | 0 | 0 | 0 | 0 | 0 | 0 | 0
1995 | 5 | 20 | 0 | 0 | 0 | 0 | 0 | 0 | 0 | 0 | 0 | 0 | 0 | 0 | 0
1995 | 5 | 21 | 0 | 0 | 0 | 0 | 0 | 0 | 0 | 0 | 0 | 0 | 0 | 0 | 0
1995 | 5 | 22 | 0 | 0 | 0 | 0 | 0 | 0 | 0 | 0 | 0 | 0 | 0 | 0 | 0
1995 | 5 | 23 | 0 | 0 | 0 | 0 | 0 | 0 | 0 | 0 | 0 | 0 | 0 | 0 | 0
1995 | 5 | 24 | 0 | 0 | 0 | 0 | 0 | 0 | 0 | 0 | 0 | 0 | 0 | 0 | 0
1995 | 5 | 25 | 0.72 | 0.72 | 0.67 | 0 | 0.72 | 0.67 | 0 | 0 | 0 | 0 | 0 | 0 | 0
1995 | 5 | 26 | 0.03 | 0.03 | 0 | 0 | 0.03 | 0 | 0 | 0 | 0 | 0 | 0 | 0 | 0
1995 | 5 | 27 | 0 | 0 | 0 | 0 | 0 | 0 | 0 | 0 | 0 | 0 | 0 | 0 | 0
1995 | 5 | 28 | 0.34 | 0.34 | 0.29 | 0 | 0.34 | 0.29 | 0 | 0 | 0 | 0 | 0 | 0 | 0
1995 | 5 | 29 | 0.15 | 0.15 | 0.1 | 0 | 0.15 | 0.1 | 0 | 0 | 0 | 0 | 0 | 0 | 0
1995 | 5 | 30 | 0 | 0 | 0 | 0 | 0 | 0 | 0 | 0 | 0 | 0 | 0 | 0 | 0
1995 | 5 | 31 | 0 | 0 | 0 | 0 | 0 | 0 | 0 | 0 | 0 | 0 | 0 | 0 | 0
1995 | 6 | 1 | 0 | 0 | 0 | 0 | 0 | 0 | 0 | 0 | 0 | 0 | 0 | 0 | 0
1995 | 6 | 2 | 0.05 | 0.05 | 0 | 0 | 0.05 | 0 | 0 | 0 | 0 | 0 | 0 | 0 | 0
1995 | 6 | 3 | 0.18 | 0.18 | 0.13 | 0 | 0.18 | 0.13 | 0 | 0 | 0 | 0 | 0 | 0 | 0
1995 | 6 | 4 | 0 | 0 | 0 | 0 | 0 | 0 | 0 | 0 | 0 | 0 | 0 | 0 | 0
1995 | 6 | 5 | 0 | 0 | 0 | 0 | 0 | 0 | 0 | 0 | 0 | 0 | 0 | 0 | 0
1995 | 6 | 6 | 0 | 0 | 0 | 0 | 0 | 0 | 0 | 0 | 0 | 0 | 0 | 0 | 0
1995 | 6 | 7 | 0.03 | 0.03 | 0 | 0 | 0.03 | 0 | 0 | 0 | 0 | 0 | 0 | 0 | 0
1995 | 6 | 8 | 0 | 0 | 0 | 0 | 0 | 0 | 0 | 0 | 0 | 0 | 0 | 0 | 0
1995 | 6 | 9 | 0 | 0 | 0 | 0 | 0 | 0 | 0 | 0 | 0 | 0 | 0 | 0 | 0
1995 | 6 | 10 | 0 | 0 | 0 | 0 | 0 | 0 | 0 | 0 | 0 | 0 | 0 | 0 | 0
1995 | 6 | 11 | 0.45 | 0.45 | 0.4 | 0 | 0.45 | 0.4 | 0 | 0 | 0 | 0 | 0 | 0 | 0
1995 | 6 | 12 | 0.37 | 0.37 | 0.32 | 0 | 0.37 | 0.32 | 0 | 0 | 0 | 0 | 0 | 0 | 0
1995 | 6 | 13 | 0 | 0 | 0 | 0 | 0 | 0 | 0 | 0 | 0 | 0 | 0 | 0 | 0
1995 | 6 | 14 | 0 | 0 | 0 | 0 | 0 | 0 | 0 | 0 | 0 | 0 | 0 | 0 | 0
1995 | 6 | 15 | 0 | 0 | 0 | 0 | 0 | 0 | 0 | 0 | 0 | 0 | 0 | 0 | 0
1995 | 6 | 16 | 0 | 0 | 0 | 0 | 0 | 0 | 0 | 0 | 0 | 0 | 0 | 0 | 0
1995 | 6 | 17 | 0 | 0 | 0 | 0 | 0 | 0 | 0 | 0 | 0 | 0 | 0 | 0 | 0
1995 | 6 | 18 | 0 | 0 | 0 | 0 | 0 | 0 | 0 | 0 | 0 | 0 | 0 | 0 | 0
1995 | 6 | 19 | 0 | 0 | 0 | 0 | 0 | 0 | 0 | 0 | 0 | 0 | 0 | 0 | 0
1995 | 6 | 20 | 0 | 0 | 0 | 0 | 0 | 0 | 0 | 0 | 0 | 0 | 0 | 0 | 0
1995 | 6 | 21 | 0 | 0 | 0 | 0 | 0 | 0 | 0 | 0 | 0 | 0 | 0 | 0 | 0
1995 | 6 | 22 | 0.07 | 0.07 | 0.02 | 0 | 0.07 | 0.02 | 0 | 0 | 0 | 0 | 0 | 0 | 0
1995 | 6 | 23 | 0.31 | 0.31 | 0.26 | 0 | 0.31 | 0.26 | 0 | 0 | 0 | 0 | 0 | 0 | 0
1995 | 6 | 24 | 0.85 | 0.85 | 0.8 | 0 | 0.85 | 0.8 | 0 | 0 | 0 | 0 | 0 | 0 | 0
1995 | 6 | 25 | 0.03 | 0.03 | 0 | 0 | 0.03 | 0 | 0 | 0 | 0 | 0 | 0 | 0 | 0
1995 | 6 | 26 | 0.06 | 0.06 | 0.01 | 0 | 0.06 | 0.01 | 0 | 0 | 0 | 0 | 0 | 0 | 0
1995 | 6 | 27 | 0.02 | 0.02 | 0 | 0 | 0.02 | 0 | 0 | 0 | 0 | 0 | 0 | 0 | 0
1995 | 6 | 28 | 0 | 0 | 0 | 0 | 0 | 0 | 0 | 0 | 0 | 0 | 0 | 0 | 0
1995 | 6 | 29 | 0 | 0 | 0 | 0 | 0 | 0 | 0 | 0 | 0 | 0 | 0 | 0 | 0
1995 | 6 | 30 | 0 | 0 | 0 | 0 | 0 | 0 | 0 | 0 | 0 | 0 | 0 | 0 | 0
1995 | 7 | 1 | 0.33 | 0.33 | 0.28 | 0 | 0.33 | 0.28 | 0 | 0 | 0 | 0 | 0 | 0 | 0
1995 | 7 | 2 | 0 | 0 | 0 | 0 | 0 | 0 | 0 | 0 | 0 | 0 | 0 | 0 | 0
1995 | 7 | 3 | 0 | 0 | 0 | 0 | 0 | 0 | 0 | 0 | 0 | 0 | 0 | 0 | 0
1995 | 7 | 4 | 0.04 | 0.04 | 0 | 0 | 0.04 | 0 | 0 | 0 | 0 | 0 | 0 | 0 | 0
1995 | 7 | 5 | 0 | 0 | 0 | 0 | 0 | 0 | 0 | 0 | 0 | 0 | 0 | 0 | 0
1995 | 7 | 6 | 1.03 | 1 | 0.95 | 0 | 1 | 0.95 | 0 | 0 | 0 | 0 | 0 | 0 | 0
1995 | 7 | 7 | 0.11 | 0.11 | 0.06 | 0 | 0.11 | 0.06 | 0 | 0 | 0 | 0 | 0 | 0 | 0
1995 | 7 | 8 | 0 | 0 | 0 | 0 | 0 | 0 | 0 | 0 | 0 | 0 | 0 | 0 | 0
1995 | 7 | 9 | 0 | 0 | 0 | 0 | 0 | 0 | 0 | 0 | 0 | 0 | 0 | 0 | 0
1995 | 7 | 10 | 0.36 | 0.36 | 0.31 | 0 | 0.36 | 0.31 | 0 | 0 | 0 | 0 | 0 | 0 | 0
1995 | 7 | 11 | 0 | 0 | 0 | 0 | 0 | 0 | 0 | 0 | 0 | 0 | 0 | 0 | 0
1995 | 7 | 12 | 0 | 0 | 0 | 0 | 0 | 0 | 0 | 0 | 0 | 0 | 0 | 0 | 0
1995 | 7 | 13 | 0 | 0 | 0 | 0 | 0 | 0 | 0 | 0 | 0 | 0 | 0 | 0 | 0
1995 | 7 | 14 | 0 | 0 | 0 | 0 | 0 | 0 | 0 | 0 | 0 | 0 | 0 | 0 | 0
1995 | 7 | 15 | 0 | 0 | 0 | 0 | 0 | 0 | 0 | 0 | 0 | 0 | 0 | 0 | 0
1995 | 7 | 16 | 0 | 0 | 0 | 0 | 0 | 0 | 0 | 0 | 0 | 0 | 0 | 0 | 0
1995 | 7 | 17 | 0.02 | 0.02 | 0 | 0 | 0.02 | 0 | 0 | 0 | 0 | 0 | 0 | 0 | 0
1995 | 7 | 18 | 0.05 | 0.05 | 0 | 0 | 0.05 | 0 | 0 | 0 | 0 | 0 | 0 | 0 | 0
1995 | 7 | 19 | 0 | 0 | 0 | 0 | 0 | 0 | 0 | 0 | 0 | 0 | 0 | 0 | 0
1995 | 7 | 20 | 0 | 0 | 0 | 0 | 0 | 0 | 0 | 0 | 0 | 0 | 0 | 0 | 0
1995 | 7 | 21 | 1.6 | 1 | 0.95 | 0 | 1 | 0.95 | 0 | 0 | 0 | 0 | 0 | 0 | 0
1995 | 7 | 22 | 0.14 | 0.14 | 0.09 | 0 | 0.14 | 0.09 | 0 | 0 | 0 | 0 | 0 | 0 | 0
1995 | 7 | 23 | 0 | 0 | 0 | 0 | 0 | 0 | 0 | 0 | 0 | 0 | 0 | 0 | 0
1995 | 7 | 24 | 0.09 | 0.09 | 0.04 | 0 | 0.09 | 0.04 | 0 | 0 | 0 | 0 | 0 | 0 | 0
1995 | 7 | 25 | 0 | 0 | 0 | 0 | 0 | 0 | 0 | 0 | 0 | 0 | 0 | 0 | 0
1995 | 7 | 26 | 0 | 0 | 0 | 0 | 0 | 0 | 0 | 0 | 0 | 0 | 0 | 0 | 0
1995 | 7 | 27 | 0.26 | 0.26 | 0.21 | 0 | 0.26 | 0.21 | 0 | 0 | 0 | 0 | 0 | 0 | 0
1995 | 7 | 28 | 0 | 0 | 0 | 0 | 0 | 0 | 0 | 0 | 0 | 0 | 0 | 0 | 0
1995 | 7 | 29 | 0 | 0 | 0 | 0 | 0 | 0 | 0 | 0 | 0 | 0 | 0 | 0 | 0
1995 | 7 | 30 | 0 | 0 | 0 | 0 | 0 | 0 | 0 | 0 | 0 | 0 | 0 | 0 | 0
1995 | 7 | 31 | 0 | 0 | 0 | 0 | 0 | 0 | 0 | 0 | 0 | 0 | 0 | 0 | 0
1995 | 8 | 1 | 0 | 0 | 0 | 0 | 0 | 0 | 0 | 0 | 0 | 0 | 0 | 0 | 0
1995 | 8 | 2 | 0 | 0 | 0 | 0 | 0 | 0 | 0 | 0 | 0 | 0 | 0 | 0 | 0
1995 | 8 | 3 | 0 | 0 | 0 | 0 | 0 | 0 | 0 | 0 | 0 | 0 | 0 | 0 | 0
1995 | 8 | 4 | 0 | 0 | 0 | 0 | 0 | 0 | 0 | 0 | 0 | 0 | 0 | 0 | 0
1995 | 8 | 5 | 0.42 | 0.42 | 0.37 | 0 | 0.42 | 0.37 | 0 | 0 | 0 | 0 | 0 | 0 | 0
1995 | 8 | 6 | 0.46 | 0.46 | 0.41 | 0 | 0.46 | 0.41 | 0 | 0 | 0 | 0 | 0 | 0 | 0
1995 | 8 | 7 | 0 | 0 | 0 | 0 | 0 | 0 | 0 | 0 | 0 | 0 | 0 | 0 | 0
1995 | 8 | 8 | 0 | 0 | 0 | 0 | 0 | 0 | 0 | 0 | 0 | 0 | 0 | 0 | 0
1995 | 8 | 9 | 0 | 0 | 0 | 0 | 0 | 0 | 0 | 0 | 0 | 0 | 0 | 0 | 0
1995 | 8 | 10 | 0 | 0 | 0 | 0 | 0 | 0 | 0 | 0 | 0 | 0 | 0 | 0 | 0
1995 | 8 | 11 | 0 | 0 | 0 | 0 | 0 | 0 | 0 | 0 | 0 | 0 | 0 | 0 | 0
1995 | 8 | 12 | 0 | 0 | 0 | 0 | 0 | 0 | 0 | 0 | 0 | 0 | 0 | 0 | 0
1995 | 8 | 13 | 0 | 0 | 0 | 0 | 0 | 0 | 0 | 0 | 0 | 0 | 0 | 0 | 0
1995 | 8 | 14 | 0 | 0 | 0 | 0 | 0 | 0 | 0 | 0 | 0 | 0 | 0 | 0 | 0
1995 | 8 | 15 | 0 | 0 | 0 | 0 | 0 | 0 | 0 | 0 | 0 | 0 | 0 | 0 | 0
1995 | 8 | 16 | 0 | 0 | 0 | 0 | 0 | 0 | 0 | 0 | 0 | 0 | 0 | 0 | 0
1995 | 8 | 17 | 0 | 0 | 0 | 0 | 0 | 0 | 0 | 0 | 0 | 0 | 0 | 0 | 0
1995 | 8 | 18 | 0 | 0 | 0 | 0 | 0 | 0 | 0 | 0 | 0 | 0 | 0 | 0 | 0
1995 | 8 | 19 | 0 | 0 | 0 | 0 | 0 | 0 | 0 | 0 | 0 | 0 | 0 | 0 | 0
1995 | 8 | 20 | 0 | 0 | 0 | 0 | 0 | 0 | 0 | 0 | 0 | 0 | 0 | 0 | 0
1995 | 8 | 21 | 0 | 0 | 0 | 0 | 0 | 0 | 0 | 0 | 0 | 0 | 0 | 0 | 0
1995 | 8 | 22 | 0 | 0 | 0 | 0 | 0 | 0 | 0 | 0 | 0 | 0 | 0 | 0 | 0
1995 | 8 | 23 | 0 | 0 | 0 | 0 | 0 | 0 | 0 | 0 | 0 | 0 | 0 | 0 | 0
1995 | 8 | 24 | 0 | 0 | 0 | 0 | 0 | 0 | 0 | 0 | 0 | 0 | 0 | 0 | 0
1995 | 8 | 25 | 0 | 0 | 0 | 0 | 0 | 0 | 0 | 0 | 0 | 0 | 0 | 0 | 0
1995 | 8 | 26 | 0 | 0 | 0 | 0 | 0 | 0 | 0 | 0 | 0 | 0 | 0 | 0 | 0
1995 | 8 | 27 | 0 | 0 | 0 | 0 | 0 | 0 | 0 | 0 | 0 | 0 | 0 | 0 | 0
1995 | 8 | 28 | 0 | 0 | 0 | 0 | 0 | 0 | 0 | 0 | 0 | 0 | 0 | 0 | 0
1995 | 8 | 29 | 0 | 0 | 0 | 0 | 0 | 0 | 0 | 0 | 0 | 0 | 0 | 0 | 0
1995 | 8 | 30 | 0 | 0 | 0 | 0 | 0 | 0 | 0 | 0 | 0 | 0 | 0 | 0 | 0
1995 | 8 | 31 | 0 | 0 | 0 | 0 | 0 | 0 | 0 | 0 | 0 | 0 | 0 | 0 | 0
1995 | 9 | 1 | 0 | 0 | 0 | 0 | 0 | 0 | 0 | 0 | 0 | 0 | 0 | 0 | 0
1995 | 9 | 2 | 0 | 0 | 0 | 0 | 0 | 0 | 0 | 0 | 0 | 0 | 0 | 0 | 0
1995 | 9 | 3 | 0 | 0 | 0 | 0 | 0 | 0 | 0 | 0 | 0 | 0 | 0 | 0 | 0
1995 | 9 | 4 | 0 | 0 | 0 | 0 | 0 | 0 | 0 | 0 | 0 | 0 | 0 | 0 | 0
1995 | 9 | 5 | 0 | 0 | 0 | 0 | 0 | 0 | 0 | 0 | 0 | 0 | 0 | 0 | 0
1995 | 9 | 6 | 0 | 0 | 0 | 0 | 0 | 0 | 0 | 0 | 0 | 0 | 0 | 0 | 0
1995 | 9 | 7 | 0 | 0 | 0 | 0 | 0 | 0 | 0 | 0 | 0 | 0 | 0 | 0 | 0
1995 | 9 | 8 | 0 | 0 | 0 | 0 | 0 | 0 | 0 | 0 | 0 | 0 | 0 | 0 | 0
1995 | 9 | 9 | 0.94 | 0.94 | 0.89 | 0 | 0.94 | 0.89 | 0 | 0 | 0 | 0 | 0 | 0 | 0
1995 | 9 | 10 | 0 | 0 | 0 | 0 | 0 | 0 | 0 | 0 | 0 | 0 | 0 | 0 | 0
1995 | 9 | 11 | 0 | 0 | 0 | 0 | 0 | 0 | 0 | 0 | 0 | 0 | 0 | 0 | 0
1995 | 9 | 12 | 0 | 0 | 0 | 0 | 0 | 0 | 0 | 0 | 0 | 0 | 0 | 0 | 0
1995 | 9 | 13 | 0.12 | 0.12 | 0.07 | 0 | 0.12 | 0.07 | 0 | 0 | 0 | 0 | 0 | 0 | 0
1995 | 9 | 14 | 0 | 0 | 0 | 0 | 0 | 0 | 0 | 0 | 0 | 0 | 0 | 0 | 0
1995 | 9 | 15 | 0 | 0 | 0 | 0 | 0 | 0 | 0 | 0 | 0 | 0 | 0 | 0 | 0
1995 | 9 | 16 | 0.55 | 0.55 | 0.5 | 0 | 0.55 | 0.5 | 0 | 0 | 0 | 0 | 0 | 0 | 0
1995 | 9 | 17 | 0.62 | 0.62 | 0.57 | 0 | 0.62 | 0.57 | 0 | 0 | 0 | 0 | 0 | 0 | 0
1995 | 9 | 18 | 0 | 0 | 0 | 0 | 0 | 0 | 0 | 0 | 0 | 0 | 0 | 0 | 0
1995 | 9 | 19 | 0 | 0 | 0 | 0 | 0 | 0 | 0 | 0 | 0 | 0 | 0 | 0 | 0
1995 | 9 | 20 | 0 | 0 | 0 | 0 | 0 | 0 | 0 | 0 | 0 | 0 | 0 | 0 | 0
1995 | 9 | 21 | 0 | 0 | 0 | 0 | 0 | 0 | 0 | 0 | 0 | 0 | 0 | 0 | 0
1995 | 9 | 22 | 0.82 | 0.82 | 0.77 | 0 | 0.82 | 0.77 | 0 | 0 | 0 | 0 | 0 | 0 | 0
1995 | 9 | 23 | 0 | 0 | 0 | 0 | 0 | 0 | 0 | 0 | 0 | 0 | 0 | 0 | 0
1995 | 9 | 24 | 0.15 | 0.15 | 0.1 | 0 | 0.15 | 0.1 | 0 | 0 | 0 | 0 | 0 | 0 | 0
1995 | 9 | 25 | 0.31 | 0.31 | 0.26 | 0 | 0.31 | 0.26 | 0 | 0 | 0 | 0 | 0 | 0 | 0
1995 | 9 | 26 | 0.22 | 0.22 | 0.17 | 0 | 0.22 | 0.17 | 0 | 0 | 0 | 0 | 0 | 0 | 0
1995 | 9 | 27 | 0 | 0 | 0 | 0 | 0 | 0 | 0 | 0 | 0 | 0 | 0 | 0 | 0
1995 | 9 | 28 | 0 | 0 | 0 | 0 | 0 | 0 | 0 | 0 | 0 | 0 | 0 | 0 | 0
1995 | 9 | 29 | 0 | 0 | 0 | 0 | 0 | 0 | 0 | 0 | 0 | 0 | 0 | 0 | 0
1995 | 9 | 30 | 0 | 0 | 0 | 0 | 0 | 0 | 0 | 0 | 0 | 0 | 0 | 0 | 0
1995 | 10 | 1 | 0 | 0 | 0 | 0 | 0 | 0 | 0 | 0 | 0 | 0 | 0 | 0 | 0
1995 | 10 | 2 | 0 | 0 | 0 | 0 | 0 | 0 | 0 | 0 | 0 | 0 | 0 | 0 | 0
1995 | 10 | 3 | 0.04 | 0.04 | 0 | 0 | 0.04 | 0 | 0 | 0 | 0 | 0 | 0 | 0 | 0
1995 | 10 | 4 | 0.14 | 0.14 | 0.09 | 0 | 0.14 | 0.09 | 0 | 0 | 0 | 0 | 0 | 0 | 0
1995 | 10 | 5 | 1.99 | 1 | 0.95 | 0 | 1 | 0.95 | 0 | 0 | 0 | 0 | 0 | 0 | 0
1995 | 10 | 6 | 0 | 0 | 0 | 0 | 0 | 0 | 0 | 0 | 0 | 0 | 0 | 0 | 0
1995 | 10 | 7 | 0 | 0 | 0 | 0 | 0 | 0 | 0 | 0 | 0 | 0 | 0 | 0 | 0
1995 | 10 | 8 | 0 | 0 | 0 | 0 | 0 | 0 | 0 | 0 | 0 | 0 | 0 | 0 | 0
1995 | 10 | 9 | 0 | 0 | 0 | 0 | 0 | 0 | 0 | 0 | 0 | 0 | 0 | 0 | 0
1995 | 10 | 10 | 0 | 0 | 0 | 0 | 0 | 0 | 0 | 0 | 0 | 0 | 0 | 0 | 0
1995 | 10 | 11 | 0 | 0 | 0 | 0 | 0 | 0 | 0 | 0 | 0 | 0 | 0 | 0 | 0
1995 | 10 | 12 | 0 | 0 | 0 | 0 | 0 | 0 | 0 | 0 | 0 | 0 | 0 | 0 | 0
1995 | 10 | 13 | 0 | 0 | 0 | 0 | 0 | 0 | 0 | 0 | 0 | 0 | 0 | 0 | 0
1995 | 10 | 14 | 3.36 | 1 | 0.95 | 0 | 1 | 0.95 | 0 | 0 | 0 | 0 | 0 | 0 | 0
1995 | 10 | 15 | 0 | 0 | 0 | 0 | 0 | 0 | 0 | 0 | 0 | 0 | 0 | 0 | 0
1995 | 10 | 16 | 0 | 0 | 0 | 0 | 0 | 0 | 0 | 0 | 0 | 0 | 0 | 0 | 0
1995 | 10 | 17 | 0 | 0 | 0 | 0 | 0 | 0 | 0 | 0 | 0 | 0 | 0 | 0 | 0
1995 | 10 | 18 | 0 | 0 | 0 | 0 | 0 | 0 | 0 | 0 | 0 | 0 | 0 | 0 | 0
1995 | 10 | 19 | 0 | 0 | 0 | 0 | 0 | 0 | 0 | 0 | 0 | 0 | 0 | 0 | 0
1995 | 10 | 20 | 0.2 | 0.2 | 0.15 | 0 | 0.2 | 0.15 | 0 | 0 | 0 | 0 | 0 | 0 | 0
1995 | 10 | 21 | 1.73 | 1 | 0.95 | 0 | 1 | 0.95 | 0 | 0 | 0 | 0 | 0 | 0 | 0
1995 | 10 | 22 | 0 | 0 | 0 | 0 | 0 | 0 | 0 | 0 | 0 | 0 | 0 | 0 | 0
1995 | 10 | 23 | 0 | 0 | 0 | 0 | 0 | 0 | 0 | 0 | 0 | 0 | 0 | 0 | 0
1995 | 10 | 24 | 0 | 0 | 0 | 0 | 0 | 0 | 0 | 0 | 0 | 0 | 0 | 0 | 0
1995 | 10 | 25 | 0 | 0 | 0 | 0 | 0 | 0 | 0 | 0 | 0 | 0 | 0 | 0 | 0
1995 | 10 | 26 | 0 | 0 | 0 | 0 | 0 | 0 | 0 | 0 | 0 | 0 | 0 | 0 | 0
1995 | 10 | 27 | 0.93 | 0.93 | 0.88 | 0 | 0.93 | 0.88 | 0 | 0 | 0 | 0 | 0 | 0 | 0
1995 | 10 | 28 | 0.26 | 0.26 | 0.21 | 0 | 0.26 | 0.21 | 0 | 0 | 0 | 0 | 0 | 0 | 0
1995 | 10 | 29 | 0 | 0 | 0 | 0 | 0 | 0 | 0 | 0 | 0 | 0 | 0 | 0 | 0
1995 | 10 | 30 | 0 | 0 | 0 | 0 | 0 | 0 | 0 | 0 | 0 | 0 | 0 | 0 | 0
1995 | 10 | 31 | 0 | 0 | 0 | 0 | 0 | 0 | 0 | 0 | 0 | 0 | 0 | 0 | 0
1995 | 11 | 1 | 0.33 | 0.33 | 0.28 | 0 | 0.33 | 0.28 | 0 | 0 | 0 | 0 | 0 | 0 | 0
1995 | 11 | 2 | 0.12 | 0.12 | 0.07 | 0 | 0.12 | 0.07 | 0 | 0 | 0 | 0 | 0 | 0 | 0
1995 | 11 | 3 | 0.12 | 0.12 | 0.07 | 0 | 0.12 | 0.07 | 0 | 0 | 0 | 0 | 0 | 0 | 0
1995 | 11 | 4 | 0 | 0 | 0 | 0 | 0 | 0 | 0 | 0 | 0 | 0 | 0 | 0 | 0
1995 | 11 | 5 | 0 | 0 | 0 | 0 | 0 | 0 | 0 | 0 | 0 | 0 | 0 | 0 | 0
1995 | 11 | 6 | 0 | 0 | 0 | 0 | 0 | 0 | 0 | 0 | 0 | 0 | 0 | 0 | 0
1995 | 11 | 7 | 0.3 | 0.3 | 0.25 | 0 | 0.3 | 0.25 | 0 | 0 | 0 | 0 | 0 | 0 | 0
1995 | 11 | 8 | 0 | 0 | 0 | 0 | 0 | 0 | 0 | 0 | 0 | 0 | 0 | 0 | 0
1995 | 11 | 9 | 0 | 0 | 0 | 0 | 0 | 0 | 0 | 0 | 0 | 0 | 0 | 0 | 0
1995 | 11 | 10 | 0 | 0 | 0 | 0 | 0 | 0 | 0 | 0 | 0 | 0 | 0 | 0 | 0
1995 | 11 | 11 | 1.15 | 1 | 0.95 | 0 | 1 | 0.95 | 0 | 0 | 0 | 0 | 0 | 0 | 0
1995 | 11 | 12 | 0 | 0 | 0 | 0 | 0 | 0 | 0 | 0 | 0 | 0 | 0 | 0 | 0
1995 | 11 | 13 | 0.01 | 0.01 | 0 | 0 | 0.01 | 0 | 0 | 0 | 0 | 0 | 0 | 0 | 0
1995 | 11 | 14 | 1.31 | 1 | 0.95 | 0 | 1 | 0.95 | 0 | 0 | 0 | 0 | 0 | 0 | 0
1995 | 11 | 15 | 0.06 | 0.06 | 0.01 | 0 | 0.06 | 0.01 | 0 | 0 | 0 | 0 | 0 | 0 | 0
1995 | 11 | 16 | 0 | 0 | 0 | 0 | 0 | 0 | 0 | 0 | 0 | 0 | 0 | 0 | 0
1995 | 11 | 17 | 0 | 0 | 0 | 0 | 0 | 0 | 0 | 0 | 0 | 0 | 0 | 0 | 0
1995 | 11 | 18 | 0 | 0 | 0 | 0 | 0 | 0 | 0 | 0 | 0 | 0 | 0 | 0 | 0
1995 | 11 | 19 | 0 | 0 | 0 | 0 | 0 | 0 | 0 | 0 | 0 | 0 | 0 | 0 | 0
1995 | 11 | 20 | 0 | 0 | 0 | 0 | 0 | 0 | 0 | 0 | 0 | 0 | 0 | 0 | 0
1995 | 11 | 21 | 0 | 0 | 0 | 0 | 0 | 0 | 0 | 0 | 0 | 0 | 0 | 0 | 0
1995 | 11 | 22 | 0 | 0 | 0 | 0 | 0 | 0 | 0 | 0 | 0 | 0 | 0 | 0 | 0
1995 | 11 | 23 | 0.36 | 0.36 | 0.31 | 0 | 0.36 | 0.31 | 0 | 0 | 0 | 0 | 0 | 0 | 0
1995 | 11 | 24 | 0 | 0 | 0 | 0 | 0 | 0 | 0 | 0 | 0 | 0 | 0 | 0 | 0
1995 | 11 | 25 | 0 | 0 | 0 | 0 | 0 | 0 | 0 | 0 | 0 | 0 | 0 | 0 | 0
1995 | 11 | 26 | 0 | 0 | 0 | 0 | 0 | 0 | 0 | 0 | 0 | 0 | 0 | 0 | 0
1995 | 11 | 27 | 0 | 0 | 0 | 0 | 0 | 0 | 0 | 0 | 0 | 0 | 0 | 0 | 0
1995 | 11 | 28 | 0.43 | 0.43 | 0.38 | 0 | 0.43 | 0.38 | 0 | 0 | 0 | 0 | 0 | 0 | 0
1995 | 11 | 29 | 0.58 | 0.58 | 0.53 | 0 | 0.58 | 0.53 | 0 | 0 | 0 | 0 | 0 | 0 | 0
1995 | 11 | 30 | 0 | 0 | 0 | 0 | 0 | 0 | 0 | 0 | 0 | 0 | 0 | 0 | 0
1995 | 12 | 1 | 0 | 0 | 0 | 0 | 0 | 0 | 0 | 0 | 0 | 0 | 0 | 0 | 0
1995 | 12 | 2 | 0 | 0 | 0 | 0 | 0 | 0 | 0 | 0 | 0 | 0 | 0 | 0 | 0
1995 | 12 | 3 | 0 | 0 | 0 | 0 | 0 | 0 | 0 | 0 | 0 | 0 | 0 | 0 | 0
1995 | 12 | 4 | 0 | 0 | 0 | 0 | 0 | 0 | 0 | 0 | 0 | 0 | 0 | 0 | 0
1995 | 12 | 5 | 0.02 | 0.02 | 0 | 0 | 0.02 | 0 | 0 | 0 | 0 | 0 | 0 | 0 | 0
1995 | 12 | 6 | 0 | 0 | 0 | 0 | 0 | 0 | 0 | 0 | 0 | 0 | 0 | 0 | 0
1995 | 12 | 7 | 0 | 0 | 0 | 0 | 0 | 0 | 0 | 0 | 0 | 0 | 0 | 0 | 0
1995 | 12 | 8 | 0 | 0 | 0 | 0 | 0 | 0 | 0 | 0 | 0 | 0 | 0 | 0 | 0
1995 | 12 | 9 | 0.28 | 0.28 | 0.23 | 0 | 0.28 | 0.23 | 0 | 0 | 0 | 0 | 0 | 0 | 0
1995 | 12 | 10 | 0 | 0 | 0 | 0 | 0 | 0 | 0 | 0 | 0 | 0 | 0 | 0 | 0
1995 | 12 | 11 | 0 | 0 | 0 | 0 | 0 | 0 | 0 | 0 | 0 | 0 | 0 | 0 | 0
1995 | 12 | 12 | 0 | 0 | 0 | 0 | 0 | 0 | 0 | 0 | 0 | 0 | 0 | 0 | 0
1995 | 12 | 13 | 0.02 | 0.02 | 0 | 0 | 0.02 | 0 | 0 | 0 | 0 | 0 | 0 | 0 | 0
1995 | 12 | 14 | 0.03 | 0.03 | 0 | 0 | 0.03 | 0 | 0 | 0 | 0 | 0 | 0 | 0 | 0
1995 | 12 | 15 | 0.02 | 0.02 | 0 | 0 | 0.02 | 0 | 0 | 0 | 0 | 0 | 0 | 0 | 0
1995 | 12 | 16 | 0.66 | 0.66 | 0.61 | 0 | 0.66 | 0.61 | 0 | 0 | 0 | 0 | 0 | 0 | 0
1995 | 12 | 17 | 0 | 0 | 0 | 0 | 0 | 0 | 0 | 0 | 0 | 0 | 0 | 0 | 0
1995 | 12 | 18 | 0.28 | 0.28 | 0.23 | 0 | 0.28 | 0.23 | 0 | 0 | 0 | 0 | 0 | 0 | 0
1995 | 12 | 19 | 0.81 | 0.81 | 0.76 | 0 | 0.81 | 0.76 | 0 | 0 | 0 | 0 | 0 | 0 | 0
1995 | 12 | 20 | 0.01 | 0.01 | 0 | 0 | 0.01 | 0 | 0 | 0 | 0 | 0 | 0 | 0 | 0
1995 | 12 | 21 | 0 | 0 | 0 | 0 | 0 | 0 | 0 | 0 | 0 | 0 | 0 | 0 | 0
1995 | 12 | 22 | 0 | 0 | 0 | 0 | 0 | 0 | 0 | 0 | 0 | 0 | 0 | 0 | 0
1995 | 12 | 23 | 0 | 0 | 0 | 0 | 0 | 0 | 0 | 0 | 0 | 0 | 0 | 0 | 0
1995 | 12 | 24 | 0 | 0 | 0 | 0 | 0 | 0 | 0 | 0 | 0 | 0 | 0 | 0 | 0
1995 | 12 | 25 | 0 | 0 | 0 | 0 | 0 | 0 | 0 | 0 | 0 | 0 | 0 | 0 | 0
1995 | 12 | 26 | 0 | 0 | 0 | 0 | 0 | 0 | 0 | 0 | 0 | 0 | 0 | 0 | 0
1995 | 12 | 27 | 0 | 0 | 0 | 0 | 0 | 0 | 0 | 0 | 0 | 0 | 0 | 0 | 0
1995 | 12 | 28 | 0 | 0 | 0 | 0 | 0 | 0 | 0 | 0 | 0 | 0 | 0 | 0 | 0
1995 | 12 | 29 | 0 | 0 | 0 | 0 | 0 | 0 | 0 | 0 | 0 | 0 | 0 | 0 | 0
1995 | 12 | 30 | 0 | 0 | 0 | 0 | 0 | 0 | 0 | 0 | 0 | 0 | 0 | 0 | 0
1995 | 12 | 31 | 0.04 | 0.04 | 0 | 0 | 0.04 | 0 | 0 | 0 | 0 | 0 | 0 | 0 | 0
1996 | 1 | 1 | 0.03 | 0.03 | 0 | 0 | 0.03 | 0 | 0 | 0 | 0 | 0 | 0 | 0 | 0
1996 | 1 | 2 | 1.15 | 1 | 0.95 | 0 | 1 | 0.95 | 0 | 0 | 0 | 0 | 0 | 0 | 0
1996 | 1 | 3 | 0.03 | 0.03 | 0 | 0 | 0.03 | 0 | 0 | 0 | 0 | 0 | 0 | 0 | 0
1996 | 1 | 4 | 0 | 0 | 0 | 0 | 0 | 0 | 0 | 0 | 0 | 0 | 0 | 0 | 0
1996 | 1 | 5 | 0 | 0 | 0 | 0 | 0 | 0 | 0 | 0 | 0 | 0 | 0 | 0 | 0
1996 | 1 | 6 | 0.11 | 0.11 | 0.06 | 0 | 0.11 | 0.06 | 0 | 0 | 0 | 0 | 0 | 0 | 0
1996 | 1 | 7 | 1.19 | 1 | 0.95 | 0 | 1 | 0.95 | 0 | 0 | 0 | 0 | 0 | 0 | 0
1996 | 1 | 8 | 0.16 | 0.16 | 0.11 | 0 | 0.16 | 0.11 | 0 | 0 | 0 | 0 | 0 | 0 | 0
1996 | 1 | 9 | 0.26 | 0.26 | 0.21 | 0 | 0.26 | 0.21 | 0 | 0 | 0 | 0 | 0 | 0 | 0
1996 | 1 | 10 | 0.01 | 0.01 | 0 | 0 | 0.01 | 0 | 0 | 0 | 0 | 0 | 0 | 0 | 0
1996 | 1 | 11 | 0 | 0 | 0 | 0 | 0 | 0 | 0 | 0 | 0 | 0 | 0 | 0 | 0
1996 | 1 | 12 | 0.43 | 0.43 | 0.38 | 0 | 0.43 | 0.38 | 0 | 0 | 0 | 0 | 0 | 0 | 0
1996 | 1 | 13 | 0 | 0 | 0 | 0 | 0 | 0 | 0 | 0 | 0 | 0 | 0 | 0 | 0
1996 | 1 | 14 | 0 | 0 | 0 | 0 | 0 | 0 | 0 | 0 | 0 | 0 | 0 | 0 | 0
1996 | 1 | 15 | 0 | 0 | 0 | 0 | 0 | 0 | 0 | 0 | 0 | 0 | 0 | 0 | 0
1996 | 1 | 16 | 0 | 0 | 0 | 0 | 0 | 0 | 0 | 0 | 0 | 0 | 0 | 0 | 0
1996 | 1 | 17 | 0 | 0 | 0 | 0 | 0 | 0 | 0 | 0 | 0 | 0 | 0 | 0 | 0
1996 | 1 | 18 | 0.07 | 0.07 | 0.02 | 0 | 0.07 | 0.02 | 0 | 0 | 0 | 0 | 0 | 0 | 0
1996 | 1 | 19 | 0.79 | 0.79 | 0.74 | 0 | 0.79 | 0.74 | 0 | 0 | 0 | 0 | 0 | 0 | 0
1996 | 1 | 20 | 0 | 0 | 0 | 0 | 0 | 0 | 0 | 0 | 0 | 0 | 0 | 0 | 0
1996 | 1 | 21 | 0 | 0 | 0 | 0 | 0 | 0 | 0 | 0 | 0 | 0 | 0 | 0 | 0
1996 | 1 | 22 | 0 | 0 | 0 | 0 | 0 | 0 | 0 | 0 | 0 | 0 | 0 | 0 | 0
1996 | 1 | 23 | 0 | 0 | 0 | 0 | 0 | 0 | 0 | 0 | 0 | 0 | 0 | 0 | 0
1996 | 1 | 24 | 0.22 | 0.22 | 0.17 | 0 | 0.22 | 0.17 | 0 | 0 | 0 | 0 | 0 | 0 | 0
1996 | 1 | 25 | 0 | 0 | 0 | 0 | 0 | 0 | 0 | 0 | 0 | 0 | 0 | 0 | 0
1996 | 1 | 26 | 0.01 | 0.01 | 0 | 0 | 0.01 | 0 | 0 | 0 | 0 | 0 | 0 | 0 | 0
1996 | 1 | 27 | 0.55 | 0.55 | 0.5 | 0 | 0.55 | 0.5 | 0 | 0 | 0 | 0 | 0 | 0 | 0
1996 | 1 | 28 | 0 | 0 | 0 | 0 | 0 | 0 | 0 | 0 | 0 | 0 | 0 | 0 | 0
1996 | 1 | 29 | 0 | 0 | 0 | 0 | 0 | 0 | 0 | 0 | 0 | 0 | 0 | 0 | 0
1996 | 1 | 30 | 0 | 0 | 0 | 0 | 0 | 0 | 0 | 0 | 0 | 0 | 0 | 0 | 0
1996 | 1 | 31 | 0 | 0 | 0 | 0 | 0 | 0 | 0 | 0 | 0 | 0 | 0 | 0 | 0
1996 | 2 | 1 | 0 | 0 | 0 | 0 | 0 | 0 | 0 | 0 | 0 | 0 | 0 | 0 | 0
1996 | 2 | 2 | 0.48 | 0.48 | 0.43 | 0 | 0.48 | 0.43 | 0 | 0 | 0 | 0 | 0 | 0 | 0
1996 | 2 | 3 | 0.27 | 0.27 | 0.22 | 0 | 0.27 | 0.22 | 0 | 0 | 0 | 0 | 0 | 0 | 0
1996 | 2 | 4 | 0 | 0 | 0 | 0 | 0 | 0 | 0 | 0 | 0 | 0 | 0 | 0 | 0
1996 | 2 | 5 | 0 | 0 | 0 | 0 | 0 | 0 | 0 | 0 | 0 | 0 | 0 | 0 | 0
1996 | 2 | 6 | 0 | 0 | 0 | 0 | 0 | 0 | 0 | 0 | 0 | 0 | 0 | 0 | 0
1996 | 2 | 7 | 0.08 | 0.08 | 0.03 | 0 | 0.08 | 0.03 | 0 | 0 | 0 | 0 | 0 | 0 | 0
1996 | 2 | 8 | 0.21 | 0.21 | 0.16 | 0 | 0.21 | 0.16 | 0 | 0 | 0 | 0 | 0 | 0 | 0
1996 | 2 | 9 | 0 | 0 | 0 | 0 | 0 | 0 | 0 | 0 | 0 | 0 | 0 | 0 | 0
1996 | 2 | 10 | 0 | 0 | 0 | 0 | 0 | 0 | 0 | 0 | 0 | 0 | 0 | 0 | 0
1996 | 2 | 11 | 0 | 0 | 0 | 0 | 0 | 0 | 0 | 0 | 0 | 0 | 0 | 0 | 0
1996 | 2 | 12 | 0 | 0 | 0 | 0 | 0 | 0 | 0 | 0 | 0 | 0 | 0 | 0 | 0
1996 | 2 | 13 | 0 | 0 | 0 | 0 | 0 | 0 | 0 | 0 | 0 | 0 | 0 | 0 | 0
1996 | 2 | 14 | 0 | 0 | 0 | 0 | 0 | 0 | 0 | 0 | 0 | 0 | 0 | 0 | 0
1996 | 2 | 15 | 0 | 0 | 0 | 0 | 0 | 0 | 0 | 0 | 0 | 0 | 0 | 0 | 0
1996 | 2 | 16 | 0.22 | 0.22 | 0.17 | 0 | 0.22 | 0.17 | 0 | 0 | 0 | 0 | 0 | 0 | 0
1996 | 2 | 17 | 0 | 0 | 0 | 0 | 0 | 0 | 0 | 0 | 0 | 0 | 0 | 0 | 0
1996 | 2 | 18 | 0 | 0 | 0 | 0 | 0 | 0 | 0 | 0 | 0 | 0 | 0 | 0 | 0
1996 | 2 | 19 | 0 | 0 | 0 | 0 | 0 | 0 | 0 | 0 | 0 | 0 | 0 | 0 | 0
1996 | 2 | 20 | 0.42 | 0.42 | 0.37 | 0 | 0.42 | 0.37 | 0 | 0 | 0 | 0 | 0 | 0 | 0
1996 | 2 | 21 | 0.09 | 0.09 | 0.04 | 0 | 0.09 | 0.04 | 0 | 0 | 0 | 0 | 0 | 0 | 0
1996 | 2 | 22 | 0.16 | 0.16 | 0.11 | 0 | 0.16 | 0.11 | 0 | 0 | 0 | 0 | 0 | 0 | 0
1996 | 2 | 23 | 0 | 0 | 0 | 0 | 0 | 0 | 0 | 0 | 0 | 0 | 0 | 0 | 0
1996 | 2 | 24 | 0 | 0 | 0 | 0 | 0 | 0 | 0 | 0 | 0 | 0 | 0 | 0 | 0
1996 | 2 | 25 | 0 | 0 | 0 | 0 | 0 | 0 | 0 | 0 | 0 | 0 | 0 | 0 | 0
1996 | 2 | 26 | 0.04 | 0.04 | 0 | 0 | 0.04 | 0 | 0 | 0 | 0 | 0 | 0 | 0 | 0
1996 | 2 | 27 | 0.01 | 0.01 | 0 | 0 | 0.01 | 0 | 0 | 0 | 0 | 0 | 0 | 0 | 0
1996 | 2 | 28 | 0.01 | 0.01 | 0 | 0 | 0.01 | 0 | 0 | 0 | 0 | 0 | 0 | 0 | 0
1996 | 2 | 29 | 0 | 0 | 0 | 0 | 0 | 0 | 0 | 0 | 0 | 0 | 0 | 0 | 0
1996 | 3 | 1 | 0 | 0 | 0 | 0 | 0 | 0 | 0 | 0 | 0 | 0 | 0 | 0 | 0
1996 | 3 | 2 | 0.1 | 0.1 | 0.05 | 0 | 0.1 | 0.05 | 0 | 0 | 0 | 0 | 0 | 0 | 0
1996 | 3 | 3 | 0 | 0 | 0 | 0 | 0 | 0 | 0 | 0 | 0 | 0 | 0 | 0 | 0
1996 | 3 | 4 | 0 | 0 | 0 | 0 | 0 | 0 | 0 | 0 | 0 | 0 | 0 | 0 | 0
1996 | 3 | 5 | 0 | 0 | 0 | 0 | 0 | 0 | 0 | 0 | 0 | 0 | 0 | 0 | 0
1996 | 3 | 6 | 0.46 | 0.46 | 0.41 | 0 | 0.46 | 0.41 | 0 | 0 | 0 | 0 | 0 | 0 | 0
1996 | 3 | 7 | 0.4 | 0.4 | 0.35 | 0 | 0.4 | 0.35 | 0 | 0 | 0 | 0 | 0 | 0 | 0
1996 | 3 | 8 | 0.1 | 0.1 | 0.05 | 0 | 0.1 | 0.05 | 0 | 0 | 0 | 0 | 0 | 0 | 0
1996 | 3 | 9 | 0 | 0 | 0 | 0 | 0 | 0 | 0 | 0 | 0 | 0 | 0 | 0 | 0
1996 | 3 | 10 | 0 | 0 | 0 | 0 | 0 | 0 | 0 | 0 | 0 | 0 | 0 | 0 | 0
1996 | 3 | 11 | 0 | 0 | 0 | 0 | 0 | 0 | 0 | 0 | 0 | 0 | 0 | 0 | 0
1996 | 3 | 12 | 0 | 0 | 0 | 0 | 0 | 0 | 0 | 0 | 0 | 0 | 0 | 0 | 0
1996 | 3 | 13 | 0 | 0 | 0 | 0 | 0 | 0 | 0 | 0 | 0 | 0 | 0 | 0 | 0
1996 | 3 | 14 | 0 | 0 | 0 | 0 | 0 | 0 | 0 | 0 | 0 | 0 | 0 | 0 | 0
1996 | 3 | 15 | 0.09 | 0.09 | 0.04 | 0 | 0.09 | 0.04 | 0 | 0 | 0 | 0 | 0 | 0 | 0
1996 | 3 | 16 | 0 | 0 | 0 | 0 | 0 | 0 | 0 | 0 | 0 | 0 | 0 | 0 | 0
1996 | 3 | 17 | 0.06 | 0.06 | 0.01 | 0 | 0.06 | 0.01 | 0 | 0 | 0 | 0 | 0 | 0 | 0
1996 | 3 | 18 | 0 | 0 | 0 | 0 | 0 | 0 | 0 | 0 | 0 | 0 | 0 | 0 | 0
1996 | 3 | 19 | 1.01 | 1 | 0.95 | 0 | 1 | 0.95 | 0 | 0 | 0 | 0 | 0 | 0 | 0
1996 | 3 | 20 | 0 | 0 | 0 | 0 | 0 | 0 | 0 | 0 | 0 | 0 | 0 | 0 | 0
1996 | 3 | 21 | 0 | 0 | 0 | 0 | 0 | 0 | 0 | 0 | 0 | 0 | 0 | 0 | 0
1996 | 3 | 22 | 0 | 0 | 0 | 0 | 0 | 0 | 0 | 0 | 0 | 0 | 0 | 0 | 0
1996 | 3 | 23 | 0 | 0 | 0 | 0 | 0 | 0 | 0 | 0 | 0 | 0 | 0 | 0 | 0
1996 | 3 | 24 | 0 | 0 | 0 | 0 | 0 | 0 | 0 | 0 | 0 | 0 | 0 | 0 | 0
1996 | 3 | 25 | 0 | 0 | 0 | 0 | 0 | 0 | 0 | 0 | 0 | 0 | 0 | 0 | 0
1996 | 3 | 26 | 0 | 0 | 0 | 0 | 0 | 0 | 0 | 0 | 0 | 0 | 0 | 0 | 0
1996 | 3 | 27 | 0 | 0 | 0 | 0 | 0 | 0 | 0 | 0 | 0 | 0 | 0 | 0 | 0
1996 | 3 | 28 | 1.18 | 1 | 0.95 | 0 | 1 | 0.95 | 0 | 0 | 0 | 0 | 0 | 0 | 0
1996 | 3 | 29 | 0.2 | 0.2 | 0.15 | 0 | 0.2 | 0.15 | 0 | 0 | 0 | 0 | 0 | 0 | 0
1996 | 3 | 30 | 0 | 0 | 0 | 0 | 0 | 0 | 0 | 0 | 0 | 0 | 0 | 0 | 0
1996 | 3 | 31 | 0 | 0 | 0 | 0 | 0 | 0 | 0 | 0 | 0 | 0 | 0 | 0 | 0
1996 | 4 | 1 | 0.95 | 0.95 | 0.9 | 0 | 0.95 | 0.9 | 0 | 0 | 0 | 0 | 0 | 0 | 0
1996 | 4 | 2 | 0 | 0 | 0 | 0 | 0 | 0 | 0 | 0 | 0 | 0 | 0 | 0 | 0
1996 | 4 | 3 | 0 | 0 | 0 | 0 | 0 | 0 | 0 | 0 | 0 | 0 | 0 | 0 | 0
1996 | 4 | 4 | 0 | 0 | 0 | 0 | 0 | 0 | 0 | 0 | 0 | 0 | 0 | 0 | 0
1996 | 4 | 5 | 0 | 0 | 0 | 0 | 0 | 0 | 0 | 0 | 0 | 0 | 0 | 0 | 0
1996 | 4 | 6 | 0.03 | 0.03 | 0 | 0 | 0.03 | 0 | 0 | 0 | 0 | 0 | 0 | 0 | 0
1996 | 4 | 7 | 0 | 0 | 0 | 0 | 0 | 0 | 0 | 0 | 0 | 0 | 0 | 0 | 0
1996 | 4 | 8 | 0 | 0 | 0 | 0 | 0 | 0 | 0 | 0 | 0 | 0 | 0 | 0 | 0
1996 | 4 | 9 | 0.37 | 0.37 | 0.32 | 0 | 0.37 | 0.32 | 0 | 0 | 0 | 0 | 0 | 0 | 0
1996 | 4 | 10 | 0.02 | 0.02 | 0 | 0 | 0.02 | 0 | 0 | 0 | 0 | 0 | 0 | 0 | 0
1996 | 4 | 11 | 0 | 0 | 0 | 0 | 0 | 0 | 0 | 0 | 0 | 0 | 0 | 0 | 0
1996 | 4 | 12 | 0 | 0 | 0 | 0 | 0 | 0 | 0 | 0 | 0 | 0 | 0 | 0 | 0
1996 | 4 | 13 | 0 | 0 | 0 | 0 | 0 | 0 | 0 | 0 | 0 | 0 | 0 | 0 | 0
1996 | 4 | 14 | 0 | 0 | 0 | 0 | 0 | 0 | 0 | 0 | 0 | 0 | 0 | 0 | 0
1996 | 4 | 15 | 0.89 | 0.89 | 0.84 | 0 | 0.89 | 0.84 | 0 | 0 | 0 | 0 | 0 | 0 | 0
1996 | 4 | 16 | 0.21 | 0.21 | 0.16 | 0 | 0.21 | 0.16 | 0 | 0 | 0 | 0 | 0 | 0 | 0
1996 | 4 | 17 | 0 | 0 | 0 | 0 | 0 | 0 | 0 | 0 | 0 | 0 | 0 | 0 | 0
1996 | 4 | 18 | 0 | 0 | 0 | 0 | 0 | 0 | 0 | 0 | 0 | 0 | 0 | 0 | 0
1996 | 4 | 19 | 0 | 0 | 0 | 0 | 0 | 0 | 0 | 0 | 0 | 0 | 0 | 0 | 0
1996 | 4 | 20 | 0 | 0 | 0 | 0 | 0 | 0 | 0 | 0 | 0 | 0 | 0 | 0 | 0
1996 | 4 | 21 | 0 | 0 | 0 | 0 | 0 | 0 | 0 | 0 | 0 | 0 | 0 | 0 | 0
1996 | 4 | 22 | 0 | 0 | 0 | 0 | 0 | 0 | 0 | 0 | 0 | 0 | 0 | 0 | 0
1996 | 4 | 23 | 0.13 | 0.13 | 0.08 | 0 | 0.13 | 0.08 | 0 | 0 | 0 | 0 | 0 | 0 | 0
1996 | 4 | 24 | 0 | 0 | 0 | 0 | 0 | 0 | 0 | 0 | 0 | 0 | 0 | 0 | 0
1996 | 4 | 25 | 0 | 0 | 0 | 0 | 0 | 0 | 0 | 0 | 0 | 0 | 0 | 0 | 0
1996 | 4 | 26 | 0.02 | 0.02 | 0 | 0 | 0.02 | 0 | 0 | 0 | 0 | 0 | 0 | 0 | 0
1996 | 4 | 27 | 0 | 0 | 0 | 0 | 0 | 0 | 0 | 0 | 0 | 0 | 0 | 0 | 0
1996 | 4 | 28 | 0 | 0 | 0 | 0 | 0 | 0 | 0 | 0 | 0 | 0 | 0 | 0 | 0
1996 | 4 | 29 | 0 | 0 | 0 | 0 | 0 | 0 | 0 | 0 | 0 | 0 | 0 | 0 | 0
1996 | 4 | 30 | 0.55 | 0.55 | 0.5 | 0 | 0.55 | 0.5 | 0 | 0 | 0 | 0 | 0 | 0 | 0
1996 | 5 | 1 | 0 | 0 | 0 | 0 | 0 | 0 | 0 | 0 | 0 | 0 | 0 | 0 | 0
1996 | 5 | 2 | 0 | 0 | 0 | 0 | 0 | 0 | 0 | 0 | 0 | 0 | 0 | 0 | 0
1996 | 5 | 3 | 0.05 | 0.05 | 0 | 0 | 0.05 | 0 | 0 | 0 | 0 | 0 | 0 | 0 | 0
1996 | 5 | 4 | 0.87 | 0.87 | 0.82 | 0 | 0.87 | 0.82 | 0 | 0 | 0 | 0 | 0 | 0 | 0
1996 | 5 | 5 | 0.76 | 0.76 | 0.71 | 0 | 0.76 | 0.71 | 0 | 0 | 0 | 0 | 0 | 0 | 0
1996 | 5 | 6 | 0 | 0 | 0 | 0 | 0 | 0 | 0 | 0 | 0 | 0 | 0 | 0 | 0
1996 | 5 | 7 | 0.35 | 0.35 | 0.3 | 0 | 0.35 | 0.3 | 0 | 0 | 0 | 0 | 0 | 0 | 0
1996 | 5 | 8 | 0.26 | 0.26 | 0.21 | 0 | 0.26 | 0.21 | 0 | 0 | 0 | 0 | 0 | 0 | 0
1996 | 5 | 9 | 0.32 | 0.32 | 0.27 | 0 | 0.32 | 0.27 | 0 | 0 | 0 | 0 | 0 | 0 | 0
1996 | 5 | 10 | 0 | 0 | 0 | 0 | 0 | 0 | 0 | 0 | 0 | 0 | 0 | 0 | 0
1996 | 5 | 11 | 0.39 | 0.39 | 0.34 | 0 | 0.39 | 0.34 | 0 | 0 | 0 | 0 | 0 | 0 | 0
1996 | 5 | 12 | 0 | 0 | 0 | 0 | 0 | 0 | 0 | 0 | 0 | 0 | 0 | 0 | 0
1996 | 5 | 13 | 0 | 0 | 0 | 0 | 0 | 0 | 0 | 0 | 0 | 0 | 0 | 0 | 0
1996 | 5 | 14 | 0 | 0 | 0 | 0 | 0 | 0 | 0 | 0 | 0 | 0 | 0 | 0 | 0
1996 | 5 | 15 | 0.07 | 0.07 | 0.02 | 0 | 0.07 | 0.02 | 0 | 0 | 0 | 0 | 0 | 0 | 0
1996 | 5 | 16 | 0.26 | 0.26 | 0.21 | 0 | 0.26 | 0.21 | 0 | 0 | 0 | 0 | 0 | 0 | 0
1996 | 5 | 17 | 0.07 | 0.07 | 0.02 | 0 | 0.07 | 0.02 | 0 | 0 | 0 | 0 | 0 | 0 | 0
1996 | 5 | 18 | 0 | 0 | 0 | 0 | 0 | 0 | 0 | 0 | 0 | 0 | 0 | 0 | 0
1996 | 5 | 19 | 0 | 0 | 0 | 0 | 0 | 0 | 0 | 0 | 0 | 0 | 0 | 0 | 0
1996 | 5 | 20 | 0 | 0 | 0 | 0 | 0 | 0 | 0 | 0 | 0 | 0 | 0 | 0 | 0
1996 | 5 | 21 | 0.53 | 0.53 | 0.48 | 0 | 0.53 | 0.48 | 0 | 0 | 0 | 0 | 0 | 0 | 0
1996 | 5 | 22 | 0 | 0 | 0 | 0 | 0 | 0 | 0 | 0 | 0 | 0 | 0 | 0 | 0
1996 | 5 | 23 | 0 | 0 | 0 | 0 | 0 | 0 | 0 | 0 | 0 | 0 | 0 | 0 | 0
1996 | 5 | 24 | 0 | 0 | 0 | 0 | 0 | 0 | 0 | 0 | 0 | 0 | 0 | 0 | 0
1996 | 5 | 25 | 0 | 0 | 0 | 0 | 0 | 0 | 0 | 0 | 0 | 0 | 0 | 0 | 0
1996 | 5 | 26 | 0.08 | 0.08 | 0.03 | 0 | 0.08 | 0.03 | 0 | 0 | 0 | 0 | 0 | 0 | 0
1996 | 5 | 27 | 0.31 | 0.31 | 0.26 | 0 | 0.31 | 0.26 | 0 | 0 | 0 | 0 | 0 | 0 | 0
1996 | 5 | 28 | 0.29 | 0.29 | 0.24 | 0 | 0.29 | 0.24 | 0 | 0 | 0 | 0 | 0 | 0 | 0
1996 | 5 | 29 | 0.35 | 0.35 | 0.3 | 0 | 0.35 | 0.3 | 0 | 0 | 0 | 0 | 0 | 0 | 0
1996 | 5 | 30 | 0 | 0 | 0 | 0 | 0 | 0 | 0 | 0 | 0 | 0 | 0 | 0 | 0
1996 | 5 | 31 | 0 | 0 | 0 | 0 | 0 | 0 | 0 | 0 | 0 | 0 | 0 | 0 | 0
1996 | 6 | 1 | 0 | 0 | 0 | 0 | 0 | 0 | 0 | 0 | 0 | 0 | 0 | 0 | 0
1996 | 6 | 2 | 0 | 0 | 0 | 0 | 0 | 0 | 0 | 0 | 0 | 0 | 0 | 0 | 0
1996 | 6 | 3 | 0 | 0 | 0 | 0 | 0 | 0 | 0 | 0 | 0 | 0 | 0 | 0 | 0
1996 | 6 | 4 | 0.2 | 0.2 | 0.15 | 0 | 0.2 | 0.15 | 0 | 0 | 0 | 0 | 0 | 0 | 0
1996 | 6 | 5 | 0 | 0 | 0 | 0 | 0 | 0 | 0 | 0 | 0 | 0 | 0 | 0 | 0
1996 | 6 | 6 | 0 | 0 | 0 | 0 | 0 | 0 | 0 | 0 | 0 | 0 | 0 | 0 | 0
1996 | 6 | 7 | 0 | 0 | 0 | 0 | 0 | 0 | 0 | 0 | 0 | 0 | 0 | 0 | 0
1996 | 6 | 8 | 0 | 0 | 0 | 0 | 0 | 0 | 0 | 0 | 0 | 0 | 0 | 0 | 0
1996 | 6 | 9 | 0.38 | 0.38 | 0.33 | 0 | 0.38 | 0.33 | 0 | 0 | 0 | 0 | 0 | 0 | 0
1996 | 6 | 10 | 0 | 0 | 0 | 0 | 0 | 0 | 0 | 0 | 0 | 0 | 0 | 0 | 0
1996 | 6 | 11 | 0 | 0 | 0 | 0 | 0 | 0 | 0 | 0 | 0 | 0 | 0 | 0 | 0
1996 | 6 | 12 | 0 | 0 | 0 | 0 | 0 | 0 | 0 | 0 | 0 | 0 | 0 | 0 | 0
1996 | 6 | 13 | 0 | 0 | 0 | 0 | 0 | 0 | 0 | 0 | 0 | 0 | 0 | 0 | 0
1996 | 6 | 14 | 0 | 0 | 0 | 0 | 0 | 0 | 0 | 0 | 0 | 0 | 0 | 0 | 0
1996 | 6 | 15 | 0 | 0 | 0 | 0 | 0 | 0 | 0 | 0 | 0 | 0 | 0 | 0 | 0
1996 | 6 | 16 | 0 | 0 | 0 | 0 | 0 | 0 | 0 | 0 | 0 | 0 | 0 | 0 | 0
1996 | 6 | 17 | 0.03 | 0.03 | 0 | 0 | 0.03 | 0 | 0 | 0 | 0 | 0 | 0 | 0 | 0
1996 | 6 | 18 | 0.72 | 0.72 | 0.67 | 0 | 0.72 | 0.67 | 0 | 0 | 0 | 0 | 0 | 0 | 0
1996 | 6 | 19 | 0.15 | 0.15 | 0.1 | 0 | 0.15 | 0.1 | 0 | 0 | 0 | 0 | 0 | 0 | 0
1996 | 6 | 20 | 0.61 | 0.61 | 0.56 | 0 | 0.61 | 0.56 | 0 | 0 | 0 | 0 | 0 | 0 | 0
1996 | 6 | 21 | 0 | 0 | 0 | 0 | 0 | 0 | 0 | 0 | 0 | 0 | 0 | 0 | 0
1996 | 6 | 22 | 0 | 0 | 0 | 0 | 0 | 0 | 0 | 0 | 0 | 0 | 0 | 0 | 0
1996 | 6 | 23 | 0 | 0 | 0 | 0 | 0 | 0 | 0 | 0 | 0 | 0 | 0 | 0 | 0
1996 | 6 | 24 | 0.74 | 0.74 | 0.69 | 0 | 0.74 | 0.69 | 0 | 0 | 0 | 0 | 0 | 0 | 0
1996 | 6 | 25 | 0 | 0 | 0 | 0 | 0 | 0 | 0 | 0 | 0 | 0 | 0 | 0 | 0
1996 | 6 | 26 | 0 | 0 | 0 | 0 | 0 | 0 | 0 | 0 | 0 | 0 | 0 | 0 | 0
1996 | 6 | 27 | 0 | 0 | 0 | 0 | 0 | 0 | 0 | 0 | 0 | 0 | 0 | 0 | 0
1996 | 6 | 28 | 0 | 0 | 0 | 0 | 0 | 0 | 0 | 0 | 0 | 0 | 0 | 0 | 0
1996 | 6 | 29 | 0.01 | 0.01 | 0 | 0 | 0.01 | 0 | 0 | 0 | 0 | 0 | 0 | 0 | 0
1996 | 6 | 30 | 0.3 | 0.3 | 0.25 | 0 | 0.3 | 0.25 | 0 | 0 | 0 | 0 | 0 | 0 | 0
1996 | 7 | 1 | 0 | 0 | 0 | 0 | 0 | 0 | 0 | 0 | 0 | 0 | 0 | 0 | 0
1996 | 7 | 2 | 0 | 0 | 0 | 0 | 0 | 0 | 0 | 0 | 0 | 0 | 0 | 0 | 0
1996 | 7 | 3 | 0.18 | 0.18 | 0.13 | 0 | 0.18 | 0.13 | 0 | 0 | 0 | 0 | 0 | 0 | 0
1996 | 7 | 4 | 0 | 0 | 0 | 0 | 0 | 0 | 0 | 0 | 0 | 0 | 0 | 0 | 0
1996 | 7 | 5 | 0 | 0 | 0 | 0 | 0 | 0 | 0 | 0 | 0 | 0 | 0 | 0 | 0
1996 | 7 | 6 | 0 | 0 | 0 | 0 | 0 | 0 | 0 | 0 | 0 | 0 | 0 | 0 | 0
1996 | 7 | 7 | 0 | 0 | 0 | 0 | 0 | 0 | 0 | 0 | 0 | 0 | 0 | 0 | 0
1996 | 7 | 8 | 0 | 0 | 0 | 0 | 0 | 0 | 0 | 0 | 0 | 0 | 0 | 0 | 0
1996 | 7 | 9 | 0.54 | 0.54 | 0.49 | 0 | 0.54 | 0.49 | 0 | 0 | 0 | 0 | 0 | 0 | 0
1996 | 7 | 10 | 0 | 0 | 0 | 0 | 0 | 0 | 0 | 0 | 0 | 0 | 0 | 0 | 0
1996 | 7 | 11 | 0 | 0 | 0 | 0 | 0 | 0 | 0 | 0 | 0 | 0 | 0 | 0 | 0
1996 | 7 | 12 | 0.62 | 0.62 | 0.57 | 0 | 0.62 | 0.57 | 0 | 0 | 0 | 0 | 0 | 0 | 0
1996 | 7 | 13 | 1.06 | 1 | 0.95 | 0 | 1 | 0.95 | 0 | 0 | 0 | 0 | 0 | 0 | 0
1996 | 7 | 14 | 0 | 0 | 0 | 0 | 0 | 0 | 0 | 0 | 0 | 0 | 0 | 0 | 0
1996 | 7 | 15 | 0.06 | 0.06 | 0.01 | 0 | 0.06 | 0.01 | 0 | 0 | 0 | 0 | 0 | 0 | 0
1996 | 7 | 16 | 0 | 0 | 0 | 0 | 0 | 0 | 0 | 0 | 0 | 0 | 0 | 0 | 0
1996 | 7 | 17 | 0 | 0 | 0 | 0 | 0 | 0 | 0 | 0 | 0 | 0 | 0 | 0 | 0
1996 | 7 | 18 | 0.29 | 0.29 | 0.24 | 0 | 0.29 | 0.24 | 0 | 0 | 0 | 0 | 0 | 0 | 0
1996 | 7 | 19 | 1.15 | 1 | 0.95 | 0 | 1 | 0.95 | 0 | 0 | 0 | 0 | 0 | 0 | 0
1996 | 7 | 20 | 0 | 0 | 0 | 0 | 0 | 0 | 0 | 0 | 0 | 0 | 0 | 0 | 0
1996 | 7 | 21 | 0 | 0 | 0 | 0 | 0 | 0 | 0 | 0 | 0 | 0 | 0 | 0 | 0
1996 | 7 | 22 | 0.08 | 0.08 | 0.03 | 0 | 0.08 | 0.03 | 0 | 0 | 0 | 0 | 0 | 0 | 0
1996 | 7 | 23 | 0 | 0 | 0 | 0 | 0 | 0 | 0 | 0 | 0 | 0 | 0 | 0 | 0
1996 | 7 | 24 | 0 | 0 | 0 | 0 | 0 | 0 | 0 | 0 | 0 | 0 | 0 | 0 | 0
1996 | 7 | 25 | 0.62 | 0.62 | 0.57 | 0 | 0.62 | 0.57 | 0 | 0 | 0 | 0 | 0 | 0 | 0
1996 | 7 | 26 | 0.54 | 0.54 | 0.49 | 0 | 0.54 | 0.49 | 0 | 0 | 0 | 0 | 0 | 0 | 0
1996 | 7 | 27 | 0 | 0 | 0 | 0 | 0 | 0 | 0 | 0 | 0 | 0 | 0 | 0 | 0
1996 | 7 | 28 | 0 | 0 | 0 | 0 | 0 | 0 | 0 | 0 | 0 | 0 | 0 | 0 | 0
1996 | 7 | 29 | 0.2 | 0.2 | 0.15 | 0 | 0.2 | 0.15 | 0 | 0 | 0 | 0 | 0 | 0 | 0
1996 | 7 | 30 | 0.15 | 0.15 | 0.1 | 0 | 0.15 | 0.1 | 0 | 0 | 0 | 0 | 0 | 0 | 0
1996 | 7 | 31 | 0.11 | 0.11 | 0.06 | 0 | 0.11 | 0.06 | 0 | 0 | 0 | 0 | 0 | 0 | 0
1996 | 8 | 1 | 0.01 | 0.01 | 0 | 0 | 0.01 | 0 | 0 | 0 | 0 | 0 | 0 | 0 | 0
1996 | 8 | 2 | 0 | 0 | 0 | 0 | 0 | 0 | 0 | 0 | 0 | 0 | 0 | 0 | 0
1996 | 8 | 3 | 0 | 0 | 0 | 0 | 0 | 0 | 0 | 0 | 0 | 0 | 0 | 0 | 0
1996 | 8 | 4 | 0 | 0 | 0 | 0 | 0 | 0 | 0 | 0 | 0 | 0 | 0 | 0 | 0
1996 | 8 | 5 | 0 | 0 | 0 | 0 | 0 | 0 | 0 | 0 | 0 | 0 | 0 | 0 | 0
1996 | 8 | 6 | 0.29 | 0.29 | 0.24 | 0 | 0.29 | 0.24 | 0 | 0 | 0 | 0 | 0 | 0 | 0
1996 | 8 | 7 | 0 | 0 | 0 | 0 | 0 | 0 | 0 | 0 | 0 | 0 | 0 | 0 | 0
1996 | 8 | 8 | 0 | 0 | 0 | 0 | 0 | 0 | 0 | 0 | 0 | 0 | 0 | 0 | 0
1996 | 8 | 9 | 0.05 | 0.05 | 0 | 0 | 0.05 | 0 | 0 | 0 | 0 | 0 | 0 | 0 | 0
1996 | 8 | 10 | 0 | 0 | 0 | 0 | 0 | 0 | 0 | 0 | 0 | 0 | 0 | 0 | 0
1996 | 8 | 11 | 0 | 0 | 0 | 0 | 0 | 0 | 0 | 0 | 0 | 0 | 0 | 0 | 0
1996 | 8 | 12 | 1.53 | 1 | 0.95 | 0 | 1 | 0.95 | 0 | 0 | 0 | 0 | 0 | 0 | 0
1996 | 8 | 13 | 0.22 | 0.22 | 0.17 | 0 | 0.22 | 0.17 | 0 | 0 | 0 | 0 | 0 | 0 | 0
1996 | 8 | 14 | 0 | 0 | 0 | 0 | 0 | 0 | 0 | 0 | 0 | 0 | 0 | 0 | 0
1996 | 8 | 15 | 0 | 0 | 0 | 0 | 0 | 0 | 0 | 0 | 0 | 0 | 0 | 0 | 0
1996 | 8 | 16 | 0.52 | 0.52 | 0.47 | 0 | 0.52 | 0.47 | 0 | 0 | 0 | 0 | 0 | 0 | 0
1996 | 8 | 17 | 0 | 0 | 0 | 0 | 0 | 0 | 0 | 0 | 0 | 0 | 0 | 0 | 0
1996 | 8 | 18 | 0 | 0 | 0 | 0 | 0 | 0 | 0 | 0 | 0 | 0 | 0 | 0 | 0
1996 | 8 | 19 | 0 | 0 | 0 | 0 | 0 | 0 | 0 | 0 | 0 | 0 | 0 | 0 | 0
1996 | 8 | 20 | 0 | 0 | 0 | 0 | 0 | 0 | 0 | 0 | 0 | 0 | 0 | 0 | 0
1996 | 8 | 21 | 0 | 0 | 0 | 0 | 0 | 0 | 0 | 0 | 0 | 0 | 0 | 0 | 0
1996 | 8 | 22 | 0 | 0 | 0 | 0 | 0 | 0 | 0 | 0 | 0 | 0 | 0 | 0 | 0
1996 | 8 | 23 | 0 | 0 | 0 | 0 | 0 | 0 | 0 | 0 | 0 | 0 | 0 | 0 | 0
1996 | 8 | 24 | 0 | 0 | 0 | 0 | 0 | 0 | 0 | 0 | 0 | 0 | 0 | 0 | 0
1996 | 8 | 25 | 0 | 0 | 0 | 0 | 0 | 0 | 0 | 0 | 0 | 0 | 0 | 0 | 0
1996 | 8 | 26 | 0 | 0 | 0 | 0 | 0 | 0 | 0 | 0 | 0 | 0 | 0 | 0 | 0
1996 | 8 | 27 | 0.01 | 0.01 | 0 | 0 | 0.01 | 0 | 0 | 0 | 0 | 0 | 0 | 0 | 0
1996 | 8 | 28 | 0 | 0 | 0 | 0 | 0 | 0 | 0 | 0 | 0 | 0 | 0 | 0 | 0
1996 | 8 | 29 | 0 | 0 | 0 | 0 | 0 | 0 | 0 | 0 | 0 | 0 | 0 | 0 | 0
1996 | 8 | 30 | 0 | 0 | 0 | 0 | 0 | 0 | 0 | 0 | 0 | 0 | 0 | 0 | 0
1996 | 8 | 31 | 0 | 0 | 0 | 0 | 0 | 0 | 0 | 0 | 0 | 0 | 0 | 0 | 0
1996 | 9 | 1 | 0 | 0 | 0 | 0 | 0 | 0 | 0 | 0 | 0 | 0 | 0 | 0 | 0
1996 | 9 | 2 | 0 | 0 | 0 | 0 | 0 | 0 | 0 | 0 | 0 | 0 | 0 | 0 | 0
1996 | 9 | 3 | 0.17 | 0.17 | 0.12 | 0 | 0.17 | 0.12 | 0 | 0 | 0 | 0 | 0 | 0 | 0
1996 | 9 | 4 | 1.83 | 1 | 0.95 | 0 | 1 | 0.95 | 0 | 0 | 0 | 0 | 0 | 0 | 0
1996 | 9 | 5 | 0 | 0 | 0 | 0 | 0 | 0 | 0 | 0 | 0 | 0 | 0 | 0 | 0
1996 | 9 | 6 | 1.55 | 1 | 0.95 | 0 | 1 | 0.95 | 0 | 0 | 0 | 0 | 0 | 0 | 0
1996 | 9 | 7 | 0 | 0 | 0 | 0 | 0 | 0 | 0 | 0 | 0 | 0 | 0 | 0 | 0
1996 | 9 | 8 | 0 | 0 | 0 | 0 | 0 | 0 | 0 | 0 | 0 | 0 | 0 | 0 | 0
1996 | 9 | 9 | 0 | 0 | 0 | 0 | 0 | 0 | 0 | 0 | 0 | 0 | 0 | 0 | 0
1996 | 9 | 10 | 0 | 0 | 0 | 0 | 0 | 0 | 0 | 0 | 0 | 0 | 0 | 0 | 0
1996 | 9 | 11 | 1.15 | 1 | 0.95 | 0 | 1 | 0.95 | 0 | 0 | 0 | 0 | 0 | 0 | 0
1996 | 9 | 12 | 0 | 0 | 0 | 0 | 0 | 0 | 0 | 0 | 0 | 0 | 0 | 0 | 0
1996 | 9 | 13 | 0.84 | 0.84 | 0.79 | 0 | 0.84 | 0.79 | 0 | 0 | 0 | 0 | 0 | 0 | 0
1996 | 9 | 14 | 0 | 0 | 0 | 0 | 0 | 0 | 0 | 0 | 0 | 0 | 0 | 0 | 0
1996 | 9 | 15 | 0 | 0 | 0 | 0 | 0 | 0 | 0 | 0 | 0 | 0 | 0 | 0 | 0
1996 | 9 | 16 | 0.67 | 0.67 | 0.62 | 0 | 0.67 | 0.62 | 0 | 0 | 0 | 0 | 0 | 0 | 0
1996 | 9 | 17 | 0.25 | 0.25 | 0.2 | 0 | 0.25 | 0.2 | 0 | 0 | 0 | 0 | 0 | 0 | 0
1996 | 9 | 18 | 0 | 0 | 0 | 0 | 0 | 0 | 0 | 0 | 0 | 0 | 0 | 0 | 0
1996 | 9 | 19 | 0 | 0 | 0 | 0 | 0 | 0 | 0 | 0 | 0 | 0 | 0 | 0 | 0
1996 | 9 | 20 | 0 | 0 | 0 | 0 | 0 | 0 | 0 | 0 | 0 | 0 | 0 | 0 | 0
1996 | 9 | 21 | 0 | 0 | 0 | 0 | 0 | 0 | 0 | 0 | 0 | 0 | 0 | 0 | 0
1996 | 9 | 22 | 0.63 | 0.63 | 0.58 | 0 | 0.63 | 0.58 | 0 | 0 | 0 | 0 | 0 | 0 | 0
1996 | 9 | 23 | 0 | 0 | 0 | 0 | 0 | 0 | 0 | 0 | 0 | 0 | 0 | 0 | 0
1996 | 9 | 24 | 0 | 0 | 0 | 0 | 0 | 0 | 0 | 0 | 0 | 0 | 0 | 0 | 0
1996 | 9 | 25 | 0 | 0 | 0 | 0 | 0 | 0 | 0 | 0 | 0 | 0 | 0 | 0 | 0
1996 | 9 | 26 | 0 | 0 | 0 | 0 | 0 | 0 | 0 | 0 | 0 | 0 | 0 | 0 | 0
1996 | 9 | 27 | 0.06 | 0.06 | 0.01 | 0 | 0.06 | 0.01 | 0 | 0 | 0 | 0 | 0 | 0 | 0
1996 | 9 | 28 | 0.64 | 0.64 | 0.59 | 0 | 0.64 | 0.59 | 0 | 0 | 0 | 0 | 0 | 0 | 0
1996 | 9 | 29 | 0 | 0 | 0 | 0 | 0 | 0 | 0 | 0 | 0 | 0 | 0 | 0 | 0
1996 | 9 | 30 | 0 | 0 | 0 | 0 | 0 | 0 | 0 | 0 | 0 | 0 | 0 | 0 | 0
1996 | 10 | 1 | 0 | 0 | 0 | 0 | 0 | 0 | 0 | 0 | 0 | 0 | 0 | 0 | 0
1996 | 10 | 2 | 0.39 | 0.39 | 0.34 | 0 | 0.39 | 0.34 | 0 | 0 | 0 | 0 | 0 | 0 | 0
1996 | 10 | 3 | 0 | 0 | 0 | 0 | 0 | 0 | 0 | 0 | 0 | 0 | 0 | 0 | 0
1996 | 10 | 4 | 0 | 0 | 0 | 0 | 0 | 0 | 0 | 0 | 0 | 0 | 0 | 0 | 0
1996 | 10 | 5 | 0 | 0 | 0 | 0 | 0 | 0 | 0 | 0 | 0 | 0 | 0 | 0 | 0
1996 | 10 | 6 | 0 | 0 | 0 | 0 | 0 | 0 | 0 | 0 | 0 | 0 | 0 | 0 | 0
1996 | 10 | 7 | 0 | 0 | 0 | 0 | 0 | 0 | 0 | 0 | 0 | 0 | 0 | 0 | 0
1996 | 10 | 8 | 1.49 | 1 | 0.95 | 0 | 1 | 0.95 | 0 | 0 | 0 | 0 | 0 | 0 | 0
1996 | 10 | 9 | 0.28 | 0.28 | 0.23 | 0 | 0.28 | 0.23 | 0 | 0 | 0 | 0 | 0 | 0 | 0
1996 | 10 | 10 | 0 | 0 | 0 | 0 | 0 | 0 | 0 | 0 | 0 | 0 | 0 | 0 | 0
1996 | 10 | 11 | 0 | 0 | 0 | 0 | 0 | 0 | 0 | 0 | 0 | 0 | 0 | 0 | 0
1996 | 10 | 12 | 0 | 0 | 0 | 0 | 0 | 0 | 0 | 0 | 0 | 0 | 0 | 0 | 0
1996 | 10 | 13 | 0 | 0 | 0 | 0 | 0 | 0 | 0 | 0 | 0 | 0 | 0 | 0 | 0
1996 | 10 | 14 | 0 | 0 | 0 | 0 | 0 | 0 | 0 | 0 | 0 | 0 | 0 | 0 | 0
1996 | 10 | 15 | 0 | 0 | 0 | 0 | 0 | 0 | 0 | 0 | 0 | 0 | 0 | 0 | 0
1996 | 10 | 16 | 0 | 0 | 0 | 0 | 0 | 0 | 0 | 0 | 0 | 0 | 0 | 0 | 0
1996 | 10 | 17 | 0 | 0 | 0 | 0 | 0 | 0 | 0 | 0 | 0 | 0 | 0 | 0 | 0
1996 | 10 | 18 | 1.44 | 1 | 0.95 | 0 | 1 | 0.95 | 0 | 0 | 0 | 0 | 0 | 0 | 0
1996 | 10 | 19 | 0.32 | 0.32 | 0.27 | 0 | 0.32 | 0.27 | 0 | 0 | 0 | 0 | 0 | 0 | 0
1996 | 10 | 20 | 0.11 | 0.11 | 0.06 | 0 | 0.11 | 0.06 | 0 | 0 | 0 | 0 | 0 | 0 | 0
1996 | 10 | 21 | 0 | 0 | 0 | 0 | 0 | 0 | 0 | 0 | 0 | 0 | 0 | 0 | 0
1996 | 10 | 22 | 0 | 0 | 0 | 0 | 0 | 0 | 0 | 0 | 0 | 0 | 0 | 0 | 0
1996 | 10 | 23 | 0.01 | 0.01 | 0 | 0 | 0.01 | 0 | 0 | 0 | 0 | 0 | 0 | 0 | 0
1996 | 10 | 24 | 0 | 0 | 0 | 0 | 0 | 0 | 0 | 0 | 0 | 0 | 0 | 0 | 0
1996 | 10 | 25 | 0 | 0 | 0 | 0 | 0 | 0 | 0 | 0 | 0 | 0 | 0 | 0 | 0
1996 | 10 | 26 | 0 | 0 | 0 | 0 | 0 | 0 | 0 | 0 | 0 | 0 | 0 | 0 | 0
1996 | 10 | 27 | 0 | 0 | 0 | 0 | 0 | 0 | 0 | 0 | 0 | 0 | 0 | 0 | 0
1996 | 10 | 28 | 0 | 0 | 0 | 0 | 0 | 0 | 0 | 0 | 0 | 0 | 0 | 0 | 0
1996 | 10 | 29 | 0 | 0 | 0 | 0 | 0 | 0 | 0 | 0 | 0 | 0 | 0 | 0 | 0
1996 | 10 | 30 | 0 | 0 | 0 | 0 | 0 | 0 | 0 | 0 | 0 | 0 | 0 | 0 | 0
1996 | 10 | 31 | 0 | 0 | 0 | 0 | 0 | 0 | 0 | 0 | 0 | 0 | 0 | 0 | 0
1996 | 11 | 1 | 0.01 | 0.01 | 0 | 0 | 0.01 | 0 | 0 | 0 | 0 | 0 | 0 | 0 | 0
1996 | 11 | 2 | 0 | 0 | 0 | 0 | 0 | 0 | 0 | 0 | 0 | 0 | 0 | 0 | 0
1996 | 11 | 3 | 0 | 0 | 0 | 0 | 0 | 0 | 0 | 0 | 0 | 0 | 0 | 0 | 0
1996 | 11 | 4 | 0 | 0 | 0 | 0 | 0 | 0 | 0 | 0 | 0 | 0 | 0 | 0 | 0
1996 | 11 | 5 | 0 | 0 | 0 | 0 | 0 | 0 | 0 | 0 | 0 | 0 | 0 | 0 | 0
1996 | 11 | 6 | 0 | 0 | 0 | 0 | 0 | 0 | 0 | 0 | 0 | 0 | 0 | 0 | 0
1996 | 11 | 7 | 0 | 0 | 0 | 0 | 0 | 0 | 0 | 0 | 0 | 0 | 0 | 0 | 0
1996 | 11 | 8 | 2.57 | 1 | 0.95 | 0 | 1 | 0.95 | 0 | 0 | 0 | 0 | 0 | 0 | 0
1996 | 11 | 9 | 0.02 | 0.02 | 0 | 0 | 0.02 | 0 | 0 | 0 | 0 | 0 | 0 | 0 | 0
1996 | 11 | 10 | 0 | 0 | 0 | 0 | 0 | 0 | 0 | 0 | 0 | 0 | 0 | 0 | 0
1996 | 11 | 11 | 0 | 0 | 0 | 0 | 0 | 0 | 0 | 0 | 0 | 0 | 0 | 0 | 0
1996 | 11 | 12 | 0 | 0 | 0 | 0 | 0 | 0 | 0 | 0 | 0 | 0 | 0 | 0 | 0
1996 | 11 | 13 | 0 | 0 | 0 | 0 | 0 | 0 | 0 | 0 | 0 | 0 | 0 | 0 | 0
1996 | 11 | 14 | 0.08 | 0.08 | 0.03 | 0 | 0.08 | 0.03 | 0 | 0 | 0 | 0 | 0 | 0 | 0
1996 | 11 | 15 | 0 | 0 | 0 | 0 | 0 | 0 | 0 | 0 | 0 | 0 | 0 | 0 | 0
1996 | 11 | 16 | 0 | 0 | 0 | 0 | 0 | 0 | 0 | 0 | 0 | 0 | 0 | 0 | 0
1996 | 11 | 17 | 0 | 0 | 0 | 0 | 0 | 0 | 0 | 0 | 0 | 0 | 0 | 0 | 0
1996 | 11 | 18 | 0.08 | 0.08 | 0.03 | 0 | 0.08 | 0.03 | 0 | 0 | 0 | 0 | 0 | 0 | 0
1996 | 11 | 19 | 0 | 0 | 0 | 0 | 0 | 0 | 0 | 0 | 0 | 0 | 0 | 0 | 0
1996 | 11 | 20 | 0 | 0 | 0 | 0 | 0 | 0 | 0 | 0 | 0 | 0 | 0 | 0 | 0
1996 | 11 | 21 | 0 | 0 | 0 | 0 | 0 | 0 | 0 | 0 | 0 | 0 | 0 | 0 | 0
1996 | 11 | 22 | 0 | 0 | 0 | 0 | 0 | 0 | 0 | 0 | 0 | 0 | 0 | 0 | 0
1996 | 11 | 23 | 0 | 0 | 0 | 0 | 0 | 0 | 0 | 0 | 0 | 0 | 0 | 0 | 0
1996 | 11 | 24 | 0 | 0 | 0 | 0 | 0 | 0 | 0 | 0 | 0 | 0 | 0 | 0 | 0
1996 | 11 | 25 | 0.14 | 0.14 | 0.09 | 0 | 0.14 | 0.09 | 0 | 0 | 0 | 0 | 0 | 0 | 0
1996 | 11 | 26 | 0.48 | 0.48 | 0.43 | 0 | 0.48 | 0.43 | 0 | 0 | 0 | 0 | 0 | 0 | 0
1996 | 11 | 27 | 0 | 0 | 0 | 0 | 0 | 0 | 0 | 0 | 0 | 0 | 0 | 0 | 0
1996 | 11 | 28 | 0 | 0 | 0 | 0 | 0 | 0 | 0 | 0 | 0 | 0 | 0 | 0 | 0
1996 | 11 | 29 | 0 | 0 | 0 | 0 | 0 | 0 | 0 | 0 | 0 | 0 | 0 | 0 | 0
1996 | 11 | 30 | 0.2 | 0.2 | 0.15 | 0 | 0.2 | 0.15 | 0 | 0 | 0 | 0 | 0 | 0 | 0
1996 | 12 | 1 | 1.01 | 1 | 0.95 | 0 | 1 | 0.95 | 0 | 0 | 0 | 0 | 0 | 0 | 0
1996 | 12 | 2 | 0.43 | 0.43 | 0.38 | 0 | 0.43 | 0.38 | 0 | 0 | 0 | 0 | 0 | 0 | 0
1996 | 12 | 3 | 0 | 0 | 0 | 0 | 0 | 0 | 0 | 0 | 0 | 0 | 0 | 0 | 0
1996 | 12 | 4 | 0 | 0 | 0 | 0 | 0 | 0 | 0 | 0 | 0 | 0 | 0 | 0 | 0
1996 | 12 | 5 | 0.78 | 0.78 | 0.73 | 0 | 0.78 | 0.73 | 0 | 0 | 0 | 0 | 0 | 0 | 0
1996 | 12 | 6 | 0.16 | 0.16 | 0.11 | 0 | 0.16 | 0.11 | 0 | 0 | 0 | 0 | 0 | 0 | 0
1996 | 12 | 7 | 0.47 | 0.47 | 0.42 | 0 | 0.47 | 0.42 | 0 | 0 | 0 | 0 | 0 | 0 | 0
1996 | 12 | 8 | 0 | 0 | 0 | 0 | 0 | 0 | 0 | 0 | 0 | 0 | 0 | 0 | 0
1996 | 12 | 9 | 0 | 0 | 0 | 0 | 0 | 0 | 0 | 0 | 0 | 0 | 0 | 0 | 0
1996 | 12 | 10 | 0 | 0 | 0 | 0 | 0 | 0 | 0 | 0 | 0 | 0 | 0 | 0 | 0
1996 | 12 | 11 | 0.08 | 0.08 | 0.03 | 0 | 0.08 | 0.03 | 0 | 0 | 0 | 0 | 0 | 0 | 0
1996 | 12 | 12 | 0 | 0 | 0 | 0 | 0 | 0 | 0 | 0 | 0 | 0 | 0 | 0 | 0
1996 | 12 | 13 | 1.91 | 1 | 0.95 | 0 | 1 | 0.95 | 0 | 0 | 0 | 0 | 0 | 0 | 0
1996 | 12 | 14 | 0 | 0 | 0 | 0 | 0 | 0 | 0 | 0 | 0 | 0 | 0 | 0 | 0
1996 | 12 | 15 | 0 | 0 | 0 | 0 | 0 | 0 | 0 | 0 | 0 | 0 | 0 | 0 | 0
1996 | 12 | 16 | 0 | 0 | 0 | 0 | 0 | 0 | 0 | 0 | 0 | 0 | 0 | 0 | 0
1996 | 12 | 17 | 0.04 | 0.04 | 0 | 0 | 0.04 | 0 | 0 | 0 | 0 | 0 | 0 | 0 | 0
1996 | 12 | 18 | 0.09 | 0.09 | 0.04 | 0 | 0.09 | 0.04 | 0 | 0 | 0 | 0 | 0 | 0 | 0
1996 | 12 | 19 | 0.18 | 0.18 | 0.13 | 0 | 0.18 | 0.13 | 0 | 0 | 0 | 0 | 0 | 0 | 0
1996 | 12 | 20 | 0 | 0 | 0 | 0 | 0 | 0 | 0 | 0 | 0 | 0 | 0 | 0 | 0
1996 | 12 | 21 | 0 | 0 | 0 | 0 | 0 | 0 | 0 | 0 | 0 | 0 | 0 | 0 | 0
1996 | 12 | 22 | 0 | 0 | 0 | 0 | 0 | 0 | 0 | 0 | 0 | 0 | 0 | 0 | 0
1996 | 12 | 23 | 0 | 0 | 0 | 0 | 0 | 0 | 0 | 0 | 0 | 0 | 0 | 0 | 0
1996 | 12 | 24 | 0.19 | 0.19 | 0.14 | 0 | 0.19 | 0.14 | 0 | 0 | 0 | 0 | 0 | 0 | 0
1996 | 12 | 25 | 0 | 0 | 0 | 0 | 0 | 0 | 0 | 0 | 0 | 0 | 0 | 0 | 0
1996 | 12 | 26 | 0.01 | 0.01 | 0 | 0 | 0.01 | 0 | 0 | 0 | 0 | 0 | 0 | 0 | 0
1996 | 12 | 27 | 0.08 | 0.08 | 0.03 | 0 | 0.08 | 0.03 | 0 | 0 | 0 | 0 | 0 | 0 | 0
1996 | 12 | 28 | 0 | 0 | 0 | 0 | 0 | 0 | 0 | 0 | 0 | 0 | 0 | 0 | 0
1996 | 12 | 29 | 0.08 | 0.08 | 0.03 | 0 | 0.08 | 0.03 | 0 | 0 | 0 | 0 | 0 | 0 | 0
1996 | 12 | 30 | 0 | 0 | 0 | 0 | 0 | 0 | 0 | 0 | 0 | 0 | 0 | 0 | 0
1996 | 12 | 31 | 0 | 0 | 0 | 0 | 0 | 0 | 0 | 0 | 0 | 0 | 0 | 0 | 0
1997 | 1 | 1 | 0 | 0 | 0 | 0 | 0 | 0 | 0 | 0 | 0 | 0 | 0 | 0 | 0
1997 | 1 | 2 | 0 | 0 | 0 | 0 | 0 | 0 | 0 | 0 | 0 | 0 | 0 | 0 | 0
1997 | 1 | 3 | 0 | 0 | 0 | 0 | 0 | 0 | 0 | 0 | 0 | 0 | 0 | 0 | 0
1997 | 1 | 4 | 0 | 0 | 0 | 0 | 0 | 0 | 0 | 0 | 0 | 0 | 0 | 0 | 0
1997 | 1 | 5 | 0.01 | 0.01 | 0 | 0 | 0.01 | 0 | 0 | 0 | 0 | 0 | 0 | 0 | 0
1997 | 1 | 6 | 0 | 0 | 0 | 0 | 0 | 0 | 0 | 0 | 0 | 0 | 0 | 0 | 0
1997 | 1 | 7 | 0 | 0 | 0 | 0 | 0 | 0 | 0 | 0 | 0 | 0 | 0 | 0 | 0
1997 | 1 | 8 | 0 | 0 | 0 | 0 | 0 | 0 | 0 | 0 | 0 | 0 | 0 | 0 | 0
1997 | 1 | 9 | 0.53 | 0.53 | 0.48 | 0 | 0.53 | 0.48 | 0 | 0 | 0 | 0 | 0 | 0 | 0
1997 | 1 | 10 | 0 | 0 | 0 | 0 | 0 | 0 | 0 | 0 | 0 | 0 | 0 | 0 | 0
1997 | 1 | 11 | 0.11 | 0.11 | 0.06 | 0 | 0.11 | 0.06 | 0 | 0 | 0 | 0 | 0 | 0 | 0
1997 | 1 | 12 | 0 | 0 | 0 | 0 | 0 | 0 | 0 | 0 | 0 | 0 | 0 | 0 | 0
1997 | 1 | 13 | 0 | 0 | 0 | 0 | 0 | 0 | 0 | 0 | 0 | 0 | 0 | 0 | 0
1997 | 1 | 14 | 0 | 0 | 0 | 0 | 0 | 0 | 0 | 0 | 0 | 0 | 0 | 0 | 0
1997 | 1 | 15 | 0 | 0 | 0 | 0 | 0 | 0 | 0 | 0 | 0 | 0 | 0 | 0 | 0
1997 | 1 | 16 | 0.44 | 0.44 | 0.39 | 0 | 0.44 | 0.39 | 0 | 0 | 0 | 0 | 0 | 0 | 0
1997 | 1 | 17 | 0 | 0 | 0 | 0 | 0 | 0 | 0 | 0 | 0 | 0 | 0 | 0 | 0
1997 | 1 | 18 | 0 | 0 | 0 | 0 | 0 | 0 | 0 | 0 | 0 | 0 | 0 | 0 | 0
1997 | 1 | 19 | 0 | 0 | 0 | 0 | 0 | 0 | 0 | 0 | 0 | 0 | 0 | 0 | 0
1997 | 1 | 20 | 0 | 0 | 0 | 0 | 0 | 0 | 0 | 0 | 0 | 0 | 0 | 0 | 0
1997 | 1 | 21 | 0 | 0 | 0 | 0 | 0 | 0 | 0 | 0 | 0 | 0 | 0 | 0 | 0
1997 | 1 | 22 | 0.15 | 0.15 | 0.1 | 0 | 0.15 | 0.1 | 0 | 0 | 0 | 0 | 0 | 0 | 0
1997 | 1 | 23 | 0.01 | 0.01 | 0 | 0 | 0.01 | 0 | 0 | 0 | 0 | 0 | 0 | 0 | 0
1997 | 1 | 24 | 0.91 | 0.91 | 0.86 | 0 | 0.91 | 0.86 | 0 | 0 | 0 | 0 | 0 | 0 | 0
1997 | 1 | 25 | 0.02 | 0.02 | 0 | 0 | 0.02 | 0 | 0 | 0 | 0 | 0 | 0 | 0 | 0
1997 | 1 | 26 | 0 | 0 | 0 | 0 | 0 | 0 | 0 | 0 | 0 | 0 | 0 | 0 | 0
1997 | 1 | 27 | 0.01 | 0.01 | 0 | 0 | 0.01 | 0 | 0 | 0 | 0 | 0 | 0 | 0 | 0
1997 | 1 | 28 | 0.35 | 0.35 | 0.3 | 0 | 0.35 | 0.3 | 0 | 0 | 0 | 0 | 0 | 0 | 0
1997 | 1 | 29 | 0 | 0 | 0 | 0 | 0 | 0 | 0 | 0 | 0 | 0 | 0 | 0 | 0
1997 | 1 | 30 | 0 | 0 | 0 | 0 | 0 | 0 | 0 | 0 | 0 | 0 | 0 | 0 | 0
1997 | 1 | 31 | 0.01 | 0.01 | 0 | 0 | 0.01 | 0 | 0 | 0 | 0 | 0 | 0 | 0 | 0
1997 | 2 | 1 | 0 | 0 | 0 | 0 | 0 | 0 | 0 | 0 | 0 | 0 | 0 | 0 | 0
1997 | 2 | 2 | 0 | 0 | 0 | 0 | 0 | 0 | 0 | 0 | 0 | 0 | 0 | 0 | 0
1997 | 2 | 3 | 0 | 0 | 0 | 0 | 0 | 0 | 0 | 0 | 0 | 0 | 0 | 0 | 0
1997 | 2 | 4 | 0.52 | 0.52 | 0.47 | 0 | 0.52 | 0.47 | 0 | 0 | 0 | 0 | 0 | 0 | 0
1997 | 2 | 5 | 0.35 | 0.35 | 0.3 | 0 | 0.35 | 0.3 | 0 | 0 | 0 | 0 | 0 | 0 | 0
1997 | 2 | 6 | 0 | 0 | 0 | 0 | 0 | 0 | 0 | 0 | 0 | 0 | 0 | 0 | 0
1997 | 2 | 7 | 0 | 0 | 0 | 0 | 0 | 0 | 0 | 0 | 0 | 0 | 0 | 0 | 0
1997 | 2 | 8 | 0.4 | 0.4 | 0.35 | 0 | 0.4 | 0.35 | 0 | 0 | 0 | 0 | 0 | 0 | 0
1997 | 2 | 9 | 0 | 0 | 0 | 0 | 0 | 0 | 0 | 0 | 0 | 0 | 0 | 0 | 0
1997 | 2 | 10 | 0 | 0 | 0 | 0 | 0 | 0 | 0 | 0 | 0 | 0 | 0 | 0 | 0
1997 | 2 | 11 | 0 | 0 | 0 | 0 | 0 | 0 | 0 | 0 | 0 | 0 | 0 | 0 | 0
1997 | 2 | 12 | 0 | 0 | 0 | 0 | 0 | 0 | 0 | 0 | 0 | 0 | 0 | 0 | 0
1997 | 2 | 13 | 0.1 | 0.1 | 0.05 | 0 | 0.1 | 0.05 | 0 | 0 | 0 | 0 | 0 | 0 | 0
1997 | 2 | 14 | 0.58 | 0.58 | 0.53 | 0 | 0.58 | 0.53 | 0 | 0 | 0 | 0 | 0 | 0 | 0
1997 | 2 | 15 | 0.35 | 0.35 | 0.3 | 0 | 0.35 | 0.3 | 0 | 0 | 0 | 0 | 0 | 0 | 0
1997 | 2 | 16 | 0 | 0 | 0 | 0 | 0 | 0 | 0 | 0 | 0 | 0 | 0 | 0 | 0
1997 | 2 | 17 | 0 | 0 | 0 | 0 | 0 | 0 | 0 | 0 | 0 | 0 | 0 | 0 | 0
1997 | 2 | 18 | 0 | 0 | 0 | 0 | 0 | 0 | 0 | 0 | 0 | 0 | 0 | 0 | 0
1997 | 2 | 19 | 0 | 0 | 0 | 0 | 0 | 0 | 0 | 0 | 0 | 0 | 0 | 0 | 0
1997 | 2 | 20 | 0 | 0 | 0 | 0 | 0 | 0 | 0 | 0 | 0 | 0 | 0 | 0 | 0
1997 | 2 | 21 | 0 | 0 | 0 | 0 | 0 | 0 | 0 | 0 | 0 | 0 | 0 | 0 | 0
1997 | 2 | 22 | 0 | 0 | 0 | 0 | 0 | 0 | 0 | 0 | 0 | 0 | 0 | 0 | 0
1997 | 2 | 23 | 0 | 0 | 0 | 0 | 0 | 0 | 0 | 0 | 0 | 0 | 0 | 0 | 0
1997 | 2 | 24 | 0 | 0 | 0 | 0 | 0 | 0 | 0 | 0 | 0 | 0 | 0 | 0 | 0
1997 | 2 | 25 | 0 | 0 | 0 | 0 | 0 | 0 | 0 | 0 | 0 | 0 | 0 | 0 | 0
1997 | 2 | 26 | 0.13 | 0.13 | 0.08 | 0 | 0.13 | 0.08 | 0 | 0 | 0 | 0 | 0 | 0 | 0
1997 | 2 | 27 | 0 | 0 | 0 | 0 | 0 | 0 | 0 | 0 | 0 | 0 | 0 | 0 | 0
1997 | 2 | 28 | 0 | 0 | 0 | 0 | 0 | 0 | 0 | 0 | 0 | 0 | 0 | 0 | 0
1997 | 3 | 1 | 0.7 | 0.7 | 0.65 | 0 | 0.7 | 0.65 | 0 | 0 | 0 | 0 | 0 | 0 | 0
1997 | 3 | 2 | 0 | 0 | 0 | 0 | 0 | 0 | 0 | 0 | 0 | 0 | 0 | 0 | 0
1997 | 3 | 3 | 1.02 | 1 | 0.95 | 0 | 1 | 0.95 | 0 | 0 | 0 | 0 | 0 | 0 | 0
1997 | 3 | 4 | 0 | 0 | 0 | 0 | 0 | 0 | 0 | 0 | 0 | 0 | 0 | 0 | 0
1997 | 3 | 5 | 0.06 | 0.06 | 0.01 | 0 | 0.06 | 0.01 | 0 | 0 | 0 | 0 | 0 | 0 | 0
1997 | 3 | 6 | 0.03 | 0.03 | 0 | 0 | 0.03 | 0 | 0 | 0 | 0 | 0 | 0 | 0 | 0
1997 | 3 | 7 | 0 | 0 | 0 | 0 | 0 | 0 | 0 | 0 | 0 | 0 | 0 | 0 | 0
1997 | 3 | 8 | 0 | 0 | 0 | 0 | 0 | 0 | 0 | 0 | 0 | 0 | 0 | 0 | 0
1997 | 3 | 9 | 0.04 | 0.04 | 0 | 0 | 0.04 | 0 | 0 | 0 | 0 | 0 | 0 | 0 | 0
1997 | 3 | 10 | 0.07 | 0.07 | 0.02 | 0 | 0.07 | 0.02 | 0 | 0 | 0 | 0 | 0 | 0 | 0
1997 | 3 | 11 | 0 | 0 | 0 | 0 | 0 | 0 | 0 | 0 | 0 | 0 | 0 | 0 | 0
1997 | 3 | 12 | 0 | 0 | 0 | 0 | 0 | 0 | 0 | 0 | 0 | 0 | 0 | 0 | 0
1997 | 3 | 13 | 0.02 | 0.02 | 0 | 0 | 0.02 | 0 | 0 | 0 | 0 | 0 | 0 | 0 | 0
1997 | 3 | 14 | 0.42 | 0.42 | 0.37 | 0 | 0.42 | 0.37 | 0 | 0 | 0 | 0 | 0 | 0 | 0
1997 | 3 | 15 | 0 | 0 | 0 | 0 | 0 | 0 | 0 | 0 | 0 | 0 | 0 | 0 | 0
1997 | 3 | 16 | 0 | 0 | 0 | 0 | 0 | 0 | 0 | 0 | 0 | 0 | 0 | 0 | 0
1997 | 3 | 17 | 0 | 0 | 0 | 0 | 0 | 0 | 0 | 0 | 0 | 0 | 0 | 0 | 0
1997 | 3 | 18 | 0.37 | 0.37 | 0.32 | 0 | 0.37 | 0.32 | 0 | 0 | 0 | 0 | 0 | 0 | 0
1997 | 3 | 19 | 0.5 | 0.5 | 0.45 | 0 | 0.5 | 0.45 | 0 | 0 | 0 | 0 | 0 | 0 | 0
1997 | 3 | 20 | 0 | 0 | 0 | 0 | 0 | 0 | 0 | 0 | 0 | 0 | 0 | 0 | 0
1997 | 3 | 21 | 0 | 0 | 0 | 0 | 0 | 0 | 0 | 0 | 0 | 0 | 0 | 0 | 0
1997 | 3 | 22 | 0 | 0 | 0 | 0 | 0 | 0 | 0 | 0 | 0 | 0 | 0 | 0 | 0
1997 | 3 | 23 | 0 | 0 | 0 | 0 | 0 | 0 | 0 | 0 | 0 | 0 | 0 | 0 | 0
1997 | 3 | 24 | 0 | 0 | 0 | 0 | 0 | 0 | 0 | 0 | 0 | 0 | 0 | 0 | 0
1997 | 3 | 25 | 0 | 0 | 0 | 0 | 0 | 0 | 0 | 0 | 0 | 0 | 0 | 0 | 0
1997 | 3 | 26 | 0.34 | 0.34 | 0.29 | 0 | 0.34 | 0.29 | 0 | 0 | 0 | 0 | 0 | 0 | 0
1997 | 3 | 27 | 0 | 0 | 0 | 0 | 0 | 0 | 0 | 0 | 0 | 0 | 0 | 0 | 0
1997 | 3 | 28 | 0 | 0 | 0 | 0 | 0 | 0 | 0 | 0 | 0 | 0 | 0 | 0 | 0
1997 | 3 | 29 | 0.14 | 0.14 | 0.09 | 0 | 0.14 | 0.09 | 0 | 0 | 0 | 0 | 0 | 0 | 0
1997 | 3 | 30 | 0.05 | 0.05 | 0 | 0 | 0.05 | 0 | 0 | 0 | 0 | 0 | 0 | 0 | 0
1997 | 3 | 31 | 0.39 | 0.39 | 0.34 | 0 | 0.39 | 0.34 | 0 | 0 | 0 | 0 | 0 | 0 | 0
1997 | 4 | 1 | 0 | 0 | 0 | 0 | 0 | 0 | 0 | 0 | 0 | 0 | 0 | 0 | 0
1997 | 4 | 2 | 0 | 0 | 0 | 0 | 0 | 0 | 0 | 0 | 0 | 0 | 0 | 0 | 0
1997 | 4 | 3 | 0 | 0 | 0 | 0 | 0 | 0 | 0 | 0 | 0 | 0 | 0 | 0 | 0
1997 | 4 | 4 | 0 | 0 | 0 | 0 | 0 | 0 | 0 | 0 | 0 | 0 | 0 | 0 | 0
1997 | 4 | 5 | 0 | 0 | 0 | 0 | 0 | 0 | 0 | 0 | 0 | 0 | 0 | 0 | 0
1997 | 4 | 6 | 0.12 | 0.12 | 0.07 | 0 | 0.12 | 0.07 | 0 | 0 | 0 | 0 | 0 | 0 | 0
1997 | 4 | 7 | 0 | 0 | 0 | 0 | 0 | 0 | 0 | 0 | 0 | 0 | 0 | 0 | 0
1997 | 4 | 8 | 0 | 0 | 0 | 0 | 0 | 0 | 0 | 0 | 0 | 0 | 0 | 0 | 0
1997 | 4 | 9 | 0 | 0 | 0 | 0 | 0 | 0 | 0 | 0 | 0 | 0 | 0 | 0 | 0
1997 | 4 | 10 | 0 | 0 | 0 | 0 | 0 | 0 | 0 | 0 | 0 | 0 | 0 | 0 | 0
1997 | 4 | 11 | 0 | 0 | 0 | 0 | 0 | 0 | 0 | 0 | 0 | 0 | 0 | 0 | 0
1997 | 4 | 12 | 0.4 | 0.4 | 0.35 | 0 | 0.4 | 0.35 | 0 | 0 | 0 | 0 | 0 | 0 | 0
1997 | 4 | 13 | 0 | 0 | 0 | 0 | 0 | 0 | 0 | 0 | 0 | 0 | 0 | 0 | 0
1997 | 4 | 14 | 0 | 0 | 0 | 0 | 0 | 0 | 0 | 0 | 0 | 0 | 0 | 0 | 0
1997 | 4 | 15 | 0 | 0 | 0 | 0 | 0 | 0 | 0 | 0 | 0 | 0 | 0 | 0 | 0
1997 | 4 | 16 | 0 | 0 | 0 | 0 | 0 | 0 | 0 | 0 | 0 | 0 | 0 | 0 | 0
1997 | 4 | 17 | 0.22 | 0.22 | 0.17 | 0 | 0.22 | 0.17 | 0 | 0 | 0 | 0 | 0 | 0 | 0
1997 | 4 | 18 | 0 | 0 | 0 | 0 | 0 | 0 | 0 | 0 | 0 | 0 | 0 | 0 | 0
1997 | 4 | 19 | 0 | 0 | 0 | 0 | 0 | 0 | 0 | 0 | 0 | 0 | 0 | 0 | 0
1997 | 4 | 20 | 0 | 0 | 0 | 0 | 0 | 0 | 0 | 0 | 0 | 0 | 0 | 0 | 0
1997 | 4 | 21 | 0.16 | 0.16 | 0.11 | 0 | 0.16 | 0.11 | 0 | 0 | 0 | 0 | 0 | 0 | 0
1997 | 4 | 22 | 0 | 0 | 0 | 0 | 0 | 0 | 0 | 0 | 0 | 0 | 0 | 0 | 0
1997 | 4 | 23 | 0.05 | 0.05 | 0 | 0 | 0.05 | 0 | 0 | 0 | 0 | 0 | 0 | 0 | 0
1997 | 4 | 24 | 0.02 | 0.02 | 0 | 0 | 0.02 | 0 | 0 | 0 | 0 | 0 | 0 | 0 | 0
1997 | 4 | 25 | 0 | 0 | 0 | 0 | 0 | 0 | 0 | 0 | 0 | 0 | 0 | 0 | 0
1997 | 4 | 26 | 0 | 0 | 0 | 0 | 0 | 0 | 0 | 0 | 0 | 0 | 0 | 0 | 0
1997 | 4 | 27 | 1.06 | 1 | 0.95 | 0 | 1 | 0.95 | 0 | 0 | 0 | 0 | 0 | 0 | 0
1997 | 4 | 28 | 0.38 | 0.38 | 0.33 | 0 | 0.38 | 0.33 | 0 | 0 | 0 | 0 | 0 | 0 | 0
1997 | 4 | 29 | 0 | 0 | 0 | 0 | 0 | 0 | 0 | 0 | 0 | 0 | 0 | 0 | 0
1997 | 4 | 30 | 0 | 0 | 0 | 0 | 0 | 0 | 0 | 0 | 0 | 0 | 0 | 0 | 0
1997 | 5 | 1 | 0 | 0 | 0 | 0 | 0 | 0 | 0 | 0 | 0 | 0 | 0 | 0 | 0
1997 | 5 | 2 | 0 | 0 | 0 | 0 | 0 | 0 | 0 | 0 | 0 | 0 | 0 | 0 | 0
1997 | 5 | 3 | 0.03 | 0.03 | 0 | 0 | 0.03 | 0 | 0 | 0 | 0 | 0 | 0 | 0 | 0
1997 | 5 | 4 | 0 | 0 | 0 | 0 | 0 | 0 | 0 | 0 | 0 | 0 | 0 | 0 | 0
1997 | 5 | 5 | 0 | 0 | 0 | 0 | 0 | 0 | 0 | 0 | 0 | 0 | 0 | 0 | 0
1997 | 5 | 6 | 0.05 | 0.05 | 0 | 0 | 0.05 | 0 | 0 | 0 | 0 | 0 | 0 | 0 | 0
1997 | 5 | 7 | 0 | 0 | 0 | 0 | 0 | 0 | 0 | 0 | 0 | 0 | 0 | 0 | 0
1997 | 5 | 8 | 0.02 | 0.02 | 0 | 0 | 0.02 | 0 | 0 | 0 | 0 | 0 | 0 | 0 | 0
1997 | 5 | 9 | 0.14 | 0.14 | 0.09 | 0 | 0.14 | 0.09 | 0 | 0 | 0 | 0 | 0 | 0 | 0
1997 | 5 | 10 | 0.01 | 0.01 | 0 | 0 | 0.01 | 0 | 0 | 0 | 0 | 0 | 0 | 0 | 0
1997 | 5 | 11 | 0 | 0 | 0 | 0 | 0 | 0 | 0 | 0 | 0 | 0 | 0 | 0 | 0
1997 | 5 | 12 | 0 | 0 | 0 | 0 | 0 | 0 | 0 | 0 | 0 | 0 | 0 | 0 | 0
1997 | 5 | 13 | 0 | 0 | 0 | 0 | 0 | 0 | 0 | 0 | 0 | 0 | 0 | 0 | 0
1997 | 5 | 14 | 0 | 0 | 0 | 0 | 0 | 0 | 0 | 0 | 0 | 0 | 0 | 0 | 0
1997 | 5 | 15 | 0.01 | 0.01 | 0 | 0 | 0.01 | 0 | 0 | 0 | 0 | 0 | 0 | 0 | 0
1997 | 5 | 16 | 0 | 0 | 0 | 0 | 0 | 0 | 0 | 0 | 0 | 0 | 0 | 0 | 0
1997 | 5 | 17 | 0.01 | 0.01 | 0 | 0 | 0.01 | 0 | 0 | 0 | 0 | 0 | 0 | 0 | 0
1997 | 5 | 18 | 0 | 0 | 0 | 0 | 0 | 0 | 0 | 0 | 0 | 0 | 0 | 0 | 0
1997 | 5 | 19 | 0 | 0 | 0 | 0 | 0 | 0 | 0 | 0 | 0 | 0 | 0 | 0 | 0
1997 | 5 | 20 | 0 | 0 | 0 | 0 | 0 | 0 | 0 | 0 | 0 | 0 | 0 | 0 | 0
1997 | 5 | 21 | 0 | 0 | 0 | 0 | 0 | 0 | 0 | 0 | 0 | 0 | 0 | 0 | 0
1997 | 5 | 22 | 0 | 0 | 0 | 0 | 0 | 0 | 0 | 0 | 0 | 0 | 0 | 0 | 0
1997 | 5 | 23 | 0 | 0 | 0 | 0 | 0 | 0 | 0 | 0 | 0 | 0 | 0 | 0 | 0
1997 | 5 | 24 | 0 | 0 | 0 | 0 | 0 | 0 | 0 | 0 | 0 | 0 | 0 | 0 | 0
1997 | 5 | 25 | 2.17 | 1 | 0.95 | 0 | 1 | 0.95 | 0 | 0 | 0 | 0 | 0 | 0 | 0
1997 | 5 | 26 | 0.55 | 0.55 | 0.5 | 0 | 0.55 | 0.5 | 0 | 0 | 0 | 0 | 0 | 0 | 0
1997 | 5 | 27 | 0 | 0 | 0 | 0 | 0 | 0 | 0 | 0 | 0 | 0 | 0 | 0 | 0
1997 | 5 | 28 | 0 | 0 | 0 | 0 | 0 | 0 | 0 | 0 | 0 | 0 | 0 | 0 | 0
1997 | 5 | 29 | 0 | 0 | 0 | 0 | 0 | 0 | 0 | 0 | 0 | 0 | 0 | 0 | 0
1997 | 5 | 30 | 0.05 | 0.05 | 0 | 0 | 0.05 | 0 | 0 | 0 | 0 | 0 | 0 | 0 | 0
1997 | 5 | 31 | 0 | 0 | 0 | 0 | 0 | 0 | 0 | 0 | 0 | 0 | 0 | 0 | 0
1997 | 6 | 1 | 0.39 | 0.39 | 0.34 | 0 | 0.39 | 0.34 | 0 | 0 | 0 | 0 | 0 | 0 | 0
1997 | 6 | 2 | 1.12 | 1 | 0.95 | 0 | 1 | 0.95 | 0 | 0 | 0 | 0 | 0 | 0 | 0
1997 | 6 | 3 | 0.54 | 0.54 | 0.49 | 0 | 0.54 | 0.49 | 0 | 0 | 0 | 0 | 0 | 0 | 0
1997 | 6 | 4 | 0 | 0 | 0 | 0 | 0 | 0 | 0 | 0 | 0 | 0 | 0 | 0 | 0
1997 | 6 | 5 | 0 | 0 | 0 | 0 | 0 | 0 | 0 | 0 | 0 | 0 | 0 | 0 | 0
1997 | 6 | 6 | 0 | 0 | 0 | 0 | 0 | 0 | 0 | 0 | 0 | 0 | 0 | 0 | 0
1997 | 6 | 7 | 0 | 0 | 0 | 0 | 0 | 0 | 0 | 0 | 0 | 0 | 0 | 0 | 0
1997 | 6 | 8 | 0 | 0 | 0 | 0 | 0 | 0 | 0 | 0 | 0 | 0 | 0 | 0 | 0
1997 | 6 | 9 | 0 | 0 | 0 | 0 | 0 | 0 | 0 | 0 | 0 | 0 | 0 | 0 | 0
1997 | 6 | 10 | 0 | 0 | 0 | 0 | 0 | 0 | 0 | 0 | 0 | 0 | 0 | 0 | 0
1997 | 6 | 11 | 0 | 0 | 0 | 0 | 0 | 0 | 0 | 0 | 0 | 0 | 0 | 0 | 0
1997 | 6 | 12 | 0.02 | 0.02 | 0 | 0 | 0.02 | 0 | 0 | 0 | 0 | 0 | 0 | 0 | 0
1997 | 6 | 13 | 0.33 | 0.33 | 0.28 | 0 | 0.33 | 0.28 | 0 | 0 | 0 | 0 | 0 | 0 | 0
1997 | 6 | 14 | 0.03 | 0.03 | 0 | 0 | 0.03 | 0 | 0 | 0 | 0 | 0 | 0 | 0 | 0
1997 | 6 | 15 | 0 | 0 | 0 | 0 | 0 | 0 | 0 | 0 | 0 | 0 | 0 | 0 | 0
1997 | 6 | 16 | 0 | 0 | 0 | 0 | 0 | 0 | 0 | 0 | 0 | 0 | 0 | 0 | 0
1997 | 6 | 17 | 0 | 0 | 0 | 0 | 0 | 0 | 0 | 0 | 0 | 0 | 0 | 0 | 0
1997 | 6 | 18 | 0.24 | 0.24 | 0.19 | 0 | 0.24 | 0.19 | 0 | 0 | 0 | 0 | 0 | 0 | 0
1997 | 6 | 19 | 0 | 0 | 0 | 0 | 0 | 0 | 0 | 0 | 0 | 0 | 0 | 0 | 0
1997 | 6 | 20 | 0 | 0 | 0 | 0 | 0 | 0 | 0 | 0 | 0 | 0 | 0 | 0 | 0
1997 | 6 | 21 | 0 | 0 | 0 | 0 | 0 | 0 | 0 | 0 | 0 | 0 | 0 | 0 | 0
1997 | 6 | 22 | 0.01 | 0.01 | 0 | 0 | 0.01 | 0 | 0 | 0 | 0 | 0 | 0 | 0 | 0
1997 | 6 | 23 | 0 | 0 | 0 | 0 | 0 | 0 | 0 | 0 | 0 | 0 | 0 | 0 | 0
1997 | 6 | 24 | 0 | 0 | 0 | 0 | 0 | 0 | 0 | 0 | 0 | 0 | 0 | 0 | 0
1997 | 6 | 25 | 0 | 0 | 0 | 0 | 0 | 0 | 0 | 0 | 0 | 0 | 0 | 0 | 0
1997 | 6 | 26 | 0.26 | 0.26 | 0.21 | 0 | 0.26 | 0.21 | 0 | 0 | 0 | 0 | 0 | 0 | 0
1997 | 6 | 27 | 0 | 0 | 0 | 0 | 0 | 0 | 0 | 0 | 0 | 0 | 0 | 0 | 0
1997 | 6 | 28 | 0 | 0 | 0 | 0 | 0 | 0 | 0 | 0 | 0 | 0 | 0 | 0 | 0
1997 | 6 | 29 | 0 | 0 | 0 | 0 | 0 | 0 | 0 | 0 | 0 | 0 | 0 | 0 | 0
1997 | 6 | 30 | 0 | 0 | 0 | 0 | 0 | 0 | 0 | 0 | 0 | 0 | 0 | 0 | 0
1997 | 7 | 1 | 0.08 | 0.08 | 0.03 | 0 | 0.08 | 0.03 | 0 | 0 | 0 | 0 | 0 | 0 | 0
1997 | 7 | 2 | 0.28 | 0.28 | 0.23 | 0 | 0.28 | 0.23 | 0 | 0 | 0 | 0 | 0 | 0 | 0
1997 | 7 | 3 | 0 | 0 | 0 | 0 | 0 | 0 | 0 | 0 | 0 | 0 | 0 | 0 | 0
1997 | 7 | 4 | 0 | 0 | 0 | 0 | 0 | 0 | 0 | 0 | 0 | 0 | 0 | 0 | 0
1997 | 7 | 5 | 0 | 0 | 0 | 0 | 0 | 0 | 0 | 0 | 0 | 0 | 0 | 0 | 0
1997 | 7 | 6 | 0 | 0 | 0 | 0 | 0 | 0 | 0 | 0 | 0 | 0 | 0 | 0 | 0
1997 | 7 | 7 | 0 | 0 | 0 | 0 | 0 | 0 | 0 | 0 | 0 | 0 | 0 | 0 | 0
1997 | 7 | 8 | 0 | 0 | 0 | 0 | 0 | 0 | 0 | 0 | 0 | 0 | 0 | 0 | 0
1997 | 7 | 9 | 0.01 | 0.01 | 0 | 0 | 0.01 | 0 | 0 | 0 | 0 | 0 | 0 | 0 | 0
1997 | 7 | 10 | 0 | 0 | 0 | 0 | 0 | 0 | 0 | 0 | 0 | 0 | 0 | 0 | 0
1997 | 7 | 11 | 0 | 0 | 0 | 0 | 0 | 0 | 0 | 0 | 0 | 0 | 0 | 0 | 0
1997 | 7 | 12 | 0 | 0 | 0 | 0 | 0 | 0 | 0 | 0 | 0 | 0 | 0 | 0 | 0
1997 | 7 | 13 | 0 | 0 | 0 | 0 | 0 | 0 | 0 | 0 | 0 | 0 | 0 | 0 | 0
1997 | 7 | 14 | 0 | 0 | 0 | 0 | 0 | 0 | 0 | 0 | 0 | 0 | 0 | 0 | 0
1997 | 7 | 15 | 0 | 0 | 0 | 0 | 0 | 0 | 0 | 0 | 0 | 0 | 0 | 0 | 0
1997 | 7 | 16 | 0 | 0 | 0 | 0 | 0 | 0 | 0 | 0 | 0 | 0 | 0 | 0 | 0
1997 | 7 | 17 | 0 | 0 | 0 | 0 | 0 | 0 | 0 | 0 | 0 | 0 | 0 | 0 | 0
1997 | 7 | 18 | 0.1 | 0.1 | 0.05 | 0 | 0.1 | 0.05 | 0 | 0 | 0 | 0 | 0 | 0 | 0
1997 | 7 | 19 | 0 | 0 | 0 | 0 | 0 | 0 | 0 | 0 | 0 | 0 | 0 | 0 | 0
1997 | 7 | 20 | 0 | 0 | 0 | 0 | 0 | 0 | 0 | 0 | 0 | 0 | 0 | 0 | 0
1997 | 7 | 21 | 0 | 0 | 0 | 0 | 0 | 0 | 0 | 0 | 0 | 0 | 0 | 0 | 0
1997 | 7 | 22 | 0 | 0 | 0 | 0 | 0 | 0 | 0 | 0 | 0 | 0 | 0 | 0 | 0
1997 | 7 | 23 | 0.17 | 0.17 | 0.12 | 0 | 0.17 | 0.12 | 0 | 0 | 0 | 0 | 0 | 0 | 0
1997 | 7 | 24 | 0.34 | 0.34 | 0.29 | 0 | 0.34 | 0.29 | 0 | 0 | 0 | 0 | 0 | 0 | 0
1997 | 7 | 25 | 0 | 0 | 0 | 0 | 0 | 0 | 0 | 0 | 0 | 0 | 0 | 0 | 0
1997 | 7 | 26 | 0 | 0 | 0 | 0 | 0 | 0 | 0 | 0 | 0 | 0 | 0 | 0 | 0
1997 | 7 | 27 | 0 | 0 | 0 | 0 | 0 | 0 | 0 | 0 | 0 | 0 | 0 | 0 | 0
1997 | 7 | 28 | 0.16 | 0.16 | 0.11 | 0 | 0.16 | 0.11 | 0 | 0 | 0 | 0 | 0 | 0 | 0
1997 | 7 | 29 | 0 | 0 | 0 | 0 | 0 | 0 | 0 | 0 | 0 | 0 | 0 | 0 | 0
1997 | 7 | 30 | 0 | 0 | 0 | 0 | 0 | 0 | 0 | 0 | 0 | 0 | 0 | 0 | 0
1997 | 7 | 31 | 0 | 0 | 0 | 0 | 0 | 0 | 0 | 0 | 0 | 0 | 0 | 0 | 0
1997 | 8 | 1 | 0 | 0 | 0 | 0 | 0 | 0 | 0 | 0 | 0 | 0 | 0 | 0 | 0
1997 | 8 | 2 | 0 | 0 | 0 | 0 | 0 | 0 | 0 | 0 | 0 | 0 | 0 | 0 | 0
1997 | 8 | 3 | 0 | 0 | 0 | 0 | 0 | 0 | 0 | 0 | 0 | 0 | 0 | 0 | 0
1997 | 8 | 4 | 0.03 | 0.03 | 0 | 0 | 0.03 | 0 | 0 | 0 | 0 | 0 | 0 | 0 | 0
1997 | 8 | 5 | 0 | 0 | 0 | 0 | 0 | 0 | 0 | 0 | 0 | 0 | 0 | 0 | 0
1997 | 8 | 6 | 0 | 0 | 0 | 0 | 0 | 0 | 0 | 0 | 0 | 0 | 0 | 0 | 0
1997 | 8 | 7 | 0 | 0 | 0 | 0 | 0 | 0 | 0 | 0 | 0 | 0 | 0 | 0 | 0
1997 | 8 | 8 | 0 | 0 | 0 | 0 | 0 | 0 | 0 | 0 | 0 | 0 | 0 | 0 | 0
1997 | 8 | 9 | 0 | 0 | 0 | 0 | 0 | 0 | 0 | 0 | 0 | 0 | 0 | 0 | 0
1997 | 8 | 10 | 0 | 0 | 0 | 0 | 0 | 0 | 0 | 0 | 0 | 0 | 0 | 0 | 0
1997 | 8 | 11 | 0 | 0 | 0 | 0 | 0 | 0 | 0 | 0 | 0 | 0 | 0 | 0 | 0
1997 | 8 | 12 | 0 | 0 | 0 | 0 | 0 | 0 | 0 | 0 | 0 | 0 | 0 | 0 | 0
1997 | 8 | 13 | 0 | 0 | 0 | 0 | 0 | 0 | 0 | 0 | 0 | 0 | 0 | 0 | 0
1997 | 8 | 14 | 0.07 | 0.07 | 0.02 | 0 | 0.07 | 0.02 | 0 | 0 | 0 | 0 | 0 | 0 | 0
1997 | 8 | 15 | 0 | 0 | 0 | 0 | 0 | 0 | 0 | 0 | 0 | 0 | 0 | 0 | 0
1997 | 8 | 16 | 0 | 0 | 0 | 0 | 0 | 0 | 0 | 0 | 0 | 0 | 0 | 0 | 0
1997 | 8 | 17 | 1.35 | 1 | 0.95 | 0 | 1 | 0.95 | 0 | 0 | 0 | 0 | 0 | 0 | 0
1997 | 8 | 18 | 0 | 0 | 0 | 0 | 0 | 0 | 0 | 0 | 0 | 0 | 0 | 0 | 0
1997 | 8 | 19 | 0 | 0 | 0 | 0 | 0 | 0 | 0 | 0 | 0 | 0 | 0 | 0 | 0
1997 | 8 | 20 | 2.06 | 1 | 0.95 | 0 | 1 | 0.95 | 0 | 0 | 0 | 0 | 0 | 0 | 0
1997 | 8 | 21 | 0 | 0 | 0 | 0 | 0 | 0 | 0 | 0 | 0 | 0 | 0 | 0 | 0
1997 | 8 | 22 | 0 | 0 | 0 | 0 | 0 | 0 | 0 | 0 | 0 | 0 | 0 | 0 | 0
1997 | 8 | 23 | 0 | 0 | 0 | 0 | 0 | 0 | 0 | 0 | 0 | 0 | 0 | 0 | 0
1997 | 8 | 24 | 0 | 0 | 0 | 0 | 0 | 0 | 0 | 0 | 0 | 0 | 0 | 0 | 0
1997 | 8 | 25 | 0 | 0 | 0 | 0 | 0 | 0 | 0 | 0 | 0 | 0 | 0 | 0 | 0
1997 | 8 | 26 | 0 | 0 | 0 | 0 | 0 | 0 | 0 | 0 | 0 | 0 | 0 | 0 | 0
1997 | 8 | 27 | 0 | 0 | 0 | 0 | 0 | 0 | 0 | 0 | 0 | 0 | 0 | 0 | 0
1997 | 8 | 28 | 0 | 0 | 0 | 0 | 0 | 0 | 0 | 0 | 0 | 0 | 0 | 0 | 0
1997 | 8 | 29 | 0 | 0 | 0 | 0 | 0 | 0 | 0 | 0 | 0 | 0 | 0 | 0 | 0
1997 | 8 | 30 | 0 | 0 | 0 | 0 | 0 | 0 | 0 | 0 | 0 | 0 | 0 | 0 | 0
1997 | 8 | 31 | 0 | 0 | 0 | 0 | 0 | 0 | 0 | 0 | 0 | 0 | 0 | 0 | 0
1997 | 9 | 1 | 0 | 0 | 0 | 0 | 0 | 0 | 0 | 0 | 0 | 0 | 0 | 0 | 0
1997 | 9 | 2 | 0.19 | 0.19 | 0.14 | 0 | 0.19 | 0.14 | 0 | 0 | 0 | 0 | 0 | 0 | 0
1997 | 9 | 3 | 0.01 | 0.01 | 0 | 0 | 0.01 | 0 | 0 | 0 | 0 | 0 | 0 | 0 | 0
1997 | 9 | 4 | 0 | 0 | 0 | 0 | 0 | 0 | 0 | 0 | 0 | 0 | 0 | 0 | 0
1997 | 9 | 5 | 0 | 0 | 0 | 0 | 0 | 0 | 0 | 0 | 0 | 0 | 0 | 0 | 0
1997 | 9 | 6 | 0 | 0 | 0 | 0 | 0 | 0 | 0 | 0 | 0 | 0 | 0 | 0 | 0
1997 | 9 | 7 | 0 | 0 | 0 | 0 | 0 | 0 | 0 | 0 | 0 | 0 | 0 | 0 | 0
1997 | 9 | 8 | 0 | 0 | 0 | 0 | 0 | 0 | 0 | 0 | 0 | 0 | 0 | 0 | 0
1997 | 9 | 9 | 0 | 0 | 0 | 0 | 0 | 0 | 0 | 0 | 0 | 0 | 0 | 0 | 0
1997 | 9 | 10 | 0.43 | 0.43 | 0.38 | 0 | 0.43 | 0.38 | 0 | 0 | 0 | 0 | 0 | 0 | 0
1997 | 9 | 11 | 0.02 | 0.02 | 0 | 0 | 0.02 | 0 | 0 | 0 | 0 | 0 | 0 | 0 | 0
1997 | 9 | 12 | 0 | 0 | 0 | 0 | 0 | 0 | 0 | 0 | 0 | 0 | 0 | 0 | 0
1997 | 9 | 13 | 0 | 0 | 0 | 0 | 0 | 0 | 0 | 0 | 0 | 0 | 0 | 0 | 0
1997 | 9 | 14 | 0 | 0 | 0 | 0 | 0 | 0 | 0 | 0 | 0 | 0 | 0 | 0 | 0
1997 | 9 | 15 | 0 | 0 | 0 | 0 | 0 | 0 | 0 | 0 | 0 | 0 | 0 | 0 | 0
1997 | 9 | 16 | 0 | 0 | 0 | 0 | 0 | 0 | 0 | 0 | 0 | 0 | 0 | 0 | 0
1997 | 9 | 17 | 0 | 0 | 0 | 0 | 0 | 0 | 0 | 0 | 0 | 0 | 0 | 0 | 0
1997 | 9 | 18 | 0.23 | 0.23 | 0.18 | 0 | 0.23 | 0.18 | 0 | 0 | 0 | 0 | 0 | 0 | 0
1997 | 9 | 19 | 0 | 0 | 0 | 0 | 0 | 0 | 0 | 0 | 0 | 0 | 0 | 0 | 0
1997 | 9 | 20 | 0 | 0 | 0 | 0 | 0 | 0 | 0 | 0 | 0 | 0 | 0 | 0 | 0
1997 | 9 | 21 | 0 | 0 | 0 | 0 | 0 | 0 | 0 | 0 | 0 | 0 | 0 | 0 | 0
1997 | 9 | 22 | 0 | 0 | 0 | 0 | 0 | 0 | 0 | 0 | 0 | 0 | 0 | 0 | 0
1997 | 9 | 23 | 0 | 0 | 0 | 0 | 0 | 0 | 0 | 0 | 0 | 0 | 0 | 0 | 0
1997 | 9 | 24 | 0 | 0 | 0 | 0 | 0 | 0 | 0 | 0 | 0 | 0 | 0 | 0 | 0
1997 | 9 | 25 | 0 | 0 | 0 | 0 | 0 | 0 | 0 | 0 | 0 | 0 | 0 | 0 | 0
1997 | 9 | 26 | 0 | 0 | 0 | 0 | 0 | 0 | 0 | 0 | 0 | 0 | 0 | 0 | 0
1997 | 9 | 27 | 0 | 0 | 0 | 0 | 0 | 0 | 0 | 0 | 0 | 0 | 0 | 0 | 0
1997 | 9 | 28 | 0.68 | 0.68 | 0.63 | 0 | 0.68 | 0.63 | 0 | 0 | 0 | 0 | 0 | 0 | 0
1997 | 9 | 29 | 0.03 | 0.03 | 0 | 0 | 0.03 | 0 | 0 | 0 | 0 | 0 | 0 | 0 | 0
1997 | 9 | 30 | 0 | 0 | 0 | 0 | 0 | 0 | 0 | 0 | 0 | 0 | 0 | 0 | 0
1997 | 10 | 1 | 0 | 0 | 0 | 0 | 0 | 0 | 0 | 0 | 0 | 0 | 0 | 0 | 0
1997 | 10 | 2 | 0 | 0 | 0 | 0 | 0 | 0 | 0 | 0 | 0 | 0 | 0 | 0 | 0
1997 | 10 | 3 | 0 | 0 | 0 | 0 | 0 | 0 | 0 | 0 | 0 | 0 | 0 | 0 | 0
1997 | 10 | 4 | 0 | 0 | 0 | 0 | 0 | 0 | 0 | 0 | 0 | 0 | 0 | 0 | 0
1997 | 10 | 5 | 0 | 0 | 0 | 0 | 0 | 0 | 0 | 0 | 0 | 0 | 0 | 0 | 0
1997 | 10 | 6 | 0 | 0 | 0 | 0 | 0 | 0 | 0 | 0 | 0 | 0 | 0 | 0 | 0
1997 | 10 | 7 | 0 | 0 | 0 | 0 | 0 | 0 | 0 | 0 | 0 | 0 | 0 | 0 | 0
1997 | 10 | 8 | 0 | 0 | 0 | 0 | 0 | 0 | 0 | 0 | 0 | 0 | 0 | 0 | 0
1997 | 10 | 9 | 0 | 0 | 0 | 0 | 0 | 0 | 0 | 0 | 0 | 0 | 0 | 0 | 0
1997 | 10 | 10 | 0.01 | 0.01 | 0 | 0 | 0.01 | 0 | 0 | 0 | 0 | 0 | 0 | 0 | 0
1997 | 10 | 11 | 0 | 0 | 0 | 0 | 0 | 0 | 0 | 0 | 0 | 0 | 0 | 0 | 0
1997 | 10 | 12 | 0 | 0 | 0 | 0 | 0 | 0 | 0 | 0 | 0 | 0 | 0 | 0 | 0
1997 | 10 | 13 | 0 | 0 | 0 | 0 | 0 | 0 | 0 | 0 | 0 | 0 | 0 | 0 | 0
1997 | 10 | 14 | 0.01 | 0.01 | 0 | 0 | 0.01 | 0 | 0 | 0 | 0 | 0 | 0 | 0 | 0
1997 | 10 | 15 | 0.29 | 0.29 | 0.24 | 0 | 0.29 | 0.24 | 0 | 0 | 0 | 0 | 0 | 0 | 0
1997 | 10 | 16 | 0 | 0 | 0 | 0 | 0 | 0 | 0 | 0 | 0 | 0 | 0 | 0 | 0
1997 | 10 | 17 | 1.13 | 1 | 0.95 | 0 | 1 | 0.95 | 0 | 0 | 0 | 0 | 0 | 0 | 0
1997 | 10 | 18 | 0.59 | 0.59 | 0.54 | 0 | 0.59 | 0.54 | 0 | 0 | 0 | 0 | 0 | 0 | 0
1997 | 10 | 19 | 0.05 | 0.05 | 0 | 0 | 0.05 | 0 | 0 | 0 | 0 | 0 | 0 | 0 | 0
1997 | 10 | 20 | 0 | 0 | 0 | 0 | 0 | 0 | 0 | 0 | 0 | 0 | 0 | 0 | 0
1997 | 10 | 21 | 0 | 0 | 0 | 0 | 0 | 0 | 0 | 0 | 0 | 0 | 0 | 0 | 0
1997 | 10 | 22 | 0 | 0 | 0 | 0 | 0 | 0 | 0 | 0 | 0 | 0 | 0 | 0 | 0
1997 | 10 | 23 | 0 | 0 | 0 | 0 | 0 | 0 | 0 | 0 | 0 | 0 | 0 | 0 | 0
1997 | 10 | 24 | 0.4 | 0.4 | 0.35 | 0 | 0.4 | 0.35 | 0 | 0 | 0 | 0 | 0 | 0 | 0
1997 | 10 | 25 | 0.45 | 0.45 | 0.4 | 0 | 0.45 | 0.4 | 0 | 0 | 0 | 0 | 0 | 0 | 0
1997 | 10 | 26 | 0.77 | 0.77 | 0.72 | 0 | 0.77 | 0.72 | 0 | 0 | 0 | 0 | 0 | 0 | 0
1997 | 10 | 27 | 0.01 | 0.01 | 0 | 0 | 0.01 | 0 | 0 | 0 | 0 | 0 | 0 | 0 | 0
1997 | 10 | 28 | 0 | 0 | 0 | 0 | 0 | 0 | 0 | 0 | 0 | 0 | 0 | 0 | 0
1997 | 10 | 29 | 0 | 0 | 0 | 0 | 0 | 0 | 0 | 0 | 0 | 0 | 0 | 0 | 0
1997 | 10 | 30 | 0 | 0 | 0 | 0 | 0 | 0 | 0 | 0 | 0 | 0 | 0 | 0 | 0
1997 | 10 | 31 | 0.01 | 0.01 | 0 | 0 | 0.01 | 0 | 0 | 0 | 0 | 0 | 0 | 0 | 0
1997 | 11 | 1 | 0.33 | 0.33 | 0.28 | 0 | 0.33 | 0.28 | 0 | 0 | 0 | 0 | 0 | 0 | 0
1997 | 11 | 2 | 0.18 | 0.18 | 0.13 | 0 | 0.18 | 0.13 | 0 | 0 | 0 | 0 | 0 | 0 | 0
1997 | 11 | 3 | 0 | 0 | 0 | 0 | 0 | 0 | 0 | 0 | 0 | 0 | 0 | 0 | 0
1997 | 11 | 4 | 0 | 0 | 0 | 0 | 0 | 0 | 0 | 0 | 0 | 0 | 0 | 0 | 0
1997 | 11 | 5 | 0 | 0 | 0 | 0 | 0 | 0 | 0 | 0 | 0 | 0 | 0 | 0 | 0
1997 | 11 | 6 | 0 | 0 | 0 | 0 | 0 | 0 | 0 | 0 | 0 | 0 | 0 | 0 | 0
1997 | 11 | 7 | 2 | 1 | 0.95 | 0 | 1 | 0.95 | 0 | 0 | 0 | 0 | 0 | 0 | 0
1997 | 11 | 8 | 0.43 | 0.43 | 0.38 | 0 | 0.43 | 0.38 | 0 | 0 | 0 | 0 | 0 | 0 | 0
1997 | 11 | 9 | 0.27 | 0.27 | 0.22 | 0 | 0.27 | 0.22 | 0 | 0 | 0 | 0 | 0 | 0 | 0
1997 | 11 | 10 | 0 | 0 | 0 | 0 | 0 | 0 | 0 | 0 | 0 | 0 | 0 | 0 | 0
1997 | 11 | 11 | 0 | 0 | 0 | 0 | 0 | 0 | 0 | 0 | 0 | 0 | 0 | 0 | 0
1997 | 11 | 12 | 0 | 0 | 0 | 0 | 0 | 0 | 0 | 0 | 0 | 0 | 0 | 0 | 0
1997 | 11 | 13 | 0.36 | 0.36 | 0.31 | 0 | 0.36 | 0.31 | 0 | 0 | 0 | 0 | 0 | 0 | 0
1997 | 11 | 14 | 0.33 | 0.33 | 0.28 | 0 | 0.33 | 0.28 | 0 | 0 | 0 | 0 | 0 | 0 | 0
1997 | 11 | 15 | 0 | 0 | 0 | 0 | 0 | 0 | 0 | 0 | 0 | 0 | 0 | 0 | 0
1997 | 11 | 16 | 0 | 0 | 0 | 0 | 0 | 0 | 0 | 0 | 0 | 0 | 0 | 0 | 0
1997 | 11 | 17 | 0 | 0 | 0 | 0 | 0 | 0 | 0 | 0 | 0 | 0 | 0 | 0 | 0
1997 | 11 | 18 | 0 | 0 | 0 | 0 | 0 | 0 | 0 | 0 | 0 | 0 | 0 | 0 | 0
1997 | 11 | 19 | 0 | 0 | 0 | 0 | 0 | 0 | 0 | 0 | 0 | 0 | 0 | 0 | 0
1997 | 11 | 20 | 0 | 0 | 0 | 0 | 0 | 0 | 0 | 0 | 0 | 0 | 0 | 0 | 0
1997 | 11 | 21 | 0.5 | 0.5 | 0.45 | 0 | 0.5 | 0.45 | 0 | 0 | 0 | 0 | 0 | 0 | 0
1997 | 11 | 22 | 0.13 | 0.13 | 0.08 | 0 | 0.13 | 0.08 | 0 | 0 | 0 | 0 | 0 | 0 | 0
1997 | 11 | 23 | 0 | 0 | 0 | 0 | 0 | 0 | 0 | 0 | 0 | 0 | 0 | 0 | 0
1997 | 11 | 24 | 0 | 0 | 0 | 0 | 0 | 0 | 0 | 0 | 0 | 0 | 0 | 0 | 0
1997 | 11 | 25 | 0 | 0 | 0 | 0 | 0 | 0 | 0 | 0 | 0 | 0 | 0 | 0 | 0
1997 | 11 | 26 | 0 | 0 | 0 | 0 | 0 | 0 | 0 | 0 | 0 | 0 | 0 | 0 | 0
1997 | 11 | 27 | 0 | 0 | 0 | 0 | 0 | 0 | 0 | 0 | 0 | 0 | 0 | 0 | 0
1997 | 11 | 28 | 0 | 0 | 0 | 0 | 0 | 0 | 0 | 0 | 0 | 0 | 0 | 0 | 0
1997 | 11 | 29 | 0 | 0 | 0 | 0 | 0 | 0 | 0 | 0 | 0 | 0 | 0 | 0 | 0
1997 | 11 | 30 | 0.07 | 0.07 | 0.02 | 0 | 0.07 | 0.02 | 0 | 0 | 0 | 0 | 0 | 0 | 0
1997 | 12 | 1 | 0 | 0 | 0 | 0 | 0 | 0 | 0 | 0 | 0 | 0 | 0 | 0 | 0
1997 | 12 | 2 | 0 | 0 | 0 | 0 | 0 | 0 | 0 | 0 | 0 | 0 | 0 | 0 | 0
1997 | 12 | 3 | 0.02 | 0.02 | 0 | 0 | 0.02 | 0 | 0 | 0 | 0 | 0 | 0 | 0 | 0
1997 | 12 | 4 | 0.06 | 0.06 | 0.01 | 0 | 0.06 | 0.01 | 0 | 0 | 0 | 0 | 0 | 0 | 0
1997 | 12 | 5 | 0 | 0 | 0 | 0 | 0 | 0 | 0 | 0 | 0 | 0 | 0 | 0 | 0
1997 | 12 | 6 | 0 | 0 | 0 | 0 | 0 | 0 | 0 | 0 | 0 | 0 | 0 | 0 | 0
1997 | 12 | 7 | 0 | 0 | 0 | 0 | 0 | 0 | 0 | 0 | 0 | 0 | 0 | 0 | 0
1997 | 12 | 8 | 0 | 0 | 0 | 0 | 0 | 0 | 0 | 0 | 0 | 0 | 0 | 0 | 0
1997 | 12 | 9 | 0.09 | 0.09 | 0.04 | 0 | 0.09 | 0.04 | 0 | 0 | 0 | 0 | 0 | 0 | 0
1997 | 12 | 10 | 0.2 | 0.2 | 0.15 | 0 | 0.2 | 0.15 | 0 | 0 | 0 | 0 | 0 | 0 | 0
1997 | 12 | 11 | 0.03 | 0.03 | 0 | 0 | 0.03 | 0 | 0 | 0 | 0 | 0 | 0 | 0 | 0
1997 | 12 | 12 | 0 | 0 | 0 | 0 | 0 | 0 | 0 | 0 | 0 | 0 | 0 | 0 | 0
1997 | 12 | 13 | 0 | 0 | 0 | 0 | 0 | 0 | 0 | 0 | 0 | 0 | 0 | 0 | 0
1997 | 12 | 14 | 0 | 0 | 0 | 0 | 0 | 0 | 0 | 0 | 0 | 0 | 0 | 0 | 0
1997 | 12 | 15 | 0 | 0 | 0 | 0 | 0 | 0 | 0 | 0 | 0 | 0 | 0 | 0 | 0
1997 | 12 | 16 | 0 | 0 | 0 | 0 | 0 | 0 | 0 | 0 | 0 | 0 | 0 | 0 | 0
1997 | 12 | 17 | 0 | 0 | 0 | 0 | 0 | 0 | 0 | 0 | 0 | 0 | 0 | 0 | 0
1997 | 12 | 18 | 0 | 0 | 0 | 0 | 0 | 0 | 0 | 0 | 0 | 0 | 0 | 0 | 0
1997 | 12 | 19 | 0 | 0 | 0 | 0 | 0 | 0 | 0 | 0 | 0 | 0 | 0 | 0 | 0
1997 | 12 | 20 | 0 | 0 | 0 | 0 | 0 | 0 | 0 | 0 | 0 | 0 | 0 | 0 | 0
1997 | 12 | 21 | 0 | 0 | 0 | 0 | 0 | 0 | 0 | 0 | 0 | 0 | 0 | 0 | 0
1997 | 12 | 22 | 0.32 | 0.32 | 0.27 | 0 | 0.32 | 0.27 | 0 | 0 | 0 | 0 | 0 | 0 | 0
1997 | 12 | 23 | 0 | 0 | 0 | 0 | 0 | 0 | 0 | 0 | 0 | 0 | 0 | 0 | 0
1997 | 12 | 24 | 0.27 | 0.27 | 0.22 | 0 | 0.27 | 0.22 | 0 | 0 | 0 | 0 | 0 | 0 | 0
1997 | 12 | 25 | 0.27 | 0.27 | 0.22 | 0 | 0.27 | 0.22 | 0 | 0 | 0 | 0 | 0 | 0 | 0
1997 | 12 | 26 | 0 | 0 | 0 | 0 | 0 | 0 | 0 | 0 | 0 | 0 | 0 | 0 | 0
1997 | 12 | 27 | 0.25 | 0.25 | 0.2 | 0 | 0.25 | 0.2 | 0 | 0 | 0 | 0 | 0 | 0 | 0
1997 | 12 | 28 | 0 | 0 | 0 | 0 | 0 | 0 | 0 | 0 | 0 | 0 | 0 | 0 | 0
1997 | 12 | 29 | 0.18 | 0.18 | 0.13 | 0 | 0.18 | 0.13 | 0 | 0 | 0 | 0 | 0 | 0 | 0
1997 | 12 | 30 | 0.05 | 0.05 | 0 | 0 | 0.05 | 0 | 0 | 0 | 0 | 0 | 0 | 0 | 0
1997 | 12 | 31 | 0 | 0 | 0 | 0 | 0 | 0 | 0 | 0 | 0 | 0 | 0 | 0 | 0
1998 | 1 | 1 | 0 | 0 | 0 | 0 | 0 | 0 | 0 | 0 | 0 | 0 | 0 | 0 | 0
1998 | 1 | 2 | 0 | 0 | 0 | 0 | 0 | 0 | 0 | 0 | 0 | 0 | 0 | 0 | 0
1998 | 1 | 3 | 0 | 0 | 0 | 0 | 0 | 0 | 0 | 0 | 0 | 0 | 0 | 0 | 0
1998 | 1 | 4 | 0 | 0 | 0 | 0 | 0 | 0 | 0 | 0 | 0 | 0 | 0 | 0 | 0
1998 | 1 | 5 | 0 | 0 | 0 | 0 | 0 | 0 | 0 | 0 | 0 | 0 | 0 | 0 | 0
1998 | 1 | 6 | 0 | 0 | 0 | 0 | 0 | 0 | 0 | 0 | 0 | 0 | 0 | 0 | 0
1998 | 1 | 7 | 0.14 | 0.14 | 0.09 | 0 | 0.14 | 0.09 | 0 | 0 | 0 | 0 | 0 | 0 | 0
1998 | 1 | 8 | 0.12 | 0.12 | 0.07 | 0 | 0.12 | 0.07 | 0 | 0 | 0 | 0 | 0 | 0 | 0
1998 | 1 | 9 | 0.07 | 0.07 | 0.02 | 0 | 0.07 | 0.02 | 0 | 0 | 0 | 0 | 0 | 0 | 0
1998 | 1 | 10 | 0 | 0 | 0 | 0 | 0 | 0 | 0 | 0 | 0 | 0 | 0 | 0 | 0
1998 | 1 | 11 | 0 | 0 | 0 | 0 | 0 | 0 | 0 | 0 | 0 | 0 | 0 | 0 | 0
1998 | 1 | 12 | 0.06 | 0.06 | 0.01 | 0 | 0.06 | 0.01 | 0 | 0 | 0 | 0 | 0 | 0 | 0
1998 | 1 | 13 | 0.03 | 0.03 | 0 | 0 | 0.03 | 0 | 0 | 0 | 0 | 0 | 0 | 0 | 0
1998 | 1 | 14 | 0 | 0 | 0 | 0 | 0 | 0 | 0 | 0 | 0 | 0 | 0 | 0 | 0
1998 | 1 | 15 | 0.73 | 0.73 | 0.68 | 0 | 0.73 | 0.68 | 0 | 0 | 0 | 0 | 0 | 0 | 0
1998 | 1 | 16 | 0 | 0 | 0 | 0 | 0 | 0 | 0 | 0 | 0 | 0 | 0 | 0 | 0
1998 | 1 | 17 | 0.09 | 0.09 | 0.04 | 0 | 0.09 | 0.04 | 0 | 0 | 0 | 0 | 0 | 0 | 0
1998 | 1 | 18 | 0 | 0 | 0 | 0 | 0 | 0 | 0 | 0 | 0 | 0 | 0 | 0 | 0
1998 | 1 | 19 | 0.08 | 0.08 | 0.03 | 0 | 0.08 | 0.03 | 0 | 0 | 0 | 0 | 0 | 0 | 0
1998 | 1 | 20 | 0 | 0 | 0 | 0 | 0 | 0 | 0 | 0 | 0 | 0 | 0 | 0 | 0
1998 | 1 | 21 | 0 | 0 | 0 | 0 | 0 | 0 | 0 | 0 | 0 | 0 | 0 | 0 | 0
1998 | 1 | 22 | 0.11 | 0.11 | 0.06 | 0 | 0.11 | 0.06 | 0 | 0 | 0 | 0 | 0 | 0 | 0
1998 | 1 | 23 | 1.79 | 1 | 0.95 | 0 | 1 | 0.95 | 0 | 0 | 0 | 0 | 0 | 0 | 0
1998 | 1 | 24 | 0.14 | 0.14 | 0.09 | 0 | 0.14 | 0.09 | 0 | 0 | 0 | 0 | 0 | 0 | 0
1998 | 1 | 25 | 0 | 0 | 0 | 0 | 0 | 0 | 0 | 0 | 0 | 0 | 0 | 0 | 0
1998 | 1 | 26 | 0 | 0 | 0 | 0 | 0 | 0 | 0 | 0 | 0 | 0 | 0 | 0 | 0
1998 | 1 | 27 | 0.46 | 0.46 | 0.41 | 0 | 0.46 | 0.41 | 0 | 0 | 0 | 0 | 0 | 0 | 0
1998 | 1 | 28 | 1.61 | 1 | 0.95 | 0 | 1 | 0.95 | 0 | 0 | 0 | 0 | 0 | 0 | 0
1998 | 1 | 29 | 0 | 0 | 0 | 0 | 0 | 0 | 0 | 0 | 0 | 0 | 0 | 0 | 0
1998 | 1 | 30 | 0 | 0 | 0 | 0 | 0 | 0 | 0 | 0 | 0 | 0 | 0 | 0 | 0
1998 | 1 | 31 | 0 | 0 | 0 | 0 | 0 | 0 | 0 | 0 | 0 | 0 | 0 | 0 | 0
1998 | 2 | 1 | 0 | 0 | 0 | 0 | 0 | 0 | 0 | 0 | 0 | 0 | 0 | 0 | 0
1998 | 2 | 2 | 0 | 0 | 0 | 0 | 0 | 0 | 0 | 0 | 0 | 0 | 0 | 0 | 0
1998 | 2 | 3 | 0 | 0 | 0 | 0 | 0 | 0 | 0 | 0 | 0 | 0 | 0 | 0 | 0
1998 | 2 | 4 | 2.02 | 1 | 0.95 | 0 | 1 | 0.95 | 0 | 0 | 0 | 0 | 0 | 0 | 0
1998 | 2 | 5 | 0.45 | 0.45 | 0.4 | 0 | 0.45 | 0.4 | 0 | 0 | 0 | 0 | 0 | 0 | 0
1998 | 2 | 6 | 0.05 | 0.05 | 0 | 0 | 0.05 | 0 | 0 | 0 | 0 | 0 | 0 | 0 | 0
1998 | 2 | 7 | 0.01 | 0.01 | 0 | 0 | 0.01 | 0 | 0 | 0 | 0 | 0 | 0 | 0 | 0
1998 | 2 | 8 | 0 | 0 | 0 | 0 | 0 | 0 | 0 | 0 | 0 | 0 | 0 | 0 | 0
1998 | 2 | 9 | 0 | 0 | 0 | 0 | 0 | 0 | 0 | 0 | 0 | 0 | 0 | 0 | 0
1998 | 2 | 10 | 0 | 0 | 0 | 0 | 0 | 0 | 0 | 0 | 0 | 0 | 0 | 0 | 0
1998 | 2 | 11 | 0.43 | 0.43 | 0.38 | 0 | 0.43 | 0.38 | 0 | 0 | 0 | 0 | 0 | 0 | 0
1998 | 2 | 12 | 0.02 | 0.02 | 0 | 0 | 0.02 | 0 | 0 | 0 | 0 | 0 | 0 | 0 | 0
1998 | 2 | 13 | 0 | 0 | 0 | 0 | 0 | 0 | 0 | 0 | 0 | 0 | 0 | 0 | 0
1998 | 2 | 14 | 0 | 0 | 0 | 0 | 0 | 0 | 0 | 0 | 0 | 0 | 0 | 0 | 0
1998 | 2 | 15 | 0 | 0 | 0 | 0 | 0 | 0 | 0 | 0 | 0 | 0 | 0 | 0 | 0
1998 | 2 | 16 | 0 | 0 | 0 | 0 | 0 | 0 | 0 | 0 | 0 | 0 | 0 | 0 | 0
1998 | 2 | 17 | 0.86 | 0.86 | 0.81 | 0 | 0.86 | 0.81 | 0 | 0 | 0 | 0 | 0 | 0 | 0
1998 | 2 | 18 | 0.1 | 0.1 | 0.05 | 0 | 0.1 | 0.05 | 0 | 0 | 0 | 0 | 0 | 0 | 0
1998 | 2 | 19 | 0 | 0 | 0 | 0 | 0 | 0 | 0 | 0 | 0 | 0 | 0 | 0 | 0
1998 | 2 | 20 | 0.06 | 0.06 | 0.01 | 0 | 0.06 | 0.01 | 0 | 0 | 0 | 0 | 0 | 0 | 0
1998 | 2 | 21 | 0 | 0 | 0 | 0 | 0 | 0 | 0 | 0 | 0 | 0 | 0 | 0 | 0
1998 | 2 | 22 | 0 | 0 | 0 | 0 | 0 | 0 | 0 | 0 | 0 | 0 | 0 | 0 | 0
1998 | 2 | 23 | 0.96 | 0.96 | 0.91 | 0 | 0.96 | 0.91 | 0 | 0 | 0 | 0 | 0 | 0 | 0
1998 | 2 | 24 | 0.22 | 0.22 | 0.17 | 0 | 0.22 | 0.17 | 0 | 0 | 0 | 0 | 0 | 0 | 0
1998 | 2 | 25 | 0 | 0 | 0 | 0 | 0 | 0 | 0 | 0 | 0 | 0 | 0 | 0 | 0
1998 | 2 | 26 | 0 | 0 | 0 | 0 | 0 | 0 | 0 | 0 | 0 | 0 | 0 | 0 | 0
1998 | 2 | 27 | 0 | 0 | 0 | 0 | 0 | 0 | 0 | 0 | 0 | 0 | 0 | 0 | 0
1998 | 2 | 28 | 0.05 | 0.05 | 0 | 0 | 0.05 | 0 | 0 | 0 | 0 | 0 | 0 | 0 | 0
1998 | 3 | 1 | 0.02 | 0.02 | 0 | 0 | 0.02 | 0 | 0 | 0 | 0 | 0 | 0 | 0 | 0
1998 | 3 | 2 | 0.46 | 0.46 | 0.41 | 0 | 0.46 | 0.41 | 0 | 0 | 0 | 0 | 0 | 0 | 0
1998 | 3 | 3 | 0.13 | 0.13 | 0.08 | 0 | 0.13 | 0.08 | 0 | 0 | 0 | 0 | 0 | 0 | 0
1998 | 3 | 4 | 0 | 0 | 0 | 0 | 0 | 0 | 0 | 0 | 0 | 0 | 0 | 0 | 0
1998 | 3 | 5 | 0 | 0 | 0 | 0 | 0 | 0 | 0 | 0 | 0 | 0 | 0 | 0 | 0
1998 | 3 | 6 | 0 | 0 | 0 | 0 | 0 | 0 | 0 | 0 | 0 | 0 | 0 | 0 | 0
1998 | 3 | 7 | 0.1 | 0.1 | 0.05 | 0 | 0.1 | 0.05 | 0 | 0 | 0 | 0 | 0 | 0 | 0
1998 | 3 | 8 | 0.88 | 0.88 | 0.83 | 0 | 0.88 | 0.83 | 0 | 0 | 0 | 0 | 0 | 0 | 0
1998 | 3 | 9 | 0.82 | 0.82 | 0.77 | 0 | 0.82 | 0.77 | 0 | 0 | 0 | 0 | 0 | 0 | 0
1998 | 3 | 10 | 0 | 0 | 0 | 0 | 0 | 0 | 0 | 0 | 0 | 0 | 0 | 0 | 0
1998 | 3 | 11 | 0 | 0 | 0 | 0 | 0 | 0 | 0 | 0 | 0 | 0 | 0 | 0 | 0
1998 | 3 | 12 | 0 | 0 | 0 | 0 | 0 | 0 | 0 | 0 | 0 | 0 | 0 | 0 | 0
1998 | 3 | 13 | 0 | 0 | 0 | 0 | 0 | 0 | 0 | 0 | 0 | 0 | 0 | 0 | 0
1998 | 3 | 14 | 0 | 0 | 0 | 0 | 0 | 0 | 0 | 0 | 0 | 0 | 0 | 0 | 0
1998 | 3 | 15 | 0 | 0 | 0 | 0 | 0 | 0 | 0 | 0 | 0 | 0 | 0 | 0 | 0
1998 | 3 | 16 | 0 | 0 | 0 | 0 | 0 | 0 | 0 | 0 | 0 | 0 | 0 | 0 | 0
1998 | 3 | 17 | 0.02 | 0.02 | 0 | 0 | 0.02 | 0 | 0 | 0 | 0 | 0 | 0 | 0 | 0
1998 | 3 | 18 | 0.8 | 0.8 | 0.75 | 0 | 0.8 | 0.75 | 0 | 0 | 0 | 0 | 0 | 0 | 0
1998 | 3 | 19 | 0.62 | 0.62 | 0.57 | 0 | 0.62 | 0.57 | 0 | 0 | 0 | 0 | 0 | 0 | 0
1998 | 3 | 20 | 0.97 | 0.97 | 0.92 | 0 | 0.97 | 0.92 | 0 | 0 | 0 | 0 | 0 | 0 | 0
1998 | 3 | 21 | 0.58 | 0.58 | 0.53 | 0 | 0.58 | 0.53 | 0 | 0 | 0 | 0 | 0 | 0 | 0
1998 | 3 | 22 | 0 | 0 | 0 | 0 | 0 | 0 | 0 | 0 | 0 | 0 | 0 | 0 | 0
1998 | 3 | 23 | 0 | 0 | 0 | 0 | 0 | 0 | 0 | 0 | 0 | 0 | 0 | 0 | 0
1998 | 3 | 24 | 0 | 0 | 0 | 0 | 0 | 0 | 0 | 0 | 0 | 0 | 0 | 0 | 0
1998 | 3 | 25 | 0 | 0 | 0 | 0 | 0 | 0 | 0 | 0 | 0 | 0 | 0 | 0 | 0
1998 | 3 | 26 | 0 | 0 | 0 | 0 | 0 | 0 | 0 | 0 | 0 | 0 | 0 | 0 | 0
1998 | 3 | 27 | 0 | 0 | 0 | 0 | 0 | 0 | 0 | 0 | 0 | 0 | 0 | 0 | 0
1998 | 3 | 28 | 0 | 0 | 0 | 0 | 0 | 0 | 0 | 0 | 0 | 0 | 0 | 0 | 0
1998 | 3 | 29 | 0 | 0 | 0 | 0 | 0 | 0 | 0 | 0 | 0 | 0 | 0 | 0 | 0
1998 | 3 | 30 | 0 | 0 | 0 | 0 | 0 | 0 | 0 | 0 | 0 | 0 | 0 | 0 | 0
1998 | 3 | 31 | 0 | 0 | 0 | 0 | 0 | 0 | 0 | 0 | 0 | 0 | 0 | 0 | 0
1998 | 4 | 1 | 0.76 | 0.76 | 0.71 | 0 | 0.76 | 0.71 | 0 | 0 | 0 | 0 | 0 | 0 | 0
1998 | 4 | 2 | 0 | 0 | 0 | 0 | 0 | 0 | 0 | 0 | 0 | 0 | 0 | 0 | 0
1998 | 4 | 3 | 0 | 0 | 0 | 0 | 0 | 0 | 0 | 0 | 0 | 0 | 0 | 0 | 0
1998 | 4 | 4 | 0.74 | 0.74 | 0.69 | 0 | 0.74 | 0.69 | 0 | 0 | 0 | 0 | 0 | 0 | 0
1998 | 4 | 5 | 0 | 0 | 0 | 0 | 0 | 0 | 0 | 0 | 0 | 0 | 0 | 0 | 0
1998 | 4 | 6 | 0 | 0 | 0 | 0 | 0 | 0 | 0 | 0 | 0 | 0 | 0 | 0 | 0
1998 | 4 | 7 | 0 | 0 | 0 | 0 | 0 | 0 | 0 | 0 | 0 | 0 | 0 | 0 | 0
1998 | 4 | 8 | 0.03 | 0.03 | 0 | 0 | 0.03 | 0 | 0 | 0 | 0 | 0 | 0 | 0 | 0
1998 | 4 | 9 | 1.17 | 1 | 0.95 | 0 | 1 | 0.95 | 0 | 0 | 0 | 0 | 0 | 0 | 0
1998 | 4 | 10 | 0 | 0 | 0 | 0 | 0 | 0 | 0 | 0 | 0 | 0 | 0 | 0 | 0
1998 | 4 | 11 | 0 | 0 | 0 | 0 | 0 | 0 | 0 | 0 | 0 | 0 | 0 | 0 | 0
1998 | 4 | 12 | 0 | 0 | 0 | 0 | 0 | 0 | 0 | 0 | 0 | 0 | 0 | 0 | 0
1998 | 4 | 13 | 0 | 0 | 0 | 0 | 0 | 0 | 0 | 0 | 0 | 0 | 0 | 0 | 0
1998 | 4 | 14 | 0.01 | 0.01 | 0 | 0 | 0.01 | 0 | 0 | 0 | 0 | 0 | 0 | 0 | 0
1998 | 4 | 15 | 0 | 0 | 0 | 0 | 0 | 0 | 0 | 0 | 0 | 0 | 0 | 0 | 0
1998 | 4 | 16 | 0 | 0 | 0 | 0 | 0 | 0 | 0 | 0 | 0 | 0 | 0 | 0 | 0
1998 | 4 | 17 | 0.51 | 0.51 | 0.46 | 0 | 0.51 | 0.46 | 0 | 0 | 0 | 0 | 0 | 0 | 0
1998 | 4 | 18 | 0 | 0 | 0 | 0 | 0 | 0 | 0 | 0 | 0 | 0 | 0 | 0 | 0
1998 | 4 | 19 | 0.59 | 0.59 | 0.54 | 0 | 0.59 | 0.54 | 0 | 0 | 0 | 0 | 0 | 0 | 0
1998 | 4 | 20 | 0.01 | 0.01 | 0 | 0 | 0.01 | 0 | 0 | 0 | 0 | 0 | 0 | 0 | 0
1998 | 4 | 21 | 0 | 0 | 0 | 0 | 0 | 0 | 0 | 0 | 0 | 0 | 0 | 0 | 0
1998 | 4 | 22 | 0 | 0 | 0 | 0 | 0 | 0 | 0 | 0 | 0 | 0 | 0 | 0 | 0
1998 | 4 | 23 | 0 | 0 | 0 | 0 | 0 | 0 | 0 | 0 | 0 | 0 | 0 | 0 | 0
1998 | 4 | 24 | 0 | 0 | 0 | 0 | 0 | 0 | 0 | 0 | 0 | 0 | 0 | 0 | 0
1998 | 4 | 25 | 0 | 0 | 0 | 0 | 0 | 0 | 0 | 0 | 0 | 0 | 0 | 0 | 0
1998 | 4 | 26 | 0.03 | 0.03 | 0 | 0 | 0.03 | 0 | 0 | 0 | 0 | 0 | 0 | 0 | 0
1998 | 4 | 27 | 0.11 | 0.11 | 0.06 | 0 | 0.11 | 0.06 | 0 | 0 | 0 | 0 | 0 | 0 | 0
1998 | 4 | 28 | 0 | 0 | 0 | 0 | 0 | 0 | 0 | 0 | 0 | 0 | 0 | 0 | 0
1998 | 4 | 29 | 0 | 0 | 0 | 0 | 0 | 0 | 0 | 0 | 0 | 0 | 0 | 0 | 0
1998 | 4 | 30 | 0 | 0 | 0 | 0 | 0 | 0 | 0 | 0 | 0 | 0 | 0 | 0 | 0
1998 | 5 | 1 | 0.52 | 0.52 | 0.47 | 0 | 0.52 | 0.47 | 0 | 0 | 0 | 0 | 0 | 0 | 0
1998 | 5 | 2 | 0.5 | 0.5 | 0.45 | 0 | 0.5 | 0.45 | 0 | 0 | 0 | 0 | 0 | 0 | 0
1998 | 5 | 3 | 0.62 | 0.62 | 0.57 | 0 | 0.62 | 0.57 | 0 | 0 | 0 | 0 | 0 | 0 | 0
1998 | 5 | 4 | 0.01 | 0.01 | 0 | 0 | 0.01 | 0 | 0 | 0 | 0 | 0 | 0 | 0 | 0
1998 | 5 | 5 | 0.22 | 0.22 | 0.17 | 0 | 0.22 | 0.17 | 0 | 0 | 0 | 0 | 0 | 0 | 0
1998 | 5 | 6 | 0 | 0 | 0 | 0 | 0 | 0 | 0 | 0 | 0 | 0 | 0 | 0 | 0
1998 | 5 | 7 | 0.66 | 0.66 | 0.61 | 0 | 0.66 | 0.61 | 0 | 0 | 0 | 0 | 0 | 0 | 0
1998 | 5 | 8 | 0.35 | 0.35 | 0.3 | 0 | 0.35 | 0.3 | 0 | 0 | 0 | 0 | 0 | 0 | 0
1998 | 5 | 9 | 0.08 | 0.08 | 0.03 | 0 | 0.08 | 0.03 | 0 | 0 | 0 | 0 | 0 | 0 | 0
1998 | 5 | 10 | 0.06 | 0.06 | 0.01 | 0 | 0.06 | 0.01 | 0 | 0 | 0 | 0 | 0 | 0 | 0
1998 | 5 | 11 | 0.31 | 0.31 | 0.26 | 0 | 0.31 | 0.26 | 0 | 0 | 0 | 0 | 0 | 0 | 0
1998 | 5 | 12 | 0.54 | 0.54 | 0.49 | 0 | 0.54 | 0.49 | 0 | 0 | 0 | 0 | 0 | 0 | 0
1998 | 5 | 13 | 0 | 0 | 0 | 0 | 0 | 0 | 0 | 0 | 0 | 0 | 0 | 0 | 0
1998 | 5 | 14 | 0 | 0 | 0 | 0 | 0 | 0 | 0 | 0 | 0 | 0 | 0 | 0 | 0
1998 | 5 | 15 | 0 | 0 | 0 | 0 | 0 | 0 | 0 | 0 | 0 | 0 | 0 | 0 | 0
1998 | 5 | 16 | 0 | 0 | 0 | 0 | 0 | 0 | 0 | 0 | 0 | 0 | 0 | 0 | 0
1998 | 5 | 17 | 0 | 0 | 0 | 0 | 0 | 0 | 0 | 0 | 0 | 0 | 0 | 0 | 0
1998 | 5 | 18 | 0 | 0 | 0 | 0 | 0 | 0 | 0 | 0 | 0 | 0 | 0 | 0 | 0
1998 | 5 | 19 | 0 | 0 | 0 | 0 | 0 | 0 | 0 | 0 | 0 | 0 | 0 | 0 | 0
1998 | 5 | 20 | 0 | 0 | 0 | 0 | 0 | 0 | 0 | 0 | 0 | 0 | 0 | 0 | 0
1998 | 5 | 21 | 0 | 0 | 0 | 0 | 0 | 0 | 0 | 0 | 0 | 0 | 0 | 0 | 0
1998 | 5 | 22 | 0 | 0 | 0 | 0 | 0 | 0 | 0 | 0 | 0 | 0 | 0 | 0 | 0
1998 | 5 | 23 | 0 | 0 | 0 | 0 | 0 | 0 | 0 | 0 | 0 | 0 | 0 | 0 | 0
1998 | 5 | 24 | 0.09 | 0.09 | 0.04 | 0 | 0.09 | 0.04 | 0 | 0 | 0 | 0 | 0 | 0 | 0
1998 | 5 | 25 | 0.08 | 0.08 | 0.03 | 0 | 0.08 | 0.03 | 0 | 0 | 0 | 0 | 0 | 0 | 0
1998 | 5 | 26 | 0 | 0 | 0 | 0 | 0 | 0 | 0 | 0 | 0 | 0 | 0 | 0 | 0
1998 | 5 | 27 | 0.01 | 0.01 | 0 | 0 | 0.01 | 0 | 0 | 0 | 0 | 0 | 0 | 0 | 0
1998 | 5 | 28 | 0 | 0 | 0 | 0 | 0 | 0 | 0 | 0 | 0 | 0 | 0 | 0 | 0
1998 | 5 | 29 | 0 | 0 | 0 | 0 | 0 | 0 | 0 | 0 | 0 | 0 | 0 | 0 | 0
1998 | 5 | 30 | 0 | 0 | 0 | 0 | 0 | 0 | 0 | 0 | 0 | 0 | 0 | 0 | 0
1998 | 5 | 31 | 0 | 0 | 0 | 0 | 0 | 0 | 0 | 0 | 0 | 0 | 0 | 0 | 0
1998 | 6 | 1 | 0.04 | 0.04 | 0 | 0 | 0.04 | 0 | 0 | 0 | 0 | 0 | 0 | 0 | 0
1998 | 6 | 2 | 0.04 | 0.04 | 0 | 0 | 0.04 | 0 | 0 | 0 | 0 | 0 | 0 | 0 | 0
1998 | 6 | 3 | 0.02 | 0.02 | 0 | 0 | 0.02 | 0 | 0 | 0 | 0 | 0 | 0 | 0 | 0
1998 | 6 | 4 | 0 | 0 | 0 | 0 | 0 | 0 | 0 | 0 | 0 | 0 | 0 | 0 | 0
1998 | 6 | 5 | 0.08 | 0.08 | 0.03 | 0 | 0.08 | 0.03 | 0 | 0 | 0 | 0 | 0 | 0 | 0
1998 | 6 | 6 | 0 | 0 | 0 | 0 | 0 | 0 | 0 | 0 | 0 | 0 | 0 | 0 | 0
1998 | 6 | 7 | 0 | 0 | 0 | 0 | 0 | 0 | 0 | 0 | 0 | 0 | 0 | 0 | 0
1998 | 6 | 8 | 0 | 0 | 0 | 0 | 0 | 0 | 0 | 0 | 0 | 0 | 0 | 0 | 0
1998 | 6 | 9 | 0.27 | 0.27 | 0.22 | 0 | 0.27 | 0.22 | 0 | 0 | 0 | 0 | 0 | 0 | 0
1998 | 6 | 10 | 0.07 | 0.07 | 0.02 | 0 | 0.07 | 0.02 | 0 | 0 | 0 | 0 | 0 | 0 | 0
1998 | 6 | 11 | 0.07 | 0.07 | 0.02 | 0 | 0.07 | 0.02 | 0 | 0 | 0 | 0 | 0 | 0 | 0
1998 | 6 | 12 | 0.71 | 0.71 | 0.66 | 0 | 0.71 | 0.66 | 0 | 0 | 0 | 0 | 0 | 0 | 0
1998 | 6 | 13 | 0.44 | 0.44 | 0.39 | 0 | 0.44 | 0.39 | 0 | 0 | 0 | 0 | 0 | 0 | 0
1998 | 6 | 14 | 0 | 0 | 0 | 0 | 0 | 0 | 0 | 0 | 0 | 0 | 0 | 0 | 0
1998 | 6 | 15 | 1.35 | 1 | 0.95 | 0 | 1 | 0.95 | 0 | 0 | 0 | 0 | 0 | 0 | 0
1998 | 6 | 16 | 0.06 | 0.06 | 0.01 | 0 | 0.06 | 0.01 | 0 | 0 | 0 | 0 | 0 | 0 | 0
1998 | 6 | 17 | 0 | 0 | 0 | 0 | 0 | 0 | 0 | 0 | 0 | 0 | 0 | 0 | 0
1998 | 6 | 18 | 0 | 0 | 0 | 0 | 0 | 0 | 0 | 0 | 0 | 0 | 0 | 0 | 0
1998 | 6 | 19 | 0.02 | 0.02 | 0 | 0 | 0.02 | 0 | 0 | 0 | 0 | 0 | 0 | 0 | 0
1998 | 6 | 20 | 0.15 | 0.15 | 0.1 | 0 | 0.15 | 0.1 | 0 | 0 | 0 | 0 | 0 | 0 | 0
1998 | 6 | 21 | 0 | 0 | 0 | 0 | 0 | 0 | 0 | 0 | 0 | 0 | 0 | 0 | 0
1998 | 6 | 22 | 0.08 | 0.08 | 0.03 | 0 | 0.08 | 0.03 | 0 | 0 | 0 | 0 | 0 | 0 | 0
1998 | 6 | 23 | 0.82 | 0.82 | 0.77 | 0 | 0.82 | 0.77 | 0 | 0 | 0 | 0 | 0 | 0 | 0
1998 | 6 | 24 | 0 | 0 | 0 | 0 | 0 | 0 | 0 | 0 | 0 | 0 | 0 | 0 | 0
1998 | 6 | 25 | 0 | 0 | 0 | 0 | 0 | 0 | 0 | 0 | 0 | 0 | 0 | 0 | 0
1998 | 6 | 26 | 0 | 0 | 0 | 0 | 0 | 0 | 0 | 0 | 0 | 0 | 0 | 0 | 0
1998 | 6 | 27 | 0.03 | 0.03 | 0 | 0 | 0.03 | 0 | 0 | 0 | 0 | 0 | 0 | 0 | 0
1998 | 6 | 28 | 0.15 | 0.15 | 0.1 | 0 | 0.15 | 0.1 | 0 | 0 | 0 | 0 | 0 | 0 | 0
1998 | 6 | 29 | 0 | 0 | 0 | 0 | 0 | 0 | 0 | 0 | 0 | 0 | 0 | 0 | 0
1998 | 6 | 30 | 0.02 | 0.02 | 0 | 0 | 0.02 | 0 | 0 | 0 | 0 | 0 | 0 | 0 | 0
1998 | 7 | 1 | 0 | 0 | 0 | 0 | 0 | 0 | 0 | 0 | 0 | 0 | 0 | 0 | 0
1998 | 7 | 2 | 0 | 0 | 0 | 0 | 0 | 0 | 0 | 0 | 0 | 0 | 0 | 0 | 0
1998 | 7 | 3 | 0 | 0 | 0 | 0 | 0 | 0 | 0 | 0 | 0 | 0 | 0 | 0 | 0
1998 | 7 | 4 | 0 | 0 | 0 | 0 | 0 | 0 | 0 | 0 | 0 | 0 | 0 | 0 | 0
1998 | 7 | 5 | 0 | 0 | 0 | 0 | 0 | 0 | 0 | 0 | 0 | 0 | 0 | 0 | 0
1998 | 7 | 6 | 0 | 0 | 0 | 0 | 0 | 0 | 0 | 0 | 0 | 0 | 0 | 0 | 0
1998 | 7 | 7 | 0 | 0 | 0 | 0 | 0 | 0 | 0 | 0 | 0 | 0 | 0 | 0 | 0
1998 | 7 | 8 | 0.85 | 0.85 | 0.8 | 0 | 0.85 | 0.8 | 0 | 0 | 0 | 0 | 0 | 0 | 0
1998 | 7 | 9 | 0 | 0 | 0 | 0 | 0 | 0 | 0 | 0 | 0 | 0 | 0 | 0 | 0
1998 | 7 | 10 | 0 | 0 | 0 | 0 | 0 | 0 | 0 | 0 | 0 | 0 | 0 | 0 | 0
1998 | 7 | 11 | 0 | 0 | 0 | 0 | 0 | 0 | 0 | 0 | 0 | 0 | 0 | 0 | 0
1998 | 7 | 12 | 0 | 0 | 0 | 0 | 0 | 0 | 0 | 0 | 0 | 0 | 0 | 0 | 0
1998 | 7 | 13 | 0 | 0 | 0 | 0 | 0 | 0 | 0 | 0 | 0 | 0 | 0 | 0 | 0
1998 | 7 | 14 | 0 | 0 | 0 | 0 | 0 | 0 | 0 | 0 | 0 | 0 | 0 | 0 | 0
1998 | 7 | 15 | 0 | 0 | 0 | 0 | 0 | 0 | 0 | 0 | 0 | 0 | 0 | 0 | 0
1998 | 7 | 16 | 0 | 0 | 0 | 0 | 0 | 0 | 0 | 0 | 0 | 0 | 0 | 0 | 0
1998 | 7 | 17 | 0.01 | 0.01 | 0 | 0 | 0.01 | 0 | 0 | 0 | 0 | 0 | 0 | 0 | 0
1998 | 7 | 18 | 0 | 0 | 0 | 0 | 0 | 0 | 0 | 0 | 0 | 0 | 0 | 0 | 0
1998 | 7 | 19 | 0 | 0 | 0 | 0 | 0 | 0 | 0 | 0 | 0 | 0 | 0 | 0 | 0
1998 | 7 | 20 | 0 | 0 | 0 | 0 | 0 | 0 | 0 | 0 | 0 | 0 | 0 | 0 | 0
1998 | 7 | 21 | 0.33 | 0.33 | 0.28 | 0 | 0.33 | 0.28 | 0 | 0 | 0 | 0 | 0 | 0 | 0
1998 | 7 | 22 | 0 | 0 | 0 | 0 | 0 | 0 | 0 | 0 | 0 | 0 | 0 | 0 | 0
1998 | 7 | 23 | 0.14 | 0.14 | 0.09 | 0 | 0.14 | 0.09 | 0 | 0 | 0 | 0 | 0 | 0 | 0
1998 | 7 | 24 | 0 | 0 | 0 | 0 | 0 | 0 | 0 | 0 | 0 | 0 | 0 | 0 | 0
1998 | 7 | 25 | 0 | 0 | 0 | 0 | 0 | 0 | 0 | 0 | 0 | 0 | 0 | 0 | 0
1998 | 7 | 26 | 0.03 | 0.03 | 0 | 0 | 0.03 | 0 | 0 | 0 | 0 | 0 | 0 | 0 | 0
1998 | 7 | 27 | 0 | 0 | 0 | 0 | 0 | 0 | 0 | 0 | 0 | 0 | 0 | 0 | 0
1998 | 7 | 28 | 0 | 0 | 0 | 0 | 0 | 0 | 0 | 0 | 0 | 0 | 0 | 0 | 0
1998 | 7 | 29 | 0 | 0 | 0 | 0 | 0 | 0 | 0 | 0 | 0 | 0 | 0 | 0 | 0
1998 | 7 | 30 | 0.16 | 0.16 | 0.11 | 0 | 0.16 | 0.11 | 0 | 0 | 0 | 0 | 0 | 0 | 0
1998 | 7 | 31 | 0.27 | 0.27 | 0.22 | 0 | 0.27 | 0.22 | 0 | 0 | 0 | 0 | 0 | 0 | 0
1998 | 8 | 1 | 0 | 0 | 0 | 0 | 0 | 0 | 0 | 0 | 0 | 0 | 0 | 0 | 0
1998 | 8 | 2 | 0 | 0 | 0 | 0 | 0 | 0 | 0 | 0 | 0 | 0 | 0 | 0 | 0
1998 | 8 | 3 | 0 | 0 | 0 | 0 | 0 | 0 | 0 | 0 | 0 | 0 | 0 | 0 | 0
1998 | 8 | 4 | 0 | 0 | 0 | 0 | 0 | 0 | 0 | 0 | 0 | 0 | 0 | 0 | 0
1998 | 8 | 5 | 0 | 0 | 0 | 0 | 0 | 0 | 0 | 0 | 0 | 0 | 0 | 0 | 0
1998 | 8 | 6 | 0 | 0 | 0 | 0 | 0 | 0 | 0 | 0 | 0 | 0 | 0 | 0 | 0
1998 | 8 | 7 | 0 | 0 | 0 | 0 | 0 | 0 | 0 | 0 | 0 | 0 | 0 | 0 | 0
1998 | 8 | 8 | 0 | 0 | 0 | 0 | 0 | 0 | 0 | 0 | 0 | 0 | 0 | 0 | 0
1998 | 8 | 9 | 0 | 0 | 0 | 0 | 0 | 0 | 0 | 0 | 0 | 0 | 0 | 0 | 0
1998 | 8 | 10 | 0.25 | 0.25 | 0.2 | 0 | 0.25 | 0.2 | 0 | 0 | 0 | 0 | 0 | 0 | 0
1998 | 8 | 11 | 0 | 0 | 0 | 0 | 0 | 0 | 0 | 0 | 0 | 0 | 0 | 0 | 0
1998 | 8 | 12 | 0 | 0 | 0 | 0 | 0 | 0 | 0 | 0 | 0 | 0 | 0 | 0 | 0
1998 | 8 | 13 | 0 | 0 | 0 | 0 | 0 | 0 | 0 | 0 | 0 | 0 | 0 | 0 | 0
1998 | 8 | 14 | 0 | 0 | 0 | 0 | 0 | 0 | 0 | 0 | 0 | 0 | 0 | 0 | 0
1998 | 8 | 15 | 0 | 0 | 0 | 0 | 0 | 0 | 0 | 0 | 0 | 0 | 0 | 0 | 0
1998 | 8 | 16 | 0.01 | 0.01 | 0 | 0 | 0.01 | 0 | 0 | 0 | 0 | 0 | 0 | 0 | 0
1998 | 8 | 17 | 0.33 | 0.33 | 0.28 | 0 | 0.33 | 0.28 | 0 | 0 | 0 | 0 | 0 | 0 | 0
1998 | 8 | 18 | 0 | 0 | 0 | 0 | 0 | 0 | 0 | 0 | 0 | 0 | 0 | 0 | 0
1998 | 8 | 19 | 0 | 0 | 0 | 0 | 0 | 0 | 0 | 0 | 0 | 0 | 0 | 0 | 0
1998 | 8 | 20 | 0 | 0 | 0 | 0 | 0 | 0 | 0 | 0 | 0 | 0 | 0 | 0 | 0
1998 | 8 | 21 | 0 | 0 | 0 | 0 | 0 | 0 | 0 | 0 | 0 | 0 | 0 | 0 | 0
1998 | 8 | 22 | 0 | 0 | 0 | 0 | 0 | 0 | 0 | 0 | 0 | 0 | 0 | 0 | 0
1998 | 8 | 23 | 0 | 0 | 0 | 0 | 0 | 0 | 0 | 0 | 0 | 0 | 0 | 0 | 0
1998 | 8 | 24 | 0 | 0 | 0 | 0 | 0 | 0 | 0 | 0 | 0 | 0 | 0 | 0 | 0
1998 | 8 | 25 | 0 | 0 | 0 | 0 | 0 | 0 | 0 | 0 | 0 | 0 | 0 | 0 | 0
1998 | 8 | 26 | 0 | 0 | 0 | 0 | 0 | 0 | 0 | 0 | 0 | 0 | 0 | 0 | 0
1998 | 8 | 27 | 0 | 0 | 0 | 0 | 0 | 0 | 0 | 0 | 0 | 0 | 0 | 0 | 0
1998 | 8 | 28 | 0 | 0 | 0 | 0 | 0 | 0 | 0 | 0 | 0 | 0 | 0 | 0 | 0
1998 | 8 | 29 | 0 | 0 | 0 | 0 | 0 | 0 | 0 | 0 | 0 | 0 | 0 | 0 | 0
1998 | 8 | 30 | 0 | 0 | 0 | 0 | 0 | 0 | 0 | 0 | 0 | 0 | 0 | 0 | 0
1998 | 8 | 31 | 0 | 0 | 0 | 0 | 0 | 0 | 0 | 0 | 0 | 0 | 0 | 0 | 0
1998 | 9 | 1 | 0 | 0 | 0 | 0 | 0 | 0 | 0 | 0 | 0 | 0 | 0 | 0 | 0
1998 | 9 | 2 | 0 | 0 | 0 | 0 | 0 | 0 | 0 | 0 | 0 | 0 | 0 | 0 | 0
1998 | 9 | 3 | 0 | 0 | 0 | 0 | 0 | 0 | 0 | 0 | 0 | 0 | 0 | 0 | 0
1998 | 9 | 4 | 0 | 0 | 0 | 0 | 0 | 0 | 0 | 0 | 0 | 0 | 0 | 0 | 0
1998 | 9 | 5 | 0 | 0 | 0 | 0 | 0 | 0 | 0 | 0 | 0 | 0 | 0 | 0 | 0
1998 | 9 | 6 | 0 | 0 | 0 | 0 | 0 | 0 | 0 | 0 | 0 | 0 | 0 | 0 | 0
1998 | 9 | 7 | 0.25 | 0.25 | 0.2 | 0 | 0.25 | 0.2 | 0 | 0 | 0 | 0 | 0 | 0 | 0
1998 | 9 | 8 | 0.12 | 0.12 | 0.07 | 0 | 0.12 | 0.07 | 0 | 0 | 0 | 0 | 0 | 0 | 0
1998 | 9 | 9 | 0 | 0 | 0 | 0 | 0 | 0 | 0 | 0 | 0 | 0 | 0 | 0 | 0
1998 | 9 | 10 | 0 | 0 | 0 | 0 | 0 | 0 | 0 | 0 | 0 | 0 | 0 | 0 | 0
1998 | 9 | 11 | 0 | 0 | 0 | 0 | 0 | 0 | 0 | 0 | 0 | 0 | 0 | 0 | 0
1998 | 9 | 12 | 0 | 0 | 0 | 0 | 0 | 0 | 0 | 0 | 0 | 0 | 0 | 0 | 0
1998 | 9 | 13 | 0 | 0 | 0 | 0 | 0 | 0 | 0 | 0 | 0 | 0 | 0 | 0 | 0
1998 | 9 | 14 | 0 | 0 | 0 | 0 | 0 | 0 | 0 | 0 | 0 | 0 | 0 | 0 | 0
1998 | 9 | 15 | 0 | 0 | 0 | 0 | 0 | 0 | 0 | 0 | 0 | 0 | 0 | 0 | 0
1998 | 9 | 16 | 0 | 0 | 0 | 0 | 0 | 0 | 0 | 0 | 0 | 0 | 0 | 0 | 0
1998 | 9 | 17 | 0.1 | 0.1 | 0.05 | 0 | 0.1 | 0.05 | 0 | 0 | 0 | 0 | 0 | 0 | 0
1998 | 9 | 18 | 0 | 0 | 0 | 0 | 0 | 0 | 0 | 0 | 0 | 0 | 0 | 0 | 0
1998 | 9 | 19 | 0 | 0 | 0 | 0 | 0 | 0 | 0 | 0 | 0 | 0 | 0 | 0 | 0
1998 | 9 | 20 | 0 | 0 | 0 | 0 | 0 | 0 | 0 | 0 | 0 | 0 | 0 | 0 | 0
1998 | 9 | 21 | 0.06 | 0.06 | 0.01 | 0 | 0.06 | 0.01 | 0 | 0 | 0 | 0 | 0 | 0 | 0
1998 | 9 | 22 | 1.24 | 1 | 0.95 | 0 | 1 | 0.95 | 0 | 0 | 0 | 0 | 0 | 0 | 0
1998 | 9 | 23 | 0 | 0 | 0 | 0 | 0 | 0 | 0 | 0 | 0 | 0 | 0 | 0 | 0
1998 | 9 | 24 | 0 | 0 | 0 | 0 | 0 | 0 | 0 | 0 | 0 | 0 | 0 | 0 | 0
1998 | 9 | 25 | 0.03 | 0.03 | 0 | 0 | 0.03 | 0 | 0 | 0 | 0 | 0 | 0 | 0 | 0
1998 | 9 | 26 | 0 | 0 | 0 | 0 | 0 | 0 | 0 | 0 | 0 | 0 | 0 | 0 | 0
1998 | 9 | 27 | 0 | 0 | 0 | 0 | 0 | 0 | 0 | 0 | 0 | 0 | 0 | 0 | 0
1998 | 9 | 28 | 0 | 0 | 0 | 0 | 0 | 0 | 0 | 0 | 0 | 0 | 0 | 0 | 0
1998 | 9 | 29 | 0 | 0 | 0 | 0 | 0 | 0 | 0 | 0 | 0 | 0 | 0 | 0 | 0
1998 | 9 | 30 | 0.03 | 0.03 | 0 | 0 | 0.03 | 0 | 0 | 0 | 0 | 0 | 0 | 0 | 0
1998 | 10 | 1 | 0 | 0 | 0 | 0 | 0 | 0 | 0 | 0 | 0 | 0 | 0 | 0 | 0
1998 | 10 | 2 | 0 | 0 | 0 | 0 | 0 | 0 | 0 | 0 | 0 | 0 | 0 | 0 | 0
1998 | 10 | 3 | 0.01 | 0.01 | 0 | 0 | 0.01 | 0 | 0 | 0 | 0 | 0 | 0 | 0 | 0
1998 | 10 | 4 | 0.01 | 0.01 | 0 | 0 | 0.01 | 0 | 0 | 0 | 0 | 0 | 0 | 0 | 0
1998 | 10 | 5 | 0 | 0 | 0 | 0 | 0 | 0 | 0 | 0 | 0 | 0 | 0 | 0 | 0
1998 | 10 | 6 | 0 | 0 | 0 | 0 | 0 | 0 | 0 | 0 | 0 | 0 | 0 | 0 | 0
1998 | 10 | 7 | 0 | 0 | 0 | 0 | 0 | 0 | 0 | 0 | 0 | 0 | 0 | 0 | 0
1998 | 10 | 8 | 0.55 | 0.55 | 0.5 | 0 | 0.55 | 0.5 | 0 | 0 | 0 | 0 | 0 | 0 | 0
1998 | 10 | 9 | 0 | 0 | 0 | 0 | 0 | 0 | 0 | 0 | 0 | 0 | 0 | 0 | 0
1998 | 10 | 10 | 0 | 0 | 0 | 0 | 0 | 0 | 0 | 0 | 0 | 0 | 0 | 0 | 0
1998 | 10 | 11 | 0 | 0 | 0 | 0 | 0 | 0 | 0 | 0 | 0 | 0 | 0 | 0 | 0
1998 | 10 | 12 | 0 | 0 | 0 | 0 | 0 | 0 | 0 | 0 | 0 | 0 | 0 | 0 | 0
1998 | 10 | 13 | 0 | 0 | 0 | 0 | 0 | 0 | 0 | 0 | 0 | 0 | 0 | 0 | 0
1998 | 10 | 14 | 0 | 0 | 0 | 0 | 0 | 0 | 0 | 0 | 0 | 0 | 0 | 0 | 0
1998 | 10 | 15 | 0 | 0 | 0 | 0 | 0 | 0 | 0 | 0 | 0 | 0 | 0 | 0 | 0
1998 | 10 | 16 | 0 | 0 | 0 | 0 | 0 | 0 | 0 | 0 | 0 | 0 | 0 | 0 | 0
1998 | 10 | 17 | 0 | 0 | 0 | 0 | 0 | 0 | 0 | 0 | 0 | 0 | 0 | 0 | 0
1998 | 10 | 18 | 0 | 0 | 0 | 0 | 0 | 0 | 0 | 0 | 0 | 0 | 0 | 0 | 0
1998 | 10 | 19 | 0.01 | 0.01 | 0 | 0 | 0.01 | 0 | 0 | 0 | 0 | 0 | 0 | 0 | 0
1998 | 10 | 20 | 0 | 0 | 0 | 0 | 0 | 0 | 0 | 0 | 0 | 0 | 0 | 0 | 0
1998 | 10 | 21 | 0 | 0 | 0 | 0 | 0 | 0 | 0 | 0 | 0 | 0 | 0 | 0 | 0
1998 | 10 | 22 | 0.01 | 0.01 | 0 | 0 | 0.01 | 0 | 0 | 0 | 0 | 0 | 0 | 0 | 0
1998 | 10 | 23 | 0 | 0 | 0 | 0 | 0 | 0 | 0 | 0 | 0 | 0 | 0 | 0 | 0
1998 | 10 | 24 | 0 | 0 | 0 | 0 | 0 | 0 | 0 | 0 | 0 | 0 | 0 | 0 | 0
1998 | 10 | 25 | 0 | 0 | 0 | 0 | 0 | 0 | 0 | 0 | 0 | 0 | 0 | 0 | 0
1998 | 10 | 26 | 0 | 0 | 0 | 0 | 0 | 0 | 0 | 0 | 0 | 0 | 0 | 0 | 0
1998 | 10 | 27 | 0 | 0 | 0 | 0 | 0 | 0 | 0 | 0 | 0 | 0 | 0 | 0 | 0
1998 | 10 | 28 | 0 | 0 | 0 | 0 | 0 | 0 | 0 | 0 | 0 | 0 | 0 | 0 | 0
1998 | 10 | 29 | 0 | 0 | 0 | 0 | 0 | 0 | 0 | 0 | 0 | 0 | 0 | 0 | 0
1998 | 10 | 30 | 0 | 0 | 0 | 0 | 0 | 0 | 0 | 0 | 0 | 0 | 0 | 0 | 0
1998 | 10 | 31 | 0 | 0 | 0 | 0 | 0 | 0 | 0 | 0 | 0 | 0 | 0 | 0 | 0
1998 | 11 | 1 | 0 | 0 | 0 | 0 | 0 | 0 | 0 | 0 | 0 | 0 | 0 | 0 | 0
1998 | 11 | 2 | 0 | 0 | 0 | 0 | 0 | 0 | 0 | 0 | 0 | 0 | 0 | 0 | 0
1998 | 11 | 3 | 0.18 | 0.18 | 0.13 | 0 | 0.18 | 0.13 | 0 | 0 | 0 | 0 | 0 | 0 | 0
1998 | 11 | 4 | 0 | 0 | 0 | 0 | 0 | 0 | 0 | 0 | 0 | 0 | 0 | 0 | 0
1998 | 11 | 5 | 0 | 0 | 0 | 0 | 0 | 0 | 0 | 0 | 0 | 0 | 0 | 0 | 0
1998 | 11 | 6 | 0 | 0 | 0 | 0 | 0 | 0 | 0 | 0 | 0 | 0 | 0 | 0 | 0
1998 | 11 | 7 | 0 | 0 | 0 | 0 | 0 | 0 | 0 | 0 | 0 | 0 | 0 | 0 | 0
1998 | 11 | 8 | 0.01 | 0.01 | 0 | 0 | 0.01 | 0 | 0 | 0 | 0 | 0 | 0 | 0 | 0
1998 | 11 | 9 | 0 | 0 | 0 | 0 | 0 | 0 | 0 | 0 | 0 | 0 | 0 | 0 | 0
1998 | 11 | 10 | 0.03 | 0.03 | 0 | 0 | 0.03 | 0 | 0 | 0 | 0 | 0 | 0 | 0 | 0
1998 | 11 | 11 | 0.2 | 0.2 | 0.15 | 0 | 0.2 | 0.15 | 0 | 0 | 0 | 0 | 0 | 0 | 0
1998 | 11 | 12 | 0 | 0 | 0 | 0 | 0 | 0 | 0 | 0 | 0 | 0 | 0 | 0 | 0
1998 | 11 | 13 | 0 | 0 | 0 | 0 | 0 | 0 | 0 | 0 | 0 | 0 | 0 | 0 | 0
1998 | 11 | 14 | 0 | 0 | 0 | 0 | 0 | 0 | 0 | 0 | 0 | 0 | 0 | 0 | 0
1998 | 11 | 15 | 0 | 0 | 0 | 0 | 0 | 0 | 0 | 0 | 0 | 0 | 0 | 0 | 0
1998 | 11 | 16 | 0 | 0 | 0 | 0 | 0 | 0 | 0 | 0 | 0 | 0 | 0 | 0 | 0
1998 | 11 | 17 | 0 | 0 | 0 | 0 | 0 | 0 | 0 | 0 | 0 | 0 | 0 | 0 | 0
1998 | 11 | 18 | 0 | 0 | 0 | 0 | 0 | 0 | 0 | 0 | 0 | 0 | 0 | 0 | 0
1998 | 11 | 19 | 0 | 0 | 0 | 0 | 0 | 0 | 0 | 0 | 0 | 0 | 0 | 0 | 0
1998 | 11 | 20 | 0.08 | 0.08 | 0.03 | 0 | 0.08 | 0.03 | 0 | 0 | 0 | 0 | 0 | 0 | 0
1998 | 11 | 21 | 0 | 0 | 0 | 0 | 0 | 0 | 0 | 0 | 0 | 0 | 0 | 0 | 0
1998 | 11 | 22 | 0 | 0 | 0 | 0 | 0 | 0 | 0 | 0 | 0 | 0 | 0 | 0 | 0
1998 | 11 | 23 | 0 | 0 | 0 | 0 | 0 | 0 | 0 | 0 | 0 | 0 | 0 | 0 | 0
1998 | 11 | 24 | 0 | 0 | 0 | 0 | 0 | 0 | 0 | 0 | 0 | 0 | 0 | 0 | 0
1998 | 11 | 25 | 0.02 | 0.02 | 0 | 0 | 0.02 | 0 | 0 | 0 | 0 | 0 | 0 | 0 | 0
1998 | 11 | 26 | 0.39 | 0.39 | 0.34 | 0 | 0.39 | 0.34 | 0 | 0 | 0 | 0 | 0 | 0 | 0
1998 | 11 | 27 | 0 | 0 | 0 | 0 | 0 | 0 | 0 | 0 | 0 | 0 | 0 | 0 | 0
1998 | 11 | 28 | 0 | 0 | 0 | 0 | 0 | 0 | 0 | 0 | 0 | 0 | 0 | 0 | 0
1998 | 11 | 29 | 0 | 0 | 0 | 0 | 0 | 0 | 0 | 0 | 0 | 0 | 0 | 0 | 0
1998 | 11 | 30 | 0 | 0 | 0 | 0 | 0 | 0 | 0 | 0 | 0 | 0 | 0 | 0 | 0
1998 | 12 | 1 | 0 | 0 | 0 | 0 | 0 | 0 | 0 | 0 | 0 | 0 | 0 | 0 | 0
1998 | 12 | 2 | 0 | 0 | 0 | 0 | 0 | 0 | 0 | 0 | 0 | 0 | 0 | 0 | 0
1998 | 12 | 3 | 0 | 0 | 0 | 0 | 0 | 0 | 0 | 0 | 0 | 0 | 0 | 0 | 0
1998 | 12 | 4 | 0 | 0 | 0 | 0 | 0 | 0 | 0 | 0 | 0 | 0 | 0 | 0 | 0
1998 | 12 | 5 | 0 | 0 | 0 | 0 | 0 | 0 | 0 | 0 | 0 | 0 | 0 | 0 | 0
1998 | 12 | 6 | 0 | 0 | 0 | 0 | 0 | 0 | 0 | 0 | 0 | 0 | 0 | 0 | 0
1998 | 12 | 7 | 0.05 | 0.05 | 0 | 0 | 0.05 | 0 | 0 | 0 | 0 | 0 | 0 | 0 | 0
1998 | 12 | 8 | 0.69 | 0.69 | 0.64 | 0 | 0.69 | 0.64 | 0 | 0 | 0 | 0 | 0 | 0 | 0
1998 | 12 | 9 | 0.21 | 0.21 | 0.16 | 0 | 0.21 | 0.16 | 0 | 0 | 0 | 0 | 0 | 0 | 0
1998 | 12 | 10 | 0 | 0 | 0 | 0 | 0 | 0 | 0 | 0 | 0 | 0 | 0 | 0 | 0
1998 | 12 | 11 | 0 | 0 | 0 | 0 | 0 | 0 | 0 | 0 | 0 | 0 | 0 | 0 | 0
1998 | 12 | 12 | 0.01 | 0.01 | 0 | 0 | 0.01 | 0 | 0 | 0 | 0 | 0 | 0 | 0 | 0
1998 | 12 | 13 | 0.53 | 0.53 | 0.48 | 0 | 0.53 | 0.48 | 0 | 0 | 0 | 0 | 0 | 0 | 0
1998 | 12 | 14 | 0 | 0 | 0 | 0 | 0 | 0 | 0 | 0 | 0 | 0 | 0 | 0 | 0
1998 | 12 | 15 | 0 | 0 | 0 | 0 | 0 | 0 | 0 | 0 | 0 | 0 | 0 | 0 | 0
1998 | 12 | 16 | 0 | 0 | 0 | 0 | 0 | 0 | 0 | 0 | 0 | 0 | 0 | 0 | 0
1998 | 12 | 17 | 0 | 0 | 0 | 0 | 0 | 0 | 0 | 0 | 0 | 0 | 0 | 0 | 0
1998 | 12 | 18 | 0 | 0 | 0 | 0 | 0 | 0 | 0 | 0 | 0 | 0 | 0 | 0 | 0
1998 | 12 | 19 | 0 | 0 | 0 | 0 | 0 | 0 | 0 | 0 | 0 | 0 | 0 | 0 | 0
1998 | 12 | 20 | 0 | 0 | 0 | 0 | 0 | 0 | 0 | 0 | 0 | 0 | 0 | 0 | 0
1998 | 12 | 21 | 0 | 0 | 0 | 0 | 0 | 0 | 0 | 0 | 0 | 0 | 0 | 0 | 0
1998 | 12 | 22 | 0.02 | 0.02 | 0 | 0 | 0.02 | 0 | 0 | 0 | 0 | 0 | 0 | 0 | 0
1998 | 12 | 23 | 0.15 | 0.15 | 0.1 | 0 | 0.15 | 0.1 | 0 | 0 | 0 | 0 | 0 | 0 | 0
1998 | 12 | 24 | 0.01 | 0.01 | 0 | 0 | 0.01 | 0 | 0 | 0 | 0 | 0 | 0 | 0 | 0
1998 | 12 | 25 | 0 | 0 | 0 | 0 | 0 | 0 | 0 | 0 | 0 | 0 | 0 | 0 | 0
1998 | 12 | 26 | 0 | 0 | 0 | 0 | 0 | 0 | 0 | 0 | 0 | 0 | 0 | 0 | 0
1998 | 12 | 27 | 0 | 0 | 0 | 0 | 0 | 0 | 0 | 0 | 0 | 0 | 0 | 0 | 0
1998 | 12 | 28 | 0 | 0 | 0 | 0 | 0 | 0 | 0 | 0 | 0 | 0 | 0 | 0 | 0
1998 | 12 | 29 | 0.04 | 0.04 | 0 | 0 | 0.04 | 0 | 0 | 0 | 0 | 0 | 0 | 0 | 0
1998 | 12 | 30 | 0.03 | 0.03 | 0 | 0 | 0.03 | 0 | 0 | 0 | 0 | 0 | 0 | 0 | 0
1998 | 12 | 31 | 0 | 0 | 0 | 0 | 0 | 0 | 0 | 0 | 0 | 0 | 0 | 0 | 0
1999 | 1 | 1 | 0 | 0 | 0 | 0 | 0 | 0 | 0 | 0 | 0 | 0 | 0 | 0 | 0
1999 | 1 | 2 | 0.02 | 0.02 | 0 | 0 | 0.02 | 0 | 0 | 0 | 0 | 0 | 0 | 0 | 0
1999 | 1 | 3 | 1.14 | 1 | 0.95 | 0 | 1 | 0.95 | 0 | 0 | 0 | 0 | 0 | 0 | 0
1999 | 1 | 4 | 0 | 0 | 0 | 0 | 0 | 0 | 0 | 0 | 0 | 0 | 0 | 0 | 0
1999 | 1 | 5 | 0 | 0 | 0 | 0 | 0 | 0 | 0 | 0 | 0 | 0 | 0 | 0 | 0
1999 | 1 | 6 | 0 | 0 | 0 | 0 | 0 | 0 | 0 | 0 | 0 | 0 | 0 | 0 | 0
1999 | 1 | 7 | 0 | 0 | 0 | 0 | 0 | 0 | 0 | 0 | 0 | 0 | 0 | 0 | 0
1999 | 1 | 8 | 0.37 | 0.37 | 0.32 | 0 | 0.37 | 0.32 | 0 | 0 | 0 | 0 | 0 | 0 | 0
1999 | 1 | 9 | 0.04 | 0.04 | 0 | 0 | 0.04 | 0 | 0 | 0 | 0 | 0 | 0 | 0 | 0
1999 | 1 | 10 | 0 | 0 | 0 | 0 | 0 | 0 | 0 | 0 | 0 | 0 | 0 | 0 | 0
1999 | 1 | 11 | 0 | 0 | 0 | 0 | 0 | 0 | 0 | 0 | 0 | 0 | 0 | 0 | 0
1999 | 1 | 12 | 0 | 0 | 0 | 0 | 0 | 0 | 0 | 0 | 0 | 0 | 0 | 0 | 0
1999 | 1 | 13 | 0 | 0 | 0 | 0 | 0 | 0 | 0 | 0 | 0 | 0 | 0 | 0 | 0
1999 | 1 | 14 | 0.19 | 0.19 | 0.14 | 0 | 0.19 | 0.14 | 0 | 0 | 0 | 0 | 0 | 0 | 0
1999 | 1 | 15 | 0.75 | 0.75 | 0.7 | 0 | 0.75 | 0.7 | 0 | 0 | 0 | 0 | 0 | 0 | 0
1999 | 1 | 16 | 0 | 0 | 0 | 0 | 0 | 0 | 0 | 0 | 0 | 0 | 0 | 0 | 0
1999 | 1 | 17 | 0 | 0 | 0 | 0 | 0 | 0 | 0 | 0 | 0 | 0 | 0 | 0 | 0
1999 | 1 | 18 | 0.79 | 0.79 | 0.74 | 0 | 0.79 | 0.74 | 0 | 0 | 0 | 0 | 0 | 0 | 0
1999 | 1 | 19 | 0 | 0 | 0 | 0 | 0 | 0 | 0 | 0 | 0 | 0 | 0 | 0 | 0
1999 | 1 | 20 | 0.01 | 0.01 | 0 | 0 | 0.01 | 0 | 0 | 0 | 0 | 0 | 0 | 0 | 0
1999 | 1 | 21 | 0.46 | 0.46 | 0.41 | 0 | 0.46 | 0.41 | 0 | 0 | 0 | 0 | 0 | 0 | 0
1999 | 1 | 22 | 0 | 0 | 0 | 0 | 0 | 0 | 0 | 0 | 0 | 0 | 0 | 0 | 0
1999 | 1 | 23 | 0.4 | 0.4 | 0.35 | 0 | 0.4 | 0.35 | 0 | 0 | 0 | 0 | 0 | 0 | 0
1999 | 1 | 24 | 1.25 | 1 | 0.95 | 0 | 1 | 0.95 | 0 | 0 | 0 | 0 | 0 | 0 | 0
1999 | 1 | 25 | 0 | 0 | 0 | 0 | 0 | 0 | 0 | 0 | 0 | 0 | 0 | 0 | 0
1999 | 1 | 26 | 0 | 0 | 0 | 0 | 0 | 0 | 0 | 0 | 0 | 0 | 0 | 0 | 0
1999 | 1 | 27 | 0 | 0 | 0 | 0 | 0 | 0 | 0 | 0 | 0 | 0 | 0 | 0 | 0
1999 | 1 | 28 | 0 | 0 | 0 | 0 | 0 | 0 | 0 | 0 | 0 | 0 | 0 | 0 | 0
1999 | 1 | 29 | 0 | 0 | 0 | 0 | 0 | 0 | 0 | 0 | 0 | 0 | 0 | 0 | 0
1999 | 1 | 30 | 0 | 0 | 0 | 0 | 0 | 0 | 0 | 0 | 0 | 0 | 0 | 0 | 0
1999 | 1 | 31 | 0 | 0 | 0 | 0 | 0 | 0 | 0 | 0 | 0 | 0 | 0 | 0 | 0
1999 | 2 | 1 | 0.07 | 0.07 | 0.02 | 0 | 0.07 | 0.02 | 0 | 0 | 0 | 0 | 0 | 0 | 0
1999 | 2 | 2 | 0.41 | 0.41 | 0.36 | 0 | 0.41 | 0.36 | 0 | 0 | 0 | 0 | 0 | 0 | 0
1999 | 2 | 3 | 0 | 0 | 0 | 0 | 0 | 0 | 0 | 0 | 0 | 0 | 0 | 0 | 0
1999 | 2 | 4 | 0.04 | 0.04 | 0 | 0 | 0.04 | 0 | 0 | 0 | 0 | 0 | 0 | 0 | 0
1999 | 2 | 5 | 0 | 0 | 0 | 0 | 0 | 0 | 0 | 0 | 0 | 0 | 0 | 0 | 0
1999 | 2 | 6 | 0.04 | 0.04 | 0 | 0 | 0.04 | 0 | 0 | 0 | 0 | 0 | 0 | 0 | 0
1999 | 2 | 7 | 0.02 | 0.02 | 0 | 0 | 0.02 | 0 | 0 | 0 | 0 | 0 | 0 | 0 | 0
1999 | 2 | 8 | 0 | 0 | 0 | 0 | 0 | 0 | 0 | 0 | 0 | 0 | 0 | 0 | 0
1999 | 2 | 9 | 0 | 0 | 0 | 0 | 0 | 0 | 0 | 0 | 0 | 0 | 0 | 0 | 0
1999 | 2 | 10 | 0 | 0 | 0 | 0 | 0 | 0 | 0 | 0 | 0 | 0 | 0 | 0 | 0
1999 | 2 | 11 | 0 | 0 | 0 | 0 | 0 | 0 | 0 | 0 | 0 | 0 | 0 | 0 | 0
1999 | 2 | 12 | 0.48 | 0.48 | 0.43 | 0 | 0.48 | 0.43 | 0 | 0 | 0 | 0 | 0 | 0 | 0
1999 | 2 | 13 | 0 | 0 | 0 | 0 | 0 | 0 | 0 | 0 | 0 | 0 | 0 | 0 | 0
1999 | 2 | 14 | 0 | 0 | 0 | 0 | 0 | 0 | 0 | 0 | 0 | 0 | 0 | 0 | 0
1999 | 2 | 15 | 0 | 0 | 0 | 0 | 0 | 0 | 0 | 0 | 0 | 0 | 0 | 0 | 0
1999 | 2 | 16 | 0 | 0 | 0 | 0 | 0 | 0 | 0 | 0 | 0 | 0 | 0 | 0 | 0
1999 | 2 | 17 | 0.14 | 0.14 | 0.09 | 0 | 0.14 | 0.09 | 0 | 0 | 0 | 0 | 0 | 0 | 0
1999 | 2 | 18 | 0.64 | 0.64 | 0.59 | 0 | 0.64 | 0.59 | 0 | 0 | 0 | 0 | 0 | 0 | 0
1999 | 2 | 19 | 0 | 0 | 0 | 0 | 0 | 0 | 0 | 0 | 0 | 0 | 0 | 0 | 0
1999 | 2 | 20 | 0 | 0 | 0 | 0 | 0 | 0 | 0 | 0 | 0 | 0 | 0 | 0 | 0
1999 | 2 | 21 | 0 | 0 | 0 | 0 | 0 | 0 | 0 | 0 | 0 | 0 | 0 | 0 | 0
1999 | 2 | 22 | 0 | 0 | 0 | 0 | 0 | 0 | 0 | 0 | 0 | 0 | 0 | 0 | 0
1999 | 2 | 23 | 0 | 0 | 0 | 0 | 0 | 0 | 0 | 0 | 0 | 0 | 0 | 0 | 0
1999 | 2 | 24 | 0 | 0 | 0 | 0 | 0 | 0 | 0 | 0 | 0 | 0 | 0 | 0 | 0
1999 | 2 | 25 | 0.01 | 0.01 | 0 | 0 | 0.01 | 0 | 0 | 0 | 0 | 0 | 0 | 0 | 0
1999 | 2 | 26 | 0 | 0 | 0 | 0 | 0 | 0 | 0 | 0 | 0 | 0 | 0 | 0 | 0
1999 | 2 | 27 | 0.01 | 0.01 | 0 | 0 | 0.01 | 0 | 0 | 0 | 0 | 0 | 0 | 0 | 0
1999 | 2 | 28 | 0.68 | 0.68 | 0.63 | 0 | 0.68 | 0.63 | 0 | 0 | 0 | 0 | 0 | 0 | 0
1999 | 3 | 1 | 0 | 0 | 0 | 0 | 0 | 0 | 0 | 0 | 0 | 0 | 0 | 0 | 0
1999 | 3 | 2 | 0 | 0 | 0 | 0 | 0 | 0 | 0 | 0 | 0 | 0 | 0 | 0 | 0
1999 | 3 | 3 | 0.35 | 0.35 | 0.3 | 0 | 0.35 | 0.3 | 0 | 0 | 0 | 0 | 0 | 0 | 0
1999 | 3 | 4 | 0.09 | 0.09 | 0.04 | 0 | 0.09 | 0.04 | 0 | 0 | 0 | 0 | 0 | 0 | 0
1999 | 3 | 5 | 0 | 0 | 0 | 0 | 0 | 0 | 0 | 0 | 0 | 0 | 0 | 0 | 0
1999 | 3 | 6 | 0.13 | 0.13 | 0.08 | 0 | 0.13 | 0.08 | 0 | 0 | 0 | 0 | 0 | 0 | 0
1999 | 3 | 7 | 0 | 0 | 0 | 0 | 0 | 0 | 0 | 0 | 0 | 0 | 0 | 0 | 0
1999 | 3 | 8 | 0 | 0 | 0 | 0 | 0 | 0 | 0 | 0 | 0 | 0 | 0 | 0 | 0
1999 | 3 | 9 | 0.72 | 0.72 | 0.67 | 0 | 0.72 | 0.67 | 0 | 0 | 0 | 0 | 0 | 0 | 0
1999 | 3 | 10 | 0 | 0 | 0 | 0 | 0 | 0 | 0 | 0 | 0 | 0 | 0 | 0 | 0
1999 | 3 | 11 | 0 | 0 | 0 | 0 | 0 | 0 | 0 | 0 | 0 | 0 | 0 | 0 | 0
1999 | 3 | 12 | 0 | 0 | 0 | 0 | 0 | 0 | 0 | 0 | 0 | 0 | 0 | 0 | 0
1999 | 3 | 13 | 0 | 0 | 0 | 0 | 0 | 0 | 0 | 0 | 0 | 0 | 0 | 0 | 0
1999 | 3 | 14 | 1.04 | 1 | 0.95 | 0 | 1 | 0.95 | 0 | 0 | 0 | 0 | 0 | 0 | 0
1999 | 3 | 15 | 0.22 | 0.22 | 0.17 | 0 | 0.22 | 0.17 | 0 | 0 | 0 | 0 | 0 | 0 | 0
1999 | 3 | 16 | 0 | 0 | 0 | 0 | 0 | 0 | 0 | 0 | 0 | 0 | 0 | 0 | 0
1999 | 3 | 17 | 0 | 0 | 0 | 0 | 0 | 0 | 0 | 0 | 0 | 0 | 0 | 0 | 0
1999 | 3 | 18 | 0 | 0 | 0 | 0 | 0 | 0 | 0 | 0 | 0 | 0 | 0 | 0 | 0
1999 | 3 | 19 | 0 | 0 | 0 | 0 | 0 | 0 | 0 | 0 | 0 | 0 | 0 | 0 | 0
1999 | 3 | 20 | 0 | 0 | 0 | 0 | 0 | 0 | 0 | 0 | 0 | 0 | 0 | 0 | 0
1999 | 3 | 21 | 1.26 | 1 | 0.95 | 0 | 1 | 0.95 | 0 | 0 | 0 | 0 | 0 | 0 | 0
1999 | 3 | 22 | 0 | 0 | 0 | 0 | 0 | 0 | 0 | 0 | 0 | 0 | 0 | 0 | 0
1999 | 3 | 23 | 0.01 | 0.01 | 0 | 0 | 0.01 | 0 | 0 | 0 | 0 | 0 | 0 | 0 | 0
1999 | 3 | 24 | 0.01 | 0.01 | 0 | 0 | 0.01 | 0 | 0 | 0 | 0 | 0 | 0 | 0 | 0
1999 | 3 | 25 | 0 | 0 | 0 | 0 | 0 | 0 | 0 | 0 | 0 | 0 | 0 | 0 | 0
1999 | 3 | 26 | 0 | 0 | 0 | 0 | 0 | 0 | 0 | 0 | 0 | 0 | 0 | 0 | 0
1999 | 3 | 27 | 0 | 0 | 0 | 0 | 0 | 0 | 0 | 0 | 0 | 0 | 0 | 0 | 0
1999 | 3 | 28 | 0.04 | 0.04 | 0 | 0 | 0.04 | 0 | 0 | 0 | 0 | 0 | 0 | 0 | 0
1999 | 3 | 29 | 0 | 0 | 0 | 0 | 0 | 0 | 0 | 0 | 0 | 0 | 0 | 0 | 0
1999 | 3 | 30 | 0 | 0 | 0 | 0 | 0 | 0 | 0 | 0 | 0 | 0 | 0 | 0 | 0
1999 | 3 | 31 | 0 | 0 | 0 | 0 | 0 | 0 | 0 | 0 | 0 | 0 | 0 | 0 | 0
1999 | 4 | 1 | 0.25 | 0.25 | 0.2 | 0 | 0.25 | 0.2 | 0 | 0 | 0 | 0 | 0 | 0 | 0
1999 | 4 | 2 | 0 | 0 | 0 | 0 | 0 | 0 | 0 | 0 | 0 | 0 | 0 | 0 | 0
1999 | 4 | 3 | 0 | 0 | 0 | 0 | 0 | 0 | 0 | 0 | 0 | 0 | 0 | 0 | 0
1999 | 4 | 4 | 0.54 | 0.54 | 0.49 | 0 | 0.54 | 0.49 | 0 | 0 | 0 | 0 | 0 | 0 | 0
1999 | 4 | 5 | 0.02 | 0.02 | 0 | 0 | 0.02 | 0 | 0 | 0 | 0 | 0 | 0 | 0 | 0
1999 | 4 | 6 | 0 | 0 | 0 | 0 | 0 | 0 | 0 | 0 | 0 | 0 | 0 | 0 | 0
1999 | 4 | 7 | 0 | 0 | 0 | 0 | 0 | 0 | 0 | 0 | 0 | 0 | 0 | 0 | 0
1999 | 4 | 8 | 0 | 0 | 0 | 0 | 0 | 0 | 0 | 0 | 0 | 0 | 0 | 0 | 0
1999 | 4 | 9 | 0.3 | 0.3 | 0.25 | 0 | 0.3 | 0.25 | 0 | 0 | 0 | 0 | 0 | 0 | 0
1999 | 4 | 10 | 0 | 0 | 0 | 0 | 0 | 0 | 0 | 0 | 0 | 0 | 0 | 0 | 0
1999 | 4 | 11 | 0.35 | 0.35 | 0.3 | 0 | 0.35 | 0.3 | 0 | 0 | 0 | 0 | 0 | 0 | 0
1999 | 4 | 12 | 0 | 0 | 0 | 0 | 0 | 0 | 0 | 0 | 0 | 0 | 0 | 0 | 0
1999 | 4 | 13 | 0 | 0 | 0 | 0 | 0 | 0 | 0 | 0 | 0 | 0 | 0 | 0 | 0
1999 | 4 | 14 | 0 | 0 | 0 | 0 | 0 | 0 | 0 | 0 | 0 | 0 | 0 | 0 | 0
1999 | 4 | 15 | 0.14 | 0.14 | 0.09 | 0 | 0.14 | 0.09 | 0 | 0 | 0 | 0 | 0 | 0 | 0
1999 | 4 | 16 | 0 | 0 | 0 | 0 | 0 | 0 | 0 | 0 | 0 | 0 | 0 | 0 | 0
1999 | 4 | 17 | 0 | 0 | 0 | 0 | 0 | 0 | 0 | 0 | 0 | 0 | 0 | 0 | 0
1999 | 4 | 18 | 0 | 0 | 0 | 0 | 0 | 0 | 0 | 0 | 0 | 0 | 0 | 0 | 0
1999 | 4 | 19 | 0 | 0 | 0 | 0 | 0 | 0 | 0 | 0 | 0 | 0 | 0 | 0 | 0
1999 | 4 | 20 | 0.03 | 0.03 | 0 | 0 | 0.03 | 0 | 0 | 0 | 0 | 0 | 0 | 0 | 0
1999 | 4 | 21 | 0.16 | 0.16 | 0.11 | 0 | 0.16 | 0.11 | 0 | 0 | 0 | 0 | 0 | 0 | 0
1999 | 4 | 22 | 0.02 | 0.02 | 0 | 0 | 0.02 | 0 | 0 | 0 | 0 | 0 | 0 | 0 | 0
1999 | 4 | 23 | 0.28 | 0.28 | 0.23 | 0 | 0.28 | 0.23 | 0 | 0 | 0 | 0 | 0 | 0 | 0
1999 | 4 | 24 | 0 | 0 | 0 | 0 | 0 | 0 | 0 | 0 | 0 | 0 | 0 | 0 | 0
1999 | 4 | 25 | 0 | 0 | 0 | 0 | 0 | 0 | 0 | 0 | 0 | 0 | 0 | 0 | 0
1999 | 4 | 26 | 0 | 0 | 0 | 0 | 0 | 0 | 0 | 0 | 0 | 0 | 0 | 0 | 0
1999 | 4 | 27 | 0 | 0 | 0 | 0 | 0 | 0 | 0 | 0 | 0 | 0 | 0 | 0 | 0
1999 | 4 | 28 | 0 | 0 | 0 | 0 | 0 | 0 | 0 | 0 | 0 | 0 | 0 | 0 | 0
1999 | 4 | 29 | 0 | 0 | 0 | 0 | 0 | 0 | 0 | 0 | 0 | 0 | 0 | 0 | 0
1999 | 4 | 30 | 0 | 0 | 0 | 0 | 0 | 0 | 0 | 0 | 0 | 0 | 0 | 0 | 0
1999 | 5 | 1 | 0 | 0 | 0 | 0 | 0 | 0 | 0 | 0 | 0 | 0 | 0 | 0 | 0
1999 | 5 | 2 | 0 | 0 | 0 | 0 | 0 | 0 | 0 | 0 | 0 | 0 | 0 | 0 | 0
1999 | 5 | 3 | 0 | 0 | 0 | 0 | 0 | 0 | 0 | 0 | 0 | 0 | 0 | 0 | 0
1999 | 5 | 4 | 0 | 0 | 0 | 0 | 0 | 0 | 0 | 0 | 0 | 0 | 0 | 0 | 0
1999 | 5 | 5 | 0 | 0 | 0 | 0 | 0 | 0 | 0 | 0 | 0 | 0 | 0 | 0 | 0
1999 | 5 | 6 | 0 | 0 | 0 | 0 | 0 | 0 | 0 | 0 | 0 | 0 | 0 | 0 | 0
1999 | 5 | 7 | 0.17 | 0.17 | 0.12 | 0 | 0.17 | 0.12 | 0 | 0 | 0 | 0 | 0 | 0 | 0
1999 | 5 | 8 | 0.08 | 0.08 | 0.03 | 0 | 0.08 | 0.03 | 0 | 0 | 0 | 0 | 0 | 0 | 0
1999 | 5 | 9 | 0 | 0 | 0 | 0 | 0 | 0 | 0 | 0 | 0 | 0 | 0 | 0 | 0
1999 | 5 | 10 | 0 | 0 | 0 | 0 | 0 | 0 | 0 | 0 | 0 | 0 | 0 | 0 | 0
1999 | 5 | 11 | 0 | 0 | 0 | 0 | 0 | 0 | 0 | 0 | 0 | 0 | 0 | 0 | 0
1999 | 5 | 12 | 0 | 0 | 0 | 0 | 0 | 0 | 0 | 0 | 0 | 0 | 0 | 0 | 0
1999 | 5 | 13 | 0 | 0 | 0 | 0 | 0 | 0 | 0 | 0 | 0 | 0 | 0 | 0 | 0
1999 | 5 | 14 | 0 | 0 | 0 | 0 | 0 | 0 | 0 | 0 | 0 | 0 | 0 | 0 | 0
1999 | 5 | 15 | 0 | 0 | 0 | 0 | 0 | 0 | 0 | 0 | 0 | 0 | 0 | 0 | 0
1999 | 5 | 16 | 0 | 0 | 0 | 0 | 0 | 0 | 0 | 0 | 0 | 0 | 0 | 0 | 0
1999 | 5 | 17 | 0 | 0 | 0 | 0 | 0 | 0 | 0 | 0 | 0 | 0 | 0 | 0 | 0
1999 | 5 | 18 | 0 | 0 | 0 | 0 | 0 | 0 | 0 | 0 | 0 | 0 | 0 | 0 | 0
1999 | 5 | 19 | 0 | 0 | 0 | 0 | 0 | 0 | 0 | 0 | 0 | 0 | 0 | 0 | 0
1999 | 5 | 20 | 0 | 0 | 0 | 0 | 0 | 0 | 0 | 0 | 0 | 0 | 0 | 0 | 0
1999 | 5 | 21 | 0 | 0 | 0 | 0 | 0 | 0 | 0 | 0 | 0 | 0 | 0 | 0 | 0
1999 | 5 | 22 | 0.68 | 0.68 | 0.63 | 0 | 0.68 | 0.63 | 0 | 0 | 0 | 0 | 0 | 0 | 0
1999 | 5 | 23 | 0.03 | 0.03 | 0 | 0 | 0.03 | 0 | 0 | 0 | 0 | 0 | 0 | 0 | 0
1999 | 5 | 24 | 0.32 | 0.32 | 0.27 | 0 | 0.32 | 0.27 | 0 | 0 | 0 | 0 | 0 | 0 | 0
1999 | 5 | 25 | 0 | 0 | 0 | 0 | 0 | 0 | 0 | 0 | 0 | 0 | 0 | 0 | 0
1999 | 5 | 26 | 0 | 0 | 0 | 0 | 0 | 0 | 0 | 0 | 0 | 0 | 0 | 0 | 0
1999 | 5 | 27 | 0 | 0 | 0 | 0 | 0 | 0 | 0 | 0 | 0 | 0 | 0 | 0 | 0
1999 | 5 | 28 | 0 | 0 | 0 | 0 | 0 | 0 | 0 | 0 | 0 | 0 | 0 | 0 | 0
1999 | 5 | 29 | 0 | 0 | 0 | 0 | 0 | 0 | 0 | 0 | 0 | 0 | 0 | 0 | 0
1999 | 5 | 30 | 0 | 0 | 0 | 0 | 0 | 0 | 0 | 0 | 0 | 0 | 0 | 0 | 0
1999 | 5 | 31 | 0 | 0 | 0 | 0 | 0 | 0 | 0 | 0 | 0 | 0 | 0 | 0 | 0
1999 | 6 | 1 | 0 | 0 | 0 | 0 | 0 | 0 | 0 | 0 | 0 | 0 | 0 | 0 | 0
1999 | 6 | 2 | 0 | 0 | 0 | 0 | 0 | 0 | 0 | 0 | 0 | 0 | 0 | 0 | 0
1999 | 6 | 3 | 0 | 0 | 0 | 0 | 0 | 0 | 0 | 0 | 0 | 0 | 0 | 0 | 0
1999 | 6 | 4 | 0 | 0 | 0 | 0 | 0 | 0 | 0 | 0 | 0 | 0 | 0 | 0 | 0
1999 | 6 | 5 | 0 | 0 | 0 | 0 | 0 | 0 | 0 | 0 | 0 | 0 | 0 | 0 | 0
1999 | 6 | 6 | 0 | 0 | 0 | 0 | 0 | 0 | 0 | 0 | 0 | 0 | 0 | 0 | 0
1999 | 6 | 7 | 0 | 0 | 0 | 0 | 0 | 0 | 0 | 0 | 0 | 0 | 0 | 0 | 0
1999 | 6 | 8 | 0 | 0 | 0 | 0 | 0 | 0 | 0 | 0 | 0 | 0 | 0 | 0 | 0
1999 | 6 | 9 | 0 | 0 | 0 | 0 | 0 | 0 | 0 | 0 | 0 | 0 | 0 | 0 | 0
1999 | 6 | 10 | 0 | 0 | 0 | 0 | 0 | 0 | 0 | 0 | 0 | 0 | 0 | 0 | 0
1999 | 6 | 11 | 0 | 0 | 0 | 0 | 0 | 0 | 0 | 0 | 0 | 0 | 0 | 0 | 0
1999 | 6 | 12 | 0 | 0 | 0 | 0 | 0 | 0 | 0 | 0 | 0 | 0 | 0 | 0 | 0
1999 | 6 | 13 | 0.07 | 0.07 | 0.02 | 0 | 0.07 | 0.02 | 0 | 0 | 0 | 0 | 0 | 0 | 0
1999 | 6 | 14 | 1.32 | 1 | 0.95 | 0 | 1 | 0.95 | 0 | 0 | 0 | 0 | 0 | 0 | 0
1999 | 6 | 15 | 0 | 0 | 0 | 0 | 0 | 0 | 0 | 0 | 0 | 0 | 0 | 0 | 0
1999 | 6 | 16 | 0.01 | 0.01 | 0 | 0 | 0.01 | 0 | 0 | 0 | 0 | 0 | 0 | 0 | 0
1999 | 6 | 17 | 0.16 | 0.16 | 0.11 | 0 | 0.16 | 0.11 | 0 | 0 | 0 | 0 | 0 | 0 | 0
1999 | 6 | 18 | 0 | 0 | 0 | 0 | 0 | 0 | 0 | 0 | 0 | 0 | 0 | 0 | 0
1999 | 6 | 19 | 0 | 0 | 0 | 0 | 0 | 0 | 0 | 0 | 0 | 0 | 0 | 0 | 0
1999 | 6 | 20 | 0.51 | 0.51 | 0.46 | 0 | 0.51 | 0.46 | 0 | 0 | 0 | 0 | 0 | 0 | 0
1999 | 6 | 21 | 0.03 | 0.03 | 0 | 0 | 0.03 | 0 | 0 | 0 | 0 | 0 | 0 | 0 | 0
1999 | 6 | 22 | 0 | 0 | 0 | 0 | 0 | 0 | 0 | 0 | 0 | 0 | 0 | 0 | 0
1999 | 6 | 23 | 0 | 0 | 0 | 0 | 0 | 0 | 0 | 0 | 0 | 0 | 0 | 0 | 0
1999 | 6 | 24 | 0 | 0 | 0 | 0 | 0 | 0 | 0 | 0 | 0 | 0 | 0 | 0 | 0
1999 | 6 | 25 | 0 | 0 | 0 | 0 | 0 | 0 | 0 | 0 | 0 | 0 | 0 | 0 | 0
1999 | 6 | 26 | 0 | 0 | 0 | 0 | 0 | 0 | 0 | 0 | 0 | 0 | 0 | 0 | 0
1999 | 6 | 27 | 0 | 0 | 0 | 0 | 0 | 0 | 0 | 0 | 0 | 0 | 0 | 0 | 0
1999 | 6 | 28 | 0.01 | 0.01 | 0 | 0 | 0.01 | 0 | 0 | 0 | 0 | 0 | 0 | 0 | 0
1999 | 6 | 29 | 0.15 | 0.15 | 0.1 | 0 | 0.15 | 0.1 | 0 | 0 | 0 | 0 | 0 | 0 | 0
1999 | 6 | 30 | 0 | 0 | 0 | 0 | 0 | 0 | 0 | 0 | 0 | 0 | 0 | 0 | 0
1999 | 7 | 1 | 0.04 | 0.04 | 0 | 0 | 0.04 | 0 | 0 | 0 | 0 | 0 | 0 | 0 | 0
1999 | 7 | 2 | 0.15 | 0.15 | 0.1 | 0 | 0.15 | 0.1 | 0 | 0 | 0 | 0 | 0 | 0 | 0
1999 | 7 | 3 | 0 | 0 | 0 | 0 | 0 | 0 | 0 | 0 | 0 | 0 | 0 | 0 | 0
1999 | 7 | 4 | 0 | 0 | 0 | 0 | 0 | 0 | 0 | 0 | 0 | 0 | 0 | 0 | 0
1999 | 7 | 5 | 0 | 0 | 0 | 0 | 0 | 0 | 0 | 0 | 0 | 0 | 0 | 0 | 0
1999 | 7 | 6 | 0 | 0 | 0 | 0 | 0 | 0 | 0 | 0 | 0 | 0 | 0 | 0 | 0
1999 | 7 | 7 | 0 | 0 | 0 | 0 | 0 | 0 | 0 | 0 | 0 | 0 | 0 | 0 | 0
1999 | 7 | 8 | 0 | 0 | 0 | 0 | 0 | 0 | 0 | 0 | 0 | 0 | 0 | 0 | 0
1999 | 7 | 9 | 0 | 0 | 0 | 0 | 0 | 0 | 0 | 0 | 0 | 0 | 0 | 0 | 0
1999 | 7 | 10 | 0.05 | 0.05 | 0 | 0 | 0.05 | 0 | 0 | 0 | 0 | 0 | 0 | 0 | 0
1999 | 7 | 11 | 0 | 0 | 0 | 0 | 0 | 0 | 0 | 0 | 0 | 0 | 0 | 0 | 0
1999 | 7 | 12 | 0.28 | 0.28 | 0.23 | 0 | 0.28 | 0.23 | 0 | 0 | 0 | 0 | 0 | 0 | 0
1999 | 7 | 13 | 0 | 0 | 0 | 0 | 0 | 0 | 0 | 0 | 0 | 0 | 0 | 0 | 0
1999 | 7 | 14 | 0 | 0 | 0 | 0 | 0 | 0 | 0 | 0 | 0 | 0 | 0 | 0 | 0
1999 | 7 | 15 | 0 | 0 | 0 | 0 | 0 | 0 | 0 | 0 | 0 | 0 | 0 | 0 | 0
1999 | 7 | 16 | 0 | 0 | 0 | 0 | 0 | 0 | 0 | 0 | 0 | 0 | 0 | 0 | 0
1999 | 7 | 17 | 0 | 0 | 0 | 0 | 0 | 0 | 0 | 0 | 0 | 0 | 0 | 0 | 0
1999 | 7 | 18 | 0 | 0 | 0 | 0 | 0 | 0 | 0 | 0 | 0 | 0 | 0 | 0 | 0
1999 | 7 | 19 | 0 | 0 | 0 | 0 | 0 | 0 | 0 | 0 | 0 | 0 | 0 | 0 | 0
1999 | 7 | 20 | 0 | 0 | 0 | 0 | 0 | 0 | 0 | 0 | 0 | 0 | 0 | 0 | 0
1999 | 7 | 21 | 0 | 0 | 0 | 0 | 0 | 0 | 0 | 0 | 0 | 0 | 0 | 0 | 0
1999 | 7 | 22 | 0.26 | 0.26 | 0.21 | 0 | 0.26 | 0.21 | 0 | 0 | 0 | 0 | 0 | 0 | 0
1999 | 7 | 23 | 0 | 0 | 0 | 0 | 0 | 0 | 0 | 0 | 0 | 0 | 0 | 0 | 0
1999 | 7 | 24 | 0.19 | 0.19 | 0.14 | 0 | 0.19 | 0.14 | 0 | 0 | 0 | 0 | 0 | 0 | 0
1999 | 7 | 25 | 0.02 | 0.02 | 0 | 0 | 0.02 | 0 | 0 | 0 | 0 | 0 | 0 | 0 | 0
1999 | 7 | 26 | 0 | 0 | 0 | 0 | 0 | 0 | 0 | 0 | 0 | 0 | 0 | 0 | 0
1999 | 7 | 27 | 0 | 0 | 0 | 0 | 0 | 0 | 0 | 0 | 0 | 0 | 0 | 0 | 0
1999 | 7 | 28 | 0.02 | 0.02 | 0 | 0 | 0.02 | 0 | 0 | 0 | 0 | 0 | 0 | 0 | 0
1999 | 7 | 29 | 0 | 0 | 0 | 0 | 0 | 0 | 0 | 0 | 0 | 0 | 0 | 0 | 0
1999 | 7 | 30 | 0 | 0 | 0 | 0 | 0 | 0 | 0 | 0 | 0 | 0 | 0 | 0 | 0
1999 | 7 | 31 | 0 | 0 | 0 | 0 | 0 | 0 | 0 | 0 | 0 | 0 | 0 | 0 | 0
1999 | 8 | 1 | 0 | 0 | 0 | 0 | 0 | 0 | 0 | 0 | 0 | 0 | 0 | 0 | 0
1999 | 8 | 2 | 0 | 0 | 0 | 0 | 0 | 0 | 0 | 0 | 0 | 0 | 0 | 0 | 0
1999 | 8 | 3 | 0 | 0 | 0 | 0 | 0 | 0 | 0 | 0 | 0 | 0 | 0 | 0 | 0
1999 | 8 | 4 | 0 | 0 | 0 | 0 | 0 | 0 | 0 | 0 | 0 | 0 | 0 | 0 | 0
1999 | 8 | 5 | 0 | 0 | 0 | 0 | 0 | 0 | 0 | 0 | 0 | 0 | 0 | 0 | 0
1999 | 8 | 6 | 0 | 0 | 0 | 0 | 0 | 0 | 0 | 0 | 0 | 0 | 0 | 0 | 0
1999 | 8 | 7 | 0 | 0 | 0 | 0 | 0 | 0 | 0 | 0 | 0 | 0 | 0 | 0 | 0
1999 | 8 | 8 | 0.02 | 0.02 | 0 | 0 | 0.02 | 0 | 0 | 0 | 0 | 0 | 0 | 0 | 0
1999 | 8 | 9 | 0 | 0 | 0 | 0 | 0 | 0 | 0 | 0 | 0 | 0 | 0 | 0 | 0
1999 | 8 | 10 | 0 | 0 | 0 | 0 | 0 | 0 | 0 | 0 | 0 | 0 | 0 | 0 | 0
1999 | 8 | 11 | 0 | 0 | 0 | 0 | 0 | 0 | 0 | 0 | 0 | 0 | 0 | 0 | 0
1999 | 8 | 12 | 0 | 0 | 0 | 0 | 0 | 0 | 0 | 0 | 0 | 0 | 0 | 0 | 0
1999 | 8 | 13 | 0.03 | 0.03 | 0 | 0 | 0.03 | 0 | 0 | 0 | 0 | 0 | 0 | 0 | 0
1999 | 8 | 14 | 0.33 | 0.33 | 0.28 | 0 | 0.33 | 0.28 | 0 | 0 | 0 | 0 | 0 | 0 | 0
1999 | 8 | 15 | 0 | 0 | 0 | 0 | 0 | 0 | 0 | 0 | 0 | 0 | 0 | 0 | 0
1999 | 8 | 16 | 0 | 0 | 0 | 0 | 0 | 0 | 0 | 0 | 0 | 0 | 0 | 0 | 0
1999 | 8 | 17 | 0 | 0 | 0 | 0 | 0 | 0 | 0 | 0 | 0 | 0 | 0 | 0 | 0
1999 | 8 | 18 | 0 | 0 | 0 | 0 | 0 | 0 | 0 | 0 | 0 | 0 | 0 | 0 | 0
1999 | 8 | 19 | 0 | 0 | 0 | 0 | 0 | 0 | 0 | 0 | 0 | 0 | 0 | 0 | 0
1999 | 8 | 20 | 0.16 | 0.16 | 0.11 | 0 | 0.16 | 0.11 | 0 | 0 | 0 | 0 | 0 | 0 | 0
1999 | 8 | 21 | 0.1 | 0.1 | 0.05 | 0 | 0.1 | 0.05 | 0 | 0 | 0 | 0 | 0 | 0 | 0
1999 | 8 | 22 | 0 | 0 | 0 | 0 | 0 | 0 | 0 | 0 | 0 | 0 | 0 | 0 | 0
1999 | 8 | 23 | 0.08 | 0.08 | 0.03 | 0 | 0.08 | 0.03 | 0 | 0 | 0 | 0 | 0 | 0 | 0
1999 | 8 | 24 | 0.68 | 0.68 | 0.63 | 0 | 0.68 | 0.63 | 0 | 0 | 0 | 0 | 0 | 0 | 0
1999 | 8 | 25 | 1.37 | 1 | 0.95 | 0 | 1 | 0.95 | 0 | 0 | 0 | 0 | 0 | 0 | 0
1999 | 8 | 26 | 2.03 | 1 | 0.95 | 0 | 1 | 0.95 | 0 | 0 | 0 | 0 | 0 | 0 | 0
1999 | 8 | 27 | 0.22 | 0.22 | 0.17 | 0 | 0.22 | 0.17 | 0 | 0 | 0 | 0 | 0 | 0 | 0
1999 | 8 | 28 | 0 | 0 | 0 | 0 | 0 | 0 | 0 | 0 | 0 | 0 | 0 | 0 | 0
1999 | 8 | 29 | 0 | 0 | 0 | 0 | 0 | 0 | 0 | 0 | 0 | 0 | 0 | 0 | 0
1999 | 8 | 30 | 0 | 0 | 0 | 0 | 0 | 0 | 0 | 0 | 0 | 0 | 0 | 0 | 0
1999 | 8 | 31 | 0 | 0 | 0 | 0 | 0 | 0 | 0 | 0 | 0 | 0 | 0 | 0 | 0
1999 | 9 | 1 | 0 | 0 | 0 | 0 | 0 | 0 | 0 | 0 | 0 | 0 | 0 | 0 | 0
1999 | 9 | 2 | 0 | 0 | 0 | 0 | 0 | 0 | 0 | 0 | 0 | 0 | 0 | 0 | 0
1999 | 9 | 3 | 0 | 0 | 0 | 0 | 0 | 0 | 0 | 0 | 0 | 0 | 0 | 0 | 0
1999 | 9 | 4 | 0.88 | 0.88 | 0.83 | 0 | 0.88 | 0.83 | 0 | 0 | 0 | 0 | 0 | 0 | 0
1999 | 9 | 5 | 0.37 | 0.37 | 0.32 | 0 | 0.37 | 0.32 | 0 | 0 | 0 | 0 | 0 | 0 | 0
1999 | 9 | 6 | 1.06 | 1 | 0.95 | 0 | 1 | 0.95 | 0 | 0 | 0 | 0 | 0 | 0 | 0
1999 | 9 | 7 | 0 | 0 | 0 | 0 | 0 | 0 | 0 | 0 | 0 | 0 | 0 | 0 | 0
1999 | 9 | 8 | 0.2 | 0.2 | 0.15 | 0 | 0.2 | 0.15 | 0 | 0 | 0 | 0 | 0 | 0 | 0
1999 | 9 | 9 | 0.33 | 0.33 | 0.28 | 0 | 0.33 | 0.28 | 0 | 0 | 0 | 0 | 0 | 0 | 0
1999 | 9 | 10 | 0.04 | 0.04 | 0 | 0 | 0.04 | 0 | 0 | 0 | 0 | 0 | 0 | 0 | 0
1999 | 9 | 11 | 0 | 0 | 0 | 0 | 0 | 0 | 0 | 0 | 0 | 0 | 0 | 0 | 0
1999 | 9 | 12 | 0 | 0 | 0 | 0 | 0 | 0 | 0 | 0 | 0 | 0 | 0 | 0 | 0
1999 | 9 | 13 | 0 | 0 | 0 | 0 | 0 | 0 | 0 | 0 | 0 | 0 | 0 | 0 | 0
1999 | 9 | 14 | 0 | 0 | 0 | 0 | 0 | 0 | 0 | 0 | 0 | 0 | 0 | 0 | 0
1999 | 9 | 15 | 0.9 | 0.9 | 0.85 | 0 | 0.9 | 0.85 | 0 | 0 | 0 | 0 | 0 | 0 | 0
1999 | 9 | 16 | 3.67 | 1 | 0.95 | 0 | 1 | 0.95 | 0 | 0 | 0 | 0 | 0 | 0 | 0
1999 | 9 | 17 | 0 | 0 | 0 | 0 | 0 | 0 | 0 | 0 | 0 | 0 | 0 | 0 | 0
1999 | 9 | 18 | 0 | 0 | 0 | 0 | 0 | 0 | 0 | 0 | 0 | 0 | 0 | 0 | 0
1999 | 9 | 19 | 0 | 0 | 0 | 0 | 0 | 0 | 0 | 0 | 0 | 0 | 0 | 0 | 0
1999 | 9 | 20 | 0.06 | 0.06 | 0.01 | 0 | 0.06 | 0.01 | 0 | 0 | 0 | 0 | 0 | 0 | 0
1999 | 9 | 21 | 0.95 | 0.95 | 0.9 | 0 | 0.95 | 0.9 | 0 | 0 | 0 | 0 | 0 | 0 | 0
1999 | 9 | 22 | 0.09 | 0.09 | 0.04 | 0 | 0.09 | 0.04 | 0 | 0 | 0 | 0 | 0 | 0 | 0
1999 | 9 | 23 | 0 | 0 | 0 | 0 | 0 | 0 | 0 | 0 | 0 | 0 | 0 | 0 | 0
1999 | 9 | 24 | 0 | 0 | 0 | 0 | 0 | 0 | 0 | 0 | 0 | 0 | 0 | 0 | 0
1999 | 9 | 25 | 0 | 0 | 0 | 0 | 0 | 0 | 0 | 0 | 0 | 0 | 0 | 0 | 0
1999 | 9 | 26 | 0 | 0 | 0 | 0 | 0 | 0 | 0 | 0 | 0 | 0 | 0 | 0 | 0
1999 | 9 | 27 | 0 | 0 | 0 | 0 | 0 | 0 | 0 | 0 | 0 | 0 | 0 | 0 | 0
1999 | 9 | 28 | 0.13 | 0.13 | 0.08 | 0 | 0.13 | 0.08 | 0 | 0 | 0 | 0 | 0 | 0 | 0
1999 | 9 | 29 | 0.86 | 0.86 | 0.81 | 0 | 0.86 | 0.81 | 0 | 0 | 0 | 0 | 0 | 0 | 0
1999 | 9 | 30 | 0.73 | 0.73 | 0.68 | 0 | 0.73 | 0.68 | 0 | 0 | 0 | 0 | 0 | 0 | 0
1999 | 10 | 1 | 0 | 0 | 0 | 0 | 0 | 0 | 0 | 0 | 0 | 0 | 0 | 0 | 0
1999 | 10 | 2 | 0 | 0 | 0 | 0 | 0 | 0 | 0 | 0 | 0 | 0 | 0 | 0 | 0
1999 | 10 | 3 | 0 | 0 | 0 | 0 | 0 | 0 | 0 | 0 | 0 | 0 | 0 | 0 | 0
1999 | 10 | 4 | 0.52 | 0.52 | 0.47 | 0 | 0.52 | 0.47 | 0 | 0 | 0 | 0 | 0 | 0 | 0
1999 | 10 | 5 | 0 | 0 | 0 | 0 | 0 | 0 | 0 | 0 | 0 | 0 | 0 | 0 | 0
1999 | 10 | 6 | 0 | 0 | 0 | 0 | 0 | 0 | 0 | 0 | 0 | 0 | 0 | 0 | 0
1999 | 10 | 7 | 0 | 0 | 0 | 0 | 0 | 0 | 0 | 0 | 0 | 0 | 0 | 0 | 0
1999 | 10 | 8 | 0 | 0 | 0 | 0 | 0 | 0 | 0 | 0 | 0 | 0 | 0 | 0 | 0
1999 | 10 | 9 | 0.02 | 0.02 | 0 | 0 | 0.02 | 0 | 0 | 0 | 0 | 0 | 0 | 0 | 0
1999 | 10 | 10 | 0.73 | 0.73 | 0.68 | 0 | 0.73 | 0.68 | 0 | 0 | 0 | 0 | 0 | 0 | 0
1999 | 10 | 11 | 0.01 | 0.01 | 0 | 0 | 0.01 | 0 | 0 | 0 | 0 | 0 | 0 | 0 | 0
1999 | 10 | 12 | 0 | 0 | 0 | 0 | 0 | 0 | 0 | 0 | 0 | 0 | 0 | 0 | 0
1999 | 10 | 13 | 0.04 | 0.04 | 0 | 0 | 0.04 | 0 | 0 | 0 | 0 | 0 | 0 | 0 | 0
1999 | 10 | 14 | 0 | 0 | 0 | 0 | 0 | 0 | 0 | 0 | 0 | 0 | 0 | 0 | 0
1999 | 10 | 15 | 0 | 0 | 0 | 0 | 0 | 0 | 0 | 0 | 0 | 0 | 0 | 0 | 0
1999 | 10 | 16 | 0 | 0 | 0 | 0 | 0 | 0 | 0 | 0 | 0 | 0 | 0 | 0 | 0
1999 | 10 | 17 | 0.12 | 0.12 | 0.07 | 0 | 0.12 | 0.07 | 0 | 0 | 0 | 0 | 0 | 0 | 0
1999 | 10 | 18 | 0 | 0 | 0 | 0 | 0 | 0 | 0 | 0 | 0 | 0 | 0 | 0 | 0
1999 | 10 | 19 | 0 | 0 | 0 | 0 | 0 | 0 | 0 | 0 | 0 | 0 | 0 | 0 | 0
1999 | 10 | 20 | 0.54 | 0.54 | 0.49 | 0 | 0.54 | 0.49 | 0 | 0 | 0 | 0 | 0 | 0 | 0
1999 | 10 | 21 | 0 | 0 | 0 | 0 | 0 | 0 | 0 | 0 | 0 | 0 | 0 | 0 | 0
1999 | 10 | 22 | 0.18 | 0.18 | 0.13 | 0 | 0.18 | 0.13 | 0 | 0 | 0 | 0 | 0 | 0 | 0
1999 | 10 | 23 | 0 | 0 | 0 | 0 | 0 | 0 | 0 | 0 | 0 | 0 | 0 | 0 | 0
1999 | 10 | 24 | 0 | 0 | 0 | 0 | 0 | 0 | 0 | 0 | 0 | 0 | 0 | 0 | 0
1999 | 10 | 25 | 0 | 0 | 0 | 0 | 0 | 0 | 0 | 0 | 0 | 0 | 0 | 0 | 0
1999 | 10 | 26 | 0 | 0 | 0 | 0 | 0 | 0 | 0 | 0 | 0 | 0 | 0 | 0 | 0
1999 | 10 | 27 | 0 | 0 | 0 | 0 | 0 | 0 | 0 | 0 | 0 | 0 | 0 | 0 | 0
1999 | 10 | 28 | 0 | 0 | 0 | 0 | 0 | 0 | 0 | 0 | 0 | 0 | 0 | 0 | 0
1999 | 10 | 29 | 0 | 0 | 0 | 0 | 0 | 0 | 0 | 0 | 0 | 0 | 0 | 0 | 0
1999 | 10 | 30 | 0 | 0 | 0 | 0 | 0 | 0 | 0 | 0 | 0 | 0 | 0 | 0 | 0
1999 | 10 | 31 | 0 | 0 | 0 | 0 | 0 | 0 | 0 | 0 | 0 | 0 | 0 | 0 | 0
1999 | 11 | 1 | 0 | 0 | 0 | 0 | 0 | 0 | 0 | 0 | 0 | 0 | 0 | 0 | 0
1999 | 11 | 2 | 0.26 | 0.26 | 0.21 | 0 | 0.26 | 0.21 | 0 | 0 | 0 | 0 | 0 | 0 | 0
1999 | 11 | 3 | 0 | 0 | 0 | 0 | 0 | 0 | 0 | 0 | 0 | 0 | 0 | 0 | 0
1999 | 11 | 4 | 0 | 0 | 0 | 0 | 0 | 0 | 0 | 0 | 0 | 0 | 0 | 0 | 0
1999 | 11 | 5 | 0 | 0 | 0 | 0 | 0 | 0 | 0 | 0 | 0 | 0 | 0 | 0 | 0
1999 | 11 | 6 | 0 | 0 | 0 | 0 | 0 | 0 | 0 | 0 | 0 | 0 | 0 | 0 | 0
1999 | 11 | 7 | 0 | 0 | 0 | 0 | 0 | 0 | 0 | 0 | 0 | 0 | 0 | 0 | 0
1999 | 11 | 8 | 0 | 0 | 0 | 0 | 0 | 0 | 0 | 0 | 0 | 0 | 0 | 0 | 0
1999 | 11 | 9 | 0 | 0 | 0 | 0 | 0 | 0 | 0 | 0 | 0 | 0 | 0 | 0 | 0
1999 | 11 | 10 | 0 | 0 | 0 | 0 | 0 | 0 | 0 | 0 | 0 | 0 | 0 | 0 | 0
1999 | 11 | 11 | 0 | 0 | 0 | 0 | 0 | 0 | 0 | 0 | 0 | 0 | 0 | 0 | 0
1999 | 11 | 12 | 0 | 0 | 0 | 0 | 0 | 0 | 0 | 0 | 0 | 0 | 0 | 0 | 0
1999 | 11 | 13 | 0 | 0 | 0 | 0 | 0 | 0 | 0 | 0 | 0 | 0 | 0 | 0 | 0
1999 | 11 | 14 | 0 | 0 | 0 | 0 | 0 | 0 | 0 | 0 | 0 | 0 | 0 | 0 | 0
1999 | 11 | 15 | 0 | 0 | 0 | 0 | 0 | 0 | 0 | 0 | 0 | 0 | 0 | 0 | 0
1999 | 11 | 16 | 0 | 0 | 0 | 0 | 0 | 0 | 0 | 0 | 0 | 0 | 0 | 0 | 0
1999 | 11 | 17 | 0 | 0 | 0 | 0 | 0 | 0 | 0 | 0 | 0 | 0 | 0 | 0 | 0
1999 | 11 | 18 | 0 | 0 | 0 | 0 | 0 | 0 | 0 | 0 | 0 | 0 | 0 | 0 | 0
1999 | 11 | 19 | 0 | 0 | 0 | 0 | 0 | 0 | 0 | 0 | 0 | 0 | 0 | 0 | 0
1999 | 11 | 20 | 0 | 0 | 0 | 0 | 0 | 0 | 0 | 0 | 0 | 0 | 0 | 0 | 0
1999 | 11 | 21 | 0 | 0 | 0 | 0 | 0 | 0 | 0 | 0 | 0 | 0 | 0 | 0 | 0
1999 | 11 | 22 | 0 | 0 | 0 | 0 | 0 | 0 | 0 | 0 | 0 | 0 | 0 | 0 | 0
1999 | 11 | 23 | 0 | 0 | 0 | 0 | 0 | 0 | 0 | 0 | 0 | 0 | 0 | 0 | 0
1999 | 11 | 24 | 0 | 0 | 0 | 0 | 0 | 0 | 0 | 0 | 0 | 0 | 0 | 0 | 0
1999 | 11 | 25 | 0.04 | 0.04 | 0 | 0 | 0.04 | 0 | 0 | 0 | 0 | 0 | 0 | 0 | 0
1999 | 11 | 26 | 1.52 | 1 | 0.95 | 0 | 1 | 0.95 | 0 | 0 | 0 | 0 | 0 | 0 | 0
1999 | 11 | 27 | 0 | 0 | 0 | 0 | 0 | 0 | 0 | 0 | 0 | 0 | 0 | 0 | 0
1999 | 11 | 28 | 0 | 0 | 0 | 0 | 0 | 0 | 0 | 0 | 0 | 0 | 0 | 0 | 0
1999 | 11 | 29 | 0 | 0 | 0 | 0 | 0 | 0 | 0 | 0 | 0 | 0 | 0 | 0 | 0
1999 | 11 | 30 | 0 | 0 | 0 | 0 | 0 | 0 | 0 | 0 | 0 | 0 | 0 | 0 | 0
1999 | 12 | 1 | 0 | 0 | 0 | 0 | 0 | 0 | 0 | 0 | 0 | 0 | 0 | 0 | 0
1999 | 12 | 2 | 0 | 0 | 0 | 0 | 0 | 0 | 0 | 0 | 0 | 0 | 0 | 0 | 0
1999 | 12 | 3 | 0 | 0 | 0 | 0 | 0 | 0 | 0 | 0 | 0 | 0 | 0 | 0 | 0
1999 | 12 | 4 | 0 | 0 | 0 | 0 | 0 | 0 | 0 | 0 | 0 | 0 | 0 | 0 | 0
1999 | 12 | 5 | 0 | 0 | 0 | 0 | 0 | 0 | 0 | 0 | 0 | 0 | 0 | 0 | 0
1999 | 12 | 6 | 0.5 | 0.5 | 0.45 | 0 | 0.5 | 0.45 | 0 | 0 | 0 | 0 | 0 | 0 | 0
1999 | 12 | 7 | 0 | 0 | 0 | 0 | 0 | 0 | 0 | 0 | 0 | 0 | 0 | 0 | 0
1999 | 12 | 8 | 0 | 0 | 0 | 0 | 0 | 0 | 0 | 0 | 0 | 0 | 0 | 0 | 0
1999 | 12 | 9 | 0 | 0 | 0 | 0 | 0 | 0 | 0 | 0 | 0 | 0 | 0 | 0 | 0
1999 | 12 | 10 | 0.52 | 0.52 | 0.47 | 0 | 0.52 | 0.47 | 0 | 0 | 0 | 0 | 0 | 0 | 0
1999 | 12 | 11 | 0 | 0 | 0 | 0 | 0 | 0 | 0 | 0 | 0 | 0 | 0 | 0 | 0
1999 | 12 | 12 | 0 | 0 | 0 | 0 | 0 | 0 | 0 | 0 | 0 | 0 | 0 | 0 | 0
1999 | 12 | 13 | 0.41 | 0.41 | 0.36 | 0 | 0.41 | 0.36 | 0 | 0 | 0 | 0 | 0 | 0 | 0
1999 | 12 | 14 | 0.9 | 0.9 | 0.85 | 0 | 0.9 | 0.85 | 0 | 0 | 0 | 0 | 0 | 0 | 0
1999 | 12 | 15 | 0 | 0 | 0 | 0 | 0 | 0 | 0 | 0 | 0 | 0 | 0 | 0 | 0
1999 | 12 | 16 | 0 | 0 | 0 | 0 | 0 | 0 | 0 | 0 | 0 | 0 | 0 | 0 | 0
1999 | 12 | 17 | 0 | 0 | 0 | 0 | 0 | 0 | 0 | 0 | 0 | 0 | 0 | 0 | 0
1999 | 12 | 18 | 0 | 0 | 0 | 0 | 0 | 0 | 0 | 0 | 0 | 0 | 0 | 0 | 0
1999 | 12 | 19 | 0 | 0 | 0 | 0 | 0 | 0 | 0 | 0 | 0 | 0 | 0 | 0 | 0
1999 | 12 | 20 | 0.1 | 0.1 | 0.05 | 0 | 0.1 | 0.05 | 0 | 0 | 0 | 0 | 0 | 0 | 0
1999 | 12 | 21 | 0.03 | 0.03 | 0 | 0 | 0.03 | 0 | 0 | 0 | 0 | 0 | 0 | 0 | 0
1999 | 12 | 22 | 0.03 | 0.03 | 0 | 0 | 0.03 | 0 | 0 | 0 | 0 | 0 | 0 | 0 | 0
1999 | 12 | 23 | 0 | 0 | 0 | 0 | 0 | 0 | 0 | 0 | 0 | 0 | 0 | 0 | 0
1999 | 12 | 24 | 0 | 0 | 0 | 0 | 0 | 0 | 0 | 0 | 0 | 0 | 0 | 0 | 0
1999 | 12 | 25 | 0 | 0 | 0 | 0 | 0 | 0 | 0 | 0 | 0 | 0 | 0 | 0 | 0
1999 | 12 | 26 | 0 | 0 | 0 | 0 | 0 | 0 | 0 | 0 | 0 | 0 | 0 | 0 | 0
1999 | 12 | 27 | 0 | 0 | 0 | 0 | 0 | 0 | 0 | 0 | 0 | 0 | 0 | 0 | 0
1999 | 12 | 28 | 0 | 0 | 0 | 0 | 0 | 0 | 0 | 0 | 0 | 0 | 0 | 0 | 0
1999 | 12 | 29 | 0 | 0 | 0 | 0 | 0 | 0 | 0 | 0 | 0 | 0 | 0 | 0 | 0
1999 | 12 | 30 | 0 | 0 | 0 | 0 | 0 | 0 | 0 | 0 | 0 | 0 | 0 | 0 | 0
1999 | 12 | 31 | 0 | 0 | 0 | 0 | 0 | 0 | 0 | 0 | 0 | 0 | 0 | 0 | 0
2000 | 1 | 1 | 0 | 0 | 0 | 0 | 0 | 0 | 0 | 0 | 0 | 0 | 0 | 0 | 0
2000 | 1 | 2 | 0 | 0 | 0 | 0 | 0 | 0 | 0 | 0 | 0 | 0 | 0 | 0 | 0
2000 | 1 | 3 | 0 | 0 | 0 | 0 | 0 | 0 | 0 | 0 | 0 | 0 | 0 | 0 | 0
2000 | 1 | 4 | 1.22 | 1 | 0.95 | 0 | 1 | 0.95 | 0 | 0 | 0 | 0 | 0 | 0 | 0
2000 | 1 | 5 | 0 | 0 | 0 | 0 | 0 | 0 | 0 | 0 | 0 | 0 | 0 | 0 | 0
2000 | 1 | 6 | 0 | 0 | 0 | 0 | 0 | 0 | 0 | 0 | 0 | 0 | 0 | 0 | 0
2000 | 1 | 7 | 0 | 0 | 0 | 0 | 0 | 0 | 0 | 0 | 0 | 0 | 0 | 0 | 0
2000 | 1 | 8 | 0 | 0 | 0 | 0 | 0 | 0 | 0 | 0 | 0 | 0 | 0 | 0 | 0
2000 | 1 | 9 | 0 | 0 | 0 | 0 | 0 | 0 | 0 | 0 | 0 | 0 | 0 | 0 | 0
2000 | 1 | 10 | 0.68 | 0.68 | 0.63 | 0 | 0.68 | 0.63 | 0 | 0 | 0 | 0 | 0 | 0 | 0
2000 | 1 | 11 | 0.01 | 0.01 | 0 | 0 | 0.01 | 0 | 0 | 0 | 0 | 0 | 0 | 0 | 0
2000 | 1 | 12 | 0 | 0 | 0 | 0 | 0 | 0 | 0 | 0 | 0 | 0 | 0 | 0 | 0
2000 | 1 | 13 | 0 | 0 | 0 | 0 | 0 | 0 | 0 | 0 | 0 | 0 | 0 | 0 | 0
2000 | 1 | 14 | 0 | 0 | 0 | 0 | 0 | 0 | 0 | 0 | 0 | 0 | 0 | 0 | 0
2000 | 1 | 15 | 0 | 0 | 0 | 0 | 0 | 0 | 0 | 0 | 0 | 0 | 0 | 0 | 0
2000 | 1 | 16 | 0 | 0 | 0 | 0 | 0 | 0 | 0 | 0 | 0 | 0 | 0 | 0 | 0
2000 | 1 | 17 | 0 | 0 | 0 | 0 | 0 | 0 | 0 | 0 | 0 | 0 | 0 | 0 | 0
2000 | 1 | 18 | 0 | 0 | 0 | 0 | 0 | 0 | 0 | 0 | 0 | 0 | 0 | 0 | 0
2000 | 1 | 19 | 0 | 0 | 0 | 0 | 0 | 0 | 0 | 0 | 0 | 0 | 0 | 0 | 0
2000 | 1 | 20 | 0.2 | 0.2 | 0.15 | 0 | 0.2 | 0.15 | 0 | 0 | 0 | 0 | 0 | 0 | 0
2000 | 1 | 21 | 0 | 0 | 0 | 0 | 0 | 0 | 0 | 0 | 0 | 0 | 0 | 0 | 0
2000 | 1 | 22 | 0 | 0 | 0 | 0 | 0 | 0 | 0 | 0 | 0 | 0 | 0 | 0 | 0
2000 | 1 | 23 | 0 | 0 | 0 | 0 | 0 | 0 | 0 | 0 | 0 | 0 | 0 | 0 | 0
2000 | 1 | 24 | 0 | 0 | 0 | 0 | 0 | 0 | 0 | 0 | 0 | 0 | 0 | 0 | 0
2000 | 1 | 25 | 0.85 | 0.85 | 0.8 | 0 | 0.85 | 0.8 | 0 | 0 | 0 | 0 | 0 | 0 | 0
2000 | 1 | 26 | 0 | 0 | 0 | 0 | 0 | 0 | 0 | 0 | 0 | 0 | 0 | 0 | 0
2000 | 1 | 27 | 0 | 0 | 0 | 0 | 0 | 0 | 0 | 0 | 0 | 0 | 0 | 0 | 0
2000 | 1 | 28 | 0 | 0 | 0 | 0 | 0 | 0 | 0 | 0 | 0 | 0 | 0 | 0 | 0
2000 | 1 | 29 | 0 | 0 | 0 | 0 | 0 | 0 | 0 | 0 | 0 | 0 | 0 | 0 | 0
2000 | 1 | 30 | 0.7 | 0.7 | 0.65 | 0 | 0.7 | 0.65 | 0 | 0 | 0 | 0 | 0 | 0 | 0
2000 | 1 | 31 | 0 | 0 | 0 | 0 | 0 | 0 | 0 | 0 | 0 | 0 | 0 | 0 | 0
2000 | 2 | 1 | 0 | 0 | 0 | 0 | 0 | 0 | 0 | 0 | 0 | 0 | 0 | 0 | 0
2000 | 2 | 2 | 0 | 0 | 0 | 0 | 0 | 0 | 0 | 0 | 0 | 0 | 0 | 0 | 0
2000 | 2 | 3 | 0 | 0 | 0 | 0 | 0 | 0 | 0 | 0 | 0 | 0 | 0 | 0 | 0
2000 | 2 | 4 | 0.03 | 0.03 | 0 | 0 | 0.03 | 0 | 0 | 0 | 0 | 0 | 0 | 0 | 0
2000 | 2 | 5 | 0 | 0 | 0 | 0 | 0 | 0 | 0 | 0 | 0 | 0 | 0 | 0 | 0
2000 | 2 | 6 | 0 | 0 | 0 | 0 | 0 | 0 | 0 | 0 | 0 | 0 | 0 | 0 | 0
2000 | 2 | 7 | 0 | 0 | 0 | 0 | 0 | 0 | 0 | 0 | 0 | 0 | 0 | 0 | 0
2000 | 2 | 8 | 0 | 0 | 0 | 0 | 0 | 0 | 0 | 0 | 0 | 0 | 0 | 0 | 0
2000 | 2 | 9 | 0 | 0 | 0 | 0 | 0 | 0 | 0 | 0 | 0 | 0 | 0 | 0 | 0
2000 | 2 | 10 | 0 | 0 | 0 | 0 | 0 | 0 | 0 | 0 | 0 | 0 | 0 | 0 | 0
2000 | 2 | 11 | 0.01 | 0.01 | 0 | 0 | 0.01 | 0 | 0 | 0 | 0 | 0 | 0 | 0 | 0
2000 | 2 | 12 | 0 | 0 | 0 | 0 | 0 | 0 | 0 | 0 | 0 | 0 | 0 | 0 | 0
2000 | 2 | 13 | 0.06 | 0.06 | 0.01 | 0 | 0.06 | 0.01 | 0 | 0 | 0 | 0 | 0 | 0 | 0
2000 | 2 | 14 | 0.4 | 0.4 | 0.35 | 0 | 0.4 | 0.35 | 0 | 0 | 0 | 0 | 0 | 0 | 0
2000 | 2 | 15 | 0 | 0 | 0 | 0 | 0 | 0 | 0 | 0 | 0 | 0 | 0 | 0 | 0
2000 | 2 | 16 | 0.01 | 0.01 | 0 | 0 | 0.01 | 0 | 0 | 0 | 0 | 0 | 0 | 0 | 0
2000 | 2 | 17 | 0 | 0 | 0 | 0 | 0 | 0 | 0 | 0 | 0 | 0 | 0 | 0 | 0
2000 | 2 | 18 | 0.58 | 0.58 | 0.53 | 0 | 0.58 | 0.53 | 0 | 0 | 0 | 0 | 0 | 0 | 0
2000 | 2 | 19 | 0.19 | 0.19 | 0.14 | 0 | 0.19 | 0.14 | 0 | 0 | 0 | 0 | 0 | 0 | 0
2000 | 2 | 20 | 0 | 0 | 0 | 0 | 0 | 0 | 0 | 0 | 0 | 0 | 0 | 0 | 0
2000 | 2 | 21 | 0 | 0 | 0 | 0 | 0 | 0 | 0 | 0 | 0 | 0 | 0 | 0 | 0
2000 | 2 | 22 | 0 | 0 | 0 | 0 | 0 | 0 | 0 | 0 | 0 | 0 | 0 | 0 | 0
2000 | 2 | 23 | 0 | 0 | 0 | 0 | 0 | 0 | 0 | 0 | 0 | 0 | 0 | 0 | 0
2000 | 2 | 24 | 0 | 0 | 0 | 0 | 0 | 0 | 0 | 0 | 0 | 0 | 0 | 0 | 0
2000 | 2 | 25 | 0 | 0 | 0 | 0 | 0 | 0 | 0 | 0 | 0 | 0 | 0 | 0 | 0
2000 | 2 | 26 | 0 | 0 | 0 | 0 | 0 | 0 | 0 | 0 | 0 | 0 | 0 | 0 | 0
2000 | 2 | 27 | 0.64 | 0.64 | 0.59 | 0 | 0.64 | 0.59 | 0 | 0 | 0 | 0 | 0 | 0 | 0
2000 | 2 | 28 | 0.14 | 0.14 | 0.09 | 0 | 0.14 | 0.09 | 0 | 0 | 0 | 0 | 0 | 0 | 0
2000 | 2 | 29 | 0 | 0 | 0 | 0 | 0 | 0 | 0 | 0 | 0 | 0 | 0 | 0 | 0
2000 | 3 | 1 | 0 | 0 | 0 | 0 | 0 | 0 | 0 | 0 | 0 | 0 | 0 | 0 | 0
2000 | 3 | 2 | 0 | 0 | 0 | 0 | 0 | 0 | 0 | 0 | 0 | 0 | 0 | 0 | 0
2000 | 3 | 3 | 0 | 0 | 0 | 0 | 0 | 0 | 0 | 0 | 0 | 0 | 0 | 0 | 0
2000 | 3 | 4 | 0 | 0 | 0 | 0 | 0 | 0 | 0 | 0 | 0 | 0 | 0 | 0 | 0
2000 | 3 | 5 | 0 | 0 | 0 | 0 | 0 | 0 | 0 | 0 | 0 | 0 | 0 | 0 | 0
2000 | 3 | 6 | 0 | 0 | 0 | 0 | 0 | 0 | 0 | 0 | 0 | 0 | 0 | 0 | 0
2000 | 3 | 7 | 0 | 0 | 0 | 0 | 0 | 0 | 0 | 0 | 0 | 0 | 0 | 0 | 0
2000 | 3 | 8 | 0 | 0 | 0 | 0 | 0 | 0 | 0 | 0 | 0 | 0 | 0 | 0 | 0
2000 | 3 | 9 | 0 | 0 | 0 | 0 | 0 | 0 | 0 | 0 | 0 | 0 | 0 | 0 | 0
2000 | 3 | 10 | 0 | 0 | 0 | 0 | 0 | 0 | 0 | 0 | 0 | 0 | 0 | 0 | 0
2000 | 3 | 11 | 0.06 | 0.06 | 0.01 | 0 | 0.06 | 0.01 | 0 | 0 | 0 | 0 | 0 | 0 | 0
2000 | 3 | 12 | 0.18 | 0.18 | 0.13 | 0 | 0.18 | 0.13 | 0 | 0 | 0 | 0 | 0 | 0 | 0
2000 | 3 | 13 | 0 | 0 | 0 | 0 | 0 | 0 | 0 | 0 | 0 | 0 | 0 | 0 | 0
2000 | 3 | 14 | 0 | 0 | 0 | 0 | 0 | 0 | 0 | 0 | 0 | 0 | 0 | 0 | 0
2000 | 3 | 15 | 0 | 0 | 0 | 0 | 0 | 0 | 0 | 0 | 0 | 0 | 0 | 0 | 0
2000 | 3 | 16 | 0.3 | 0.3 | 0.25 | 0 | 0.3 | 0.25 | 0 | 0 | 0 | 0 | 0 | 0 | 0
2000 | 3 | 17 | 0.09 | 0.09 | 0.04 | 0 | 0.09 | 0.04 | 0 | 0 | 0 | 0 | 0 | 0 | 0
2000 | 3 | 18 | 0 | 0 | 0 | 0 | 0 | 0 | 0 | 0 | 0 | 0 | 0 | 0 | 0
2000 | 3 | 19 | 0 | 0 | 0 | 0 | 0 | 0 | 0 | 0 | 0 | 0 | 0 | 0 | 0
2000 | 3 | 20 | 0.01 | 0.01 | 0 | 0 | 0.01 | 0 | 0 | 0 | 0 | 0 | 0 | 0 | 0
2000 | 3 | 21 | 1.82 | 1 | 0.95 | 0 | 1 | 0.95 | 0 | 0 | 0 | 0 | 0 | 0 | 0
2000 | 3 | 22 | 0.16 | 0.16 | 0.11 | 0 | 0.16 | 0.11 | 0 | 0 | 0 | 0 | 0 | 0 | 0
2000 | 3 | 23 | 0 | 0 | 0 | 0 | 0 | 0 | 0 | 0 | 0 | 0 | 0 | 0 | 0
2000 | 3 | 24 | 0 | 0 | 0 | 0 | 0 | 0 | 0 | 0 | 0 | 0 | 0 | 0 | 0
2000 | 3 | 25 | 0.42 | 0.42 | 0.37 | 0 | 0.42 | 0.37 | 0 | 0 | 0 | 0 | 0 | 0 | 0
2000 | 3 | 26 | 0 | 0 | 0 | 0 | 0 | 0 | 0 | 0 | 0 | 0 | 0 | 0 | 0
2000 | 3 | 27 | 0.89 | 0.89 | 0.84 | 0 | 0.89 | 0.84 | 0 | 0 | 0 | 0 | 0 | 0 | 0
2000 | 3 | 28 | 0.05 | 0.05 | 0 | 0 | 0.05 | 0 | 0 | 0 | 0 | 0 | 0 | 0 | 0
2000 | 3 | 29 | 0 | 0 | 0 | 0 | 0 | 0 | 0 | 0 | 0 | 0 | 0 | 0 | 0
2000 | 3 | 30 | 0 | 0 | 0 | 0 | 0 | 0 | 0 | 0 | 0 | 0 | 0 | 0 | 0
2000 | 3 | 31 | 0 | 0 | 0 | 0 | 0 | 0 | 0 | 0 | 0 | 0 | 0 | 0 | 0
2000 | 4 | 1 | 0 | 0 | 0 | 0 | 0 | 0 | 0 | 0 | 0 | 0 | 0 | 0 | 0
2000 | 4 | 2 | 0.04 | 0.04 | 0 | 0 | 0.04 | 0 | 0 | 0 | 0 | 0 | 0 | 0 | 0
2000 | 4 | 3 | 0.15 | 0.15 | 0.1 | 0 | 0.15 | 0.1 | 0 | 0 | 0 | 0 | 0 | 0 | 0
2000 | 4 | 4 | 0.3 | 0.3 | 0.25 | 0 | 0.3 | 0.25 | 0 | 0 | 0 | 0 | 0 | 0 | 0
2000 | 4 | 5 | 0 | 0 | 0 | 0 | 0 | 0 | 0 | 0 | 0 | 0 | 0 | 0 | 0
2000 | 4 | 6 | 0 | 0 | 0 | 0 | 0 | 0 | 0 | 0 | 0 | 0 | 0 | 0 | 0
2000 | 4 | 7 | 0 | 0 | 0 | 0 | 0 | 0 | 0 | 0 | 0 | 0 | 0 | 0 | 0
2000 | 4 | 8 | 0.83 | 0.83 | 0.78 | 0 | 0.83 | 0.78 | 0 | 0 | 0 | 0 | 0 | 0 | 0
2000 | 4 | 9 | 0.05 | 0.05 | 0 | 0 | 0.05 | 0 | 0 | 0 | 0 | 0 | 0 | 0 | 0
2000 | 4 | 10 | 0 | 0 | 0 | 0 | 0 | 0 | 0 | 0 | 0 | 0 | 0 | 0 | 0
2000 | 4 | 11 | 0.03 | 0.03 | 0 | 0 | 0.03 | 0 | 0 | 0 | 0 | 0 | 0 | 0 | 0
2000 | 4 | 12 | 0.01 | 0.01 | 0 | 0 | 0.01 | 0 | 0 | 0 | 0 | 0 | 0 | 0 | 0
2000 | 4 | 13 | 0 | 0 | 0 | 0 | 0 | 0 | 0 | 0 | 0 | 0 | 0 | 0 | 0
2000 | 4 | 14 | 0 | 0 | 0 | 0 | 0 | 0 | 0 | 0 | 0 | 0 | 0 | 0 | 0
2000 | 4 | 15 | 0.18 | 0.18 | 0.13 | 0 | 0.18 | 0.13 | 0 | 0 | 0 | 0 | 0 | 0 | 0
2000 | 4 | 16 | 0 | 0 | 0 | 0 | 0 | 0 | 0 | 0 | 0 | 0 | 0 | 0 | 0
2000 | 4 | 17 | 1.44 | 1 | 0.95 | 0 | 1 | 0.95 | 0 | 0 | 0 | 0 | 0 | 0 | 0
2000 | 4 | 18 | 0.24 | 0.24 | 0.19 | 0 | 0.24 | 0.19 | 0 | 0 | 0 | 0 | 0 | 0 | 0
2000 | 4 | 19 | 0 | 0 | 0 | 0 | 0 | 0 | 0 | 0 | 0 | 0 | 0 | 0 | 0
2000 | 4 | 20 | 0 | 0 | 0 | 0 | 0 | 0 | 0 | 0 | 0 | 0 | 0 | 0 | 0
2000 | 4 | 21 | 0.85 | 0.85 | 0.8 | 0 | 0.85 | 0.8 | 0 | 0 | 0 | 0 | 0 | 0 | 0
2000 | 4 | 22 | 0.01 | 0.01 | 0 | 0 | 0.01 | 0 | 0 | 0 | 0 | 0 | 0 | 0 | 0
2000 | 4 | 23 | 0 | 0 | 0 | 0 | 0 | 0 | 0 | 0 | 0 | 0 | 0 | 0 | 0
2000 | 4 | 24 | 0 | 0 | 0 | 0 | 0 | 0 | 0 | 0 | 0 | 0 | 0 | 0 | 0
2000 | 4 | 25 | 1 | 1 | 0.95 | 0 | 1 | 0.95 | 0 | 0 | 0 | 0 | 0 | 0 | 0
2000 | 4 | 26 | 0 | 0 | 0 | 0 | 0 | 0 | 0 | 0 | 0 | 0 | 0 | 0 | 0
2000 | 4 | 27 | 0 | 0 | 0 | 0 | 0 | 0 | 0 | 0 | 0 | 0 | 0 | 0 | 0
2000 | 4 | 28 | 0 | 0 | 0 | 0 | 0 | 0 | 0 | 0 | 0 | 0 | 0 | 0 | 0
2000 | 4 | 29 | 0 | 0 | 0 | 0 | 0 | 0 | 0 | 0 | 0 | 0 | 0 | 0 | 0
2000 | 4 | 30 | 0 | 0 | 0 | 0 | 0 | 0 | 0 | 0 | 0 | 0 | 0 | 0 | 0
2000 | 5 | 1 | 0 | 0 | 0 | 0 | 0 | 0 | 0 | 0 | 0 | 0 | 0 | 0 | 0
2000 | 5 | 2 | 0.03 | 0.03 | 0 | 0 | 0.03 | 0 | 0 | 0 | 0 | 0 | 0 | 0 | 0
2000 | 5 | 3 | 0 | 0 | 0 | 0 | 0 | 0 | 0 | 0 | 0 | 0 | 0 | 0 | 0
2000 | 5 | 4 | 0 | 0 | 0 | 0 | 0 | 0 | 0 | 0 | 0 | 0 | 0 | 0 | 0
2000 | 5 | 5 | 0 | 0 | 0 | 0 | 0 | 0 | 0 | 0 | 0 | 0 | 0 | 0 | 0
2000 | 5 | 6 | 0 | 0 | 0 | 0 | 0 | 0 | 0 | 0 | 0 | 0 | 0 | 0 | 0
2000 | 5 | 7 | 0 | 0 | 0 | 0 | 0 | 0 | 0 | 0 | 0 | 0 | 0 | 0 | 0
2000 | 5 | 8 | 0 | 0 | 0 | 0 | 0 | 0 | 0 | 0 | 0 | 0 | 0 | 0 | 0
2000 | 5 | 9 | 0 | 0 | 0 | 0 | 0 | 0 | 0 | 0 | 0 | 0 | 0 | 0 | 0
2000 | 5 | 10 | 0.39 | 0.39 | 0.34 | 0 | 0.39 | 0.34 | 0 | 0 | 0 | 0 | 0 | 0 | 0
2000 | 5 | 11 | 0 | 0 | 0 | 0 | 0 | 0 | 0 | 0 | 0 | 0 | 0 | 0 | 0
2000 | 5 | 12 | 0 | 0 | 0 | 0 | 0 | 0 | 0 | 0 | 0 | 0 | 0 | 0 | 0
2000 | 5 | 13 | 0.61 | 0.61 | 0.56 | 0 | 0.61 | 0.56 | 0 | 0 | 0 | 0 | 0 | 0 | 0
2000 | 5 | 14 | 0 | 0 | 0 | 0 | 0 | 0 | 0 | 0 | 0 | 0 | 0 | 0 | 0
2000 | 5 | 15 | 0 | 0 | 0 | 0 | 0 | 0 | 0 | 0 | 0 | 0 | 0 | 0 | 0
2000 | 5 | 16 | 0 | 0 | 0 | 0 | 0 | 0 | 0 | 0 | 0 | 0 | 0 | 0 | 0
2000 | 5 | 17 | 0 | 0 | 0 | 0 | 0 | 0 | 0 | 0 | 0 | 0 | 0 | 0 | 0
2000 | 5 | 18 | 0 | 0 | 0 | 0 | 0 | 0 | 0 | 0 | 0 | 0 | 0 | 0 | 0
2000 | 5 | 19 | 0.36 | 0.36 | 0.31 | 0 | 0.36 | 0.31 | 0 | 0 | 0 | 0 | 0 | 0 | 0
2000 | 5 | 20 | 0 | 0 | 0 | 0 | 0 | 0 | 0 | 0 | 0 | 0 | 0 | 0 | 0
2000 | 5 | 21 | 0.11 | 0.11 | 0.06 | 0 | 0.11 | 0.06 | 0 | 0 | 0 | 0 | 0 | 0 | 0
2000 | 5 | 22 | 0.81 | 0.81 | 0.76 | 0 | 0.81 | 0.76 | 0 | 0 | 0 | 0 | 0 | 0 | 0
2000 | 5 | 23 | 0.02 | 0.02 | 0 | 0 | 0.02 | 0 | 0 | 0 | 0 | 0 | 0 | 0 | 0
2000 | 5 | 24 | 0.37 | 0.37 | 0.32 | 0 | 0.37 | 0.32 | 0 | 0 | 0 | 0 | 0 | 0 | 0
2000 | 5 | 25 | 0 | 0 | 0 | 0 | 0 | 0 | 0 | 0 | 0 | 0 | 0 | 0 | 0
2000 | 5 | 26 | 0 | 0 | 0 | 0 | 0 | 0 | 0 | 0 | 0 | 0 | 0 | 0 | 0
2000 | 5 | 27 | 0.11 | 0.11 | 0.06 | 0 | 0.11 | 0.06 | 0 | 0 | 0 | 0 | 0 | 0 | 0
2000 | 5 | 28 | 0.27 | 0.27 | 0.22 | 0 | 0.27 | 0.22 | 0 | 0 | 0 | 0 | 0 | 0 | 0
2000 | 5 | 29 | 0 | 0 | 0 | 0 | 0 | 0 | 0 | 0 | 0 | 0 | 0 | 0 | 0
2000 | 5 | 30 | 0 | 0 | 0 | 0 | 0 | 0 | 0 | 0 | 0 | 0 | 0 | 0 | 0
2000 | 5 | 31 | 0 | 0 | 0 | 0 | 0 | 0 | 0 | 0 | 0 | 0 | 0 | 0 | 0
2000 | 6 | 1 | 0 | 0 | 0 | 0 | 0 | 0 | 0 | 0 | 0 | 0 | 0 | 0 | 0
2000 | 6 | 2 | 0.78 | 0.78 | 0.73 | 0 | 0.78 | 0.73 | 0 | 0 | 0 | 0 | 0 | 0 | 0
2000 | 6 | 3 | 0 | 0 | 0 | 0 | 0 | 0 | 0 | 0 | 0 | 0 | 0 | 0 | 0
2000 | 6 | 4 | 0 | 0 | 0 | 0 | 0 | 0 | 0 | 0 | 0 | 0 | 0 | 0 | 0
2000 | 6 | 5 | 0.07 | 0.07 | 0.02 | 0 | 0.07 | 0.02 | 0 | 0 | 0 | 0 | 0 | 0 | 0
2000 | 6 | 6 | 0.38 | 0.38 | 0.33 | 0 | 0.38 | 0.33 | 0 | 0 | 0 | 0 | 0 | 0 | 0
2000 | 6 | 7 | 0 | 0 | 0 | 0 | 0 | 0 | 0 | 0 | 0 | 0 | 0 | 0 | 0
2000 | 6 | 8 | 0 | 0 | 0 | 0 | 0 | 0 | 0 | 0 | 0 | 0 | 0 | 0 | 0
2000 | 6 | 9 | 0 | 0 | 0 | 0 | 0 | 0 | 0 | 0 | 0 | 0 | 0 | 0 | 0
2000 | 6 | 10 | 0 | 0 | 0 | 0 | 0 | 0 | 0 | 0 | 0 | 0 | 0 | 0 | 0
2000 | 6 | 11 | 0 | 0 | 0 | 0 | 0 | 0 | 0 | 0 | 0 | 0 | 0 | 0 | 0
2000 | 6 | 12 | 0.34 | 0.34 | 0.29 | 0 | 0.34 | 0.29 | 0 | 0 | 0 | 0 | 0 | 0 | 0
2000 | 6 | 13 | 0.01 | 0.01 | 0 | 0 | 0.01 | 0 | 0 | 0 | 0 | 0 | 0 | 0 | 0
2000 | 6 | 14 | 0.01 | 0.01 | 0 | 0 | 0.01 | 0 | 0 | 0 | 0 | 0 | 0 | 0 | 0
2000 | 6 | 15 | 0.64 | 0.64 | 0.59 | 0 | 0.64 | 0.59 | 0 | 0 | 0 | 0 | 0 | 0 | 0
2000 | 6 | 16 | 0 | 0 | 0 | 0 | 0 | 0 | 0 | 0 | 0 | 0 | 0 | 0 | 0
2000 | 6 | 17 | 0.66 | 0.66 | 0.61 | 0 | 0.66 | 0.61 | 0 | 0 | 0 | 0 | 0 | 0 | 0
2000 | 6 | 18 | 0.13 | 0.13 | 0.08 | 0 | 0.13 | 0.08 | 0 | 0 | 0 | 0 | 0 | 0 | 0
2000 | 6 | 19 | 0.01 | 0.01 | 0 | 0 | 0.01 | 0 | 0 | 0 | 0 | 0 | 0 | 0 | 0
2000 | 6 | 20 | 0 | 0 | 0 | 0 | 0 | 0 | 0 | 0 | 0 | 0 | 0 | 0 | 0
2000 | 6 | 21 | 1.07 | 1 | 0.95 | 0 | 1 | 0.95 | 0 | 0 | 0 | 0 | 0 | 0 | 0
2000 | 6 | 22 | 0.08 | 0.08 | 0.03 | 0 | 0.08 | 0.03 | 0 | 0 | 0 | 0 | 0 | 0 | 0
2000 | 6 | 23 | 0 | 0 | 0 | 0 | 0 | 0 | 0 | 0 | 0 | 0 | 0 | 0 | 0
2000 | 6 | 24 | 0 | 0 | 0 | 0 | 0 | 0 | 0 | 0 | 0 | 0 | 0 | 0 | 0
2000 | 6 | 25 | 0.48 | 0.48 | 0.43 | 0 | 0.48 | 0.43 | 0 | 0 | 0 | 0 | 0 | 0 | 0
2000 | 6 | 26 | 0.05 | 0.05 | 0 | 0 | 0.05 | 0 | 0 | 0 | 0 | 0 | 0 | 0 | 0
2000 | 6 | 27 | 0.11 | 0.11 | 0.06 | 0 | 0.11 | 0.06 | 0 | 0 | 0 | 0 | 0 | 0 | 0
2000 | 6 | 28 | 0.09 | 0.09 | 0.04 | 0 | 0.09 | 0.04 | 0 | 0 | 0 | 0 | 0 | 0 | 0
2000 | 6 | 29 | 0.02 | 0.02 | 0 | 0 | 0.02 | 0 | 0 | 0 | 0 | 0 | 0 | 0 | 0
2000 | 6 | 30 | 0 | 0 | 0 | 0 | 0 | 0 | 0 | 0 | 0 | 0 | 0 | 0 | 0
2000 | 7 | 1 | 0 | 0 | 0 | 0 | 0 | 0 | 0 | 0 | 0 | 0 | 0 | 0 | 0
2000 | 7 | 2 | 0 | 0 | 0 | 0 | 0 | 0 | 0 | 0 | 0 | 0 | 0 | 0 | 0
2000 | 7 | 3 | 0.62 | 0.62 | 0.57 | 0 | 0.62 | 0.57 | 0 | 0 | 0 | 0 | 0 | 0 | 0
2000 | 7 | 4 | 0.03 | 0.03 | 0 | 0 | 0.03 | 0 | 0 | 0 | 0 | 0 | 0 | 0 | 0
2000 | 7 | 5 | 0 | 0 | 0 | 0 | 0 | 0 | 0 | 0 | 0 | 0 | 0 | 0 | 0
2000 | 7 | 6 | 0 | 0 | 0 | 0 | 0 | 0 | 0 | 0 | 0 | 0 | 0 | 0 | 0
2000 | 7 | 7 | 0 | 0 | 0 | 0 | 0 | 0 | 0 | 0 | 0 | 0 | 0 | 0 | 0
2000 | 7 | 8 | 0 | 0 | 0 | 0 | 0 | 0 | 0 | 0 | 0 | 0 | 0 | 0 | 0
2000 | 7 | 9 | 0 | 0 | 0 | 0 | 0 | 0 | 0 | 0 | 0 | 0 | 0 | 0 | 0
2000 | 7 | 10 | 0.09 | 0.09 | 0.04 | 0 | 0.09 | 0.04 | 0 | 0 | 0 | 0 | 0 | 0 | 0
2000 | 7 | 11 | 0 | 0 | 0 | 0 | 0 | 0 | 0 | 0 | 0 | 0 | 0 | 0 | 0
2000 | 7 | 12 | 0 | 0 | 0 | 0 | 0 | 0 | 0 | 0 | 0 | 0 | 0 | 0 | 0
2000 | 7 | 13 | 0 | 0 | 0 | 0 | 0 | 0 | 0 | 0 | 0 | 0 | 0 | 0 | 0
2000 | 7 | 14 | 1.32 | 1 | 0.95 | 0 | 1 | 0.95 | 0 | 0 | 0 | 0 | 0 | 0 | 0
2000 | 7 | 15 | 0.07 | 0.07 | 0.02 | 0 | 0.07 | 0.02 | 0 | 0 | 0 | 0 | 0 | 0 | 0
2000 | 7 | 16 | 0.49 | 0.49 | 0.44 | 0 | 0.49 | 0.44 | 0 | 0 | 0 | 0 | 0 | 0 | 0
2000 | 7 | 17 | 0 | 0 | 0 | 0 | 0 | 0 | 0 | 0 | 0 | 0 | 0 | 0 | 0
2000 | 7 | 18 | 0 | 0 | 0 | 0 | 0 | 0 | 0 | 0 | 0 | 0 | 0 | 0 | 0
2000 | 7 | 19 | 0.52 | 0.52 | 0.47 | 0 | 0.52 | 0.47 | 0 | 0 | 0 | 0 | 0 | 0 | 0
2000 | 7 | 20 | 0.07 | 0.07 | 0.02 | 0 | 0.07 | 0.02 | 0 | 0 | 0 | 0 | 0 | 0 | 0
2000 | 7 | 21 | 0 | 0 | 0 | 0 | 0 | 0 | 0 | 0 | 0 | 0 | 0 | 0 | 0
2000 | 7 | 22 | 0 | 0 | 0 | 0 | 0 | 0 | 0 | 0 | 0 | 0 | 0 | 0 | 0
2000 | 7 | 23 | 0 | 0 | 0 | 0 | 0 | 0 | 0 | 0 | 0 | 0 | 0 | 0 | 0
2000 | 7 | 24 | 0.34 | 0.34 | 0.29 | 0 | 0.34 | 0.29 | 0 | 0 | 0 | 0 | 0 | 0 | 0
2000 | 7 | 25 | 0 | 0 | 0 | 0 | 0 | 0 | 0 | 0 | 0 | 0 | 0 | 0 | 0
2000 | 7 | 26 | 0.65 | 0.65 | 0.6 | 0 | 0.65 | 0.6 | 0 | 0 | 0 | 0 | 0 | 0 | 0
2000 | 7 | 27 | 0.01 | 0.01 | 0 | 0 | 0.01 | 0 | 0 | 0 | 0 | 0 | 0 | 0 | 0
2000 | 7 | 28 | 0.75 | 0.75 | 0.7 | 0 | 0.75 | 0.7 | 0 | 0 | 0 | 0 | 0 | 0 | 0
2000 | 7 | 29 | 0 | 0 | 0 | 0 | 0 | 0 | 0 | 0 | 0 | 0 | 0 | 0 | 0
2000 | 7 | 30 | 0.53 | 0.53 | 0.48 | 0 | 0.53 | 0.48 | 0 | 0 | 0 | 0 | 0 | 0 | 0
2000 | 7 | 31 | 0.02 | 0.02 | 0 | 0 | 0.02 | 0 | 0 | 0 | 0 | 0 | 0 | 0 | 0
2000 | 8 | 1 | 0.17 | 0.17 | 0.12 | 0 | 0.17 | 0.12 | 0 | 0 | 0 | 0 | 0 | 0 | 0
2000 | 8 | 2 | 0 | 0 | 0 | 0 | 0 | 0 | 0 | 0 | 0 | 0 | 0 | 0 | 0
2000 | 8 | 3 | 0.35 | 0.35 | 0.3 | 0 | 0.35 | 0.3 | 0 | 0 | 0 | 0 | 0 | 0 | 0
2000 | 8 | 4 | 0.28 | 0.28 | 0.23 | 0 | 0.28 | 0.23 | 0 | 0 | 0 | 0 | 0 | 0 | 0
2000 | 8 | 5 | 0 | 0 | 0 | 0 | 0 | 0 | 0 | 0 | 0 | 0 | 0 | 0 | 0
2000 | 8 | 6 | 0.75 | 0.75 | 0.7 | 0 | 0.75 | 0.7 | 0 | 0 | 0 | 0 | 0 | 0 | 0
2000 | 8 | 7 | 0.61 | 0.61 | 0.56 | 0 | 0.61 | 0.56 | 0 | 0 | 0 | 0 | 0 | 0 | 0
2000 | 8 | 8 | 0 | 0 | 0 | 0 | 0 | 0 | 0 | 0 | 0 | 0 | 0 | 0 | 0
2000 | 8 | 9 | 0.07 | 0.07 | 0.02 | 0 | 0.07 | 0.02 | 0 | 0 | 0 | 0 | 0 | 0 | 0
2000 | 8 | 10 | 0 | 0 | 0 | 0 | 0 | 0 | 0 | 0 | 0 | 0 | 0 | 0 | 0
2000 | 8 | 11 | 0 | 0 | 0 | 0 | 0 | 0 | 0 | 0 | 0 | 0 | 0 | 0 | 0
2000 | 8 | 12 | 0 | 0 | 0 | 0 | 0 | 0 | 0 | 0 | 0 | 0 | 0 | 0 | 0
2000 | 8 | 13 | 0.06 | 0.06 | 0.01 | 0 | 0.06 | 0.01 | 0 | 0 | 0 | 0 | 0 | 0 | 0
2000 | 8 | 14 | 0.05 | 0.05 | 0 | 0 | 0.05 | 0 | 0 | 0 | 0 | 0 | 0 | 0 | 0
2000 | 8 | 15 | 0.02 | 0.02 | 0 | 0 | 0.02 | 0 | 0 | 0 | 0 | 0 | 0 | 0 | 0
2000 | 8 | 16 | 0 | 0 | 0 | 0 | 0 | 0 | 0 | 0 | 0 | 0 | 0 | 0 | 0
2000 | 8 | 17 | 0 | 0 | 0 | 0 | 0 | 0 | 0 | 0 | 0 | 0 | 0 | 0 | 0
2000 | 8 | 18 | 0.08 | 0.08 | 0.03 | 0 | 0.08 | 0.03 | 0 | 0 | 0 | 0 | 0 | 0 | 0
2000 | 8 | 19 | 0 | 0 | 0 | 0 | 0 | 0 | 0 | 0 | 0 | 0 | 0 | 0 | 0
2000 | 8 | 20 | 0 | 0 | 0 | 0 | 0 | 0 | 0 | 0 | 0 | 0 | 0 | 0 | 0
2000 | 8 | 21 | 0 | 0 | 0 | 0 | 0 | 0 | 0 | 0 | 0 | 0 | 0 | 0 | 0
2000 | 8 | 22 | 0 | 0 | 0 | 0 | 0 | 0 | 0 | 0 | 0 | 0 | 0 | 0 | 0
2000 | 8 | 23 | 0 | 0 | 0 | 0 | 0 | 0 | 0 | 0 | 0 | 0 | 0 | 0 | 0
2000 | 8 | 24 | 0 | 0 | 0 | 0 | 0 | 0 | 0 | 0 | 0 | 0 | 0 | 0 | 0
2000 | 8 | 25 | 0 | 0 | 0 | 0 | 0 | 0 | 0 | 0 | 0 | 0 | 0 | 0 | 0
2000 | 8 | 26 | 0 | 0 | 0 | 0 | 0 | 0 | 0 | 0 | 0 | 0 | 0 | 0 | 0
2000 | 8 | 27 | 0.28 | 0.28 | 0.23 | 0 | 0.28 | 0.23 | 0 | 0 | 0 | 0 | 0 | 0 | 0
2000 | 8 | 28 | 0 | 0 | 0 | 0 | 0 | 0 | 0 | 0 | 0 | 0 | 0 | 0 | 0
2000 | 8 | 29 | 0.4 | 0.4 | 0.35 | 0 | 0.4 | 0.35 | 0 | 0 | 0 | 0 | 0 | 0 | 0
2000 | 8 | 30 | 0.02 | 0.02 | 0 | 0 | 0.02 | 0 | 0 | 0 | 0 | 0 | 0 | 0 | 0
2000 | 8 | 31 | 0.63 | 0.63 | 0.58 | 0 | 0.63 | 0.58 | 0 | 0 | 0 | 0 | 0 | 0 | 0
2000 | 9 | 1 | 0.06 | 0.06 | 0.01 | 0 | 0.06 | 0.01 | 0 | 0 | 0 | 0 | 0 | 0 | 0
2000 | 9 | 2 | 1.65 | 1 | 0.95 | 0 | 1 | 0.95 | 0 | 0 | 0 | 0 | 0 | 0 | 0
2000 | 9 | 3 | 0.1 | 0.1 | 0.05 | 0 | 0.1 | 0.05 | 0 | 0 | 0 | 0 | 0 | 0 | 0
2000 | 9 | 4 | 0.08 | 0.08 | 0.03 | 0 | 0.08 | 0.03 | 0 | 0 | 0 | 0 | 0 | 0 | 0
2000 | 9 | 5 | 0 | 0 | 0 | 0 | 0 | 0 | 0 | 0 | 0 | 0 | 0 | 0 | 0
2000 | 9 | 6 | 0 | 0 | 0 | 0 | 0 | 0 | 0 | 0 | 0 | 0 | 0 | 0 | 0
2000 | 9 | 7 | 0 | 0 | 0 | 0 | 0 | 0 | 0 | 0 | 0 | 0 | 0 | 0 | 0
2000 | 9 | 8 | 0 | 0 | 0 | 0 | 0 | 0 | 0 | 0 | 0 | 0 | 0 | 0 | 0
2000 | 9 | 9 | 0 | 0 | 0 | 0 | 0 | 0 | 0 | 0 | 0 | 0 | 0 | 0 | 0
2000 | 9 | 10 | 0 | 0 | 0 | 0 | 0 | 0 | 0 | 0 | 0 | 0 | 0 | 0 | 0
2000 | 9 | 11 | 0 | 0 | 0 | 0 | 0 | 0 | 0 | 0 | 0 | 0 | 0 | 0 | 0
2000 | 9 | 12 | 0 | 0 | 0 | 0 | 0 | 0 | 0 | 0 | 0 | 0 | 0 | 0 | 0
2000 | 9 | 13 | 0 | 0 | 0 | 0 | 0 | 0 | 0 | 0 | 0 | 0 | 0 | 0 | 0
2000 | 9 | 14 | 0.02 | 0.02 | 0 | 0 | 0.02 | 0 | 0 | 0 | 0 | 0 | 0 | 0 | 0
2000 | 9 | 15 | 0.01 | 0.01 | 0 | 0 | 0.01 | 0 | 0 | 0 | 0 | 0 | 0 | 0 | 0
2000 | 9 | 16 | 0 | 0 | 0 | 0 | 0 | 0 | 0 | 0 | 0 | 0 | 0 | 0 | 0
2000 | 9 | 17 | 0 | 0 | 0 | 0 | 0 | 0 | 0 | 0 | 0 | 0 | 0 | 0 | 0
2000 | 9 | 18 | 0 | 0 | 0 | 0 | 0 | 0 | 0 | 0 | 0 | 0 | 0 | 0 | 0
2000 | 9 | 19 | 0.85 | 0.85 | 0.8 | 0 | 0.85 | 0.8 | 0 | 0 | 0 | 0 | 0 | 0 | 0
2000 | 9 | 20 | 0 | 0 | 0 | 0 | 0 | 0 | 0 | 0 | 0 | 0 | 0 | 0 | 0
2000 | 9 | 21 | 0 | 0 | 0 | 0 | 0 | 0 | 0 | 0 | 0 | 0 | 0 | 0 | 0
2000 | 9 | 22 | 0 | 0 | 0 | 0 | 0 | 0 | 0 | 0 | 0 | 0 | 0 | 0 | 0
2000 | 9 | 23 | 0 | 0 | 0 | 0 | 0 | 0 | 0 | 0 | 0 | 0 | 0 | 0 | 0
2000 | 9 | 24 | 0 | 0 | 0 | 0 | 0 | 0 | 0 | 0 | 0 | 0 | 0 | 0 | 0
2000 | 9 | 25 | 1.86 | 1 | 0.95 | 0 | 1 | 0.95 | 0 | 0 | 0 | 0 | 0 | 0 | 0
2000 | 9 | 26 | 0.28 | 0.28 | 0.23 | 0 | 0.28 | 0.23 | 0 | 0 | 0 | 0 | 0 | 0 | 0
2000 | 9 | 27 | 0 | 0 | 0 | 0 | 0 | 0 | 0 | 0 | 0 | 0 | 0 | 0 | 0
2000 | 9 | 28 | 0 | 0 | 0 | 0 | 0 | 0 | 0 | 0 | 0 | 0 | 0 | 0 | 0
2000 | 9 | 29 | 0 | 0 | 0 | 0 | 0 | 0 | 0 | 0 | 0 | 0 | 0 | 0 | 0
2000 | 9 | 30 | 0 | 0 | 0 | 0 | 0 | 0 | 0 | 0 | 0 | 0 | 0 | 0 | 0
2000 | 10 | 1 | 0 | 0 | 0 | 0 | 0 | 0 | 0 | 0 | 0 | 0 | 0 | 0 | 0
2000 | 10 | 2 | 0 | 0 | 0 | 0 | 0 | 0 | 0 | 0 | 0 | 0 | 0 | 0 | 0
2000 | 10 | 3 | 0 | 0 | 0 | 0 | 0 | 0 | 0 | 0 | 0 | 0 | 0 | 0 | 0
2000 | 10 | 4 | 0 | 0 | 0 | 0 | 0 | 0 | 0 | 0 | 0 | 0 | 0 | 0 | 0
2000 | 10 | 5 | 0 | 0 | 0 | 0 | 0 | 0 | 0 | 0 | 0 | 0 | 0 | 0 | 0
2000 | 10 | 6 | 0 | 0 | 0 | 0 | 0 | 0 | 0 | 0 | 0 | 0 | 0 | 0 | 0
2000 | 10 | 7 | 0 | 0 | 0 | 0 | 0 | 0 | 0 | 0 | 0 | 0 | 0 | 0 | 0
2000 | 10 | 8 | 0 | 0 | 0 | 0 | 0 | 0 | 0 | 0 | 0 | 0 | 0 | 0 | 0
2000 | 10 | 9 | 0.01 | 0.01 | 0 | 0 | 0.01 | 0 | 0 | 0 | 0 | 0 | 0 | 0 | 0
2000 | 10 | 10 | 0 | 0 | 0 | 0 | 0 | 0 | 0 | 0 | 0 | 0 | 0 | 0 | 0
2000 | 10 | 11 | 0 | 0 | 0 | 0 | 0 | 0 | 0 | 0 | 0 | 0 | 0 | 0 | 0
2000 | 10 | 12 | 0 | 0 | 0 | 0 | 0 | 0 | 0 | 0 | 0 | 0 | 0 | 0 | 0
2000 | 10 | 13 | 0 | 0 | 0 | 0 | 0 | 0 | 0 | 0 | 0 | 0 | 0 | 0 | 0
2000 | 10 | 14 | 0 | 0 | 0 | 0 | 0 | 0 | 0 | 0 | 0 | 0 | 0 | 0 | 0
2000 | 10 | 15 | 0 | 0 | 0 | 0 | 0 | 0 | 0 | 0 | 0 | 0 | 0 | 0 | 0
2000 | 10 | 16 | 0 | 0 | 0 | 0 | 0 | 0 | 0 | 0 | 0 | 0 | 0 | 0 | 0
2000 | 10 | 17 | 0 | 0 | 0 | 0 | 0 | 0 | 0 | 0 | 0 | 0 | 0 | 0 | 0
2000 | 10 | 18 | 0.01 | 0.01 | 0 | 0 | 0.01 | 0 | 0 | 0 | 0 | 0 | 0 | 0 | 0
2000 | 10 | 19 | 0 | 0 | 0 | 0 | 0 | 0 | 0 | 0 | 0 | 0 | 0 | 0 | 0
2000 | 10 | 20 | 0 | 0 | 0 | 0 | 0 | 0 | 0 | 0 | 0 | 0 | 0 | 0 | 0
2000 | 10 | 21 | 0 | 0 | 0 | 0 | 0 | 0 | 0 | 0 | 0 | 0 | 0 | 0 | 0
2000 | 10 | 22 | 0 | 0 | 0 | 0 | 0 | 0 | 0 | 0 | 0 | 0 | 0 | 0 | 0
2000 | 10 | 23 | 0 | 0 | 0 | 0 | 0 | 0 | 0 | 0 | 0 | 0 | 0 | 0 | 0
2000 | 10 | 24 | 0 | 0 | 0 | 0 | 0 | 0 | 0 | 0 | 0 | 0 | 0 | 0 | 0
2000 | 10 | 25 | 0 | 0 | 0 | 0 | 0 | 0 | 0 | 0 | 0 | 0 | 0 | 0 | 0
2000 | 10 | 26 | 0 | 0 | 0 | 0 | 0 | 0 | 0 | 0 | 0 | 0 | 0 | 0 | 0
2000 | 10 | 27 | 0 | 0 | 0 | 0 | 0 | 0 | 0 | 0 | 0 | 0 | 0 | 0 | 0
2000 | 10 | 28 | 0 | 0 | 0 | 0 | 0 | 0 | 0 | 0 | 0 | 0 | 0 | 0 | 0
2000 | 10 | 29 | 0 | 0 | 0 | 0 | 0 | 0 | 0 | 0 | 0 | 0 | 0 | 0 | 0
2000 | 10 | 30 | 0 | 0 | 0 | 0 | 0 | 0 | 0 | 0 | 0 | 0 | 0 | 0 | 0
2000 | 10 | 31 | 0 | 0 | 0 | 0 | 0 | 0 | 0 | 0 | 0 | 0 | 0 | 0 | 0
2000 | 11 | 1 | 0 | 0 | 0 | 0 | 0 | 0 | 0 | 0 | 0 | 0 | 0 | 0 | 0
2000 | 11 | 2 | 0 | 0 | 0 | 0 | 0 | 0 | 0 | 0 | 0 | 0 | 0 | 0 | 0
2000 | 11 | 3 | 0 | 0 | 0 | 0 | 0 | 0 | 0 | 0 | 0 | 0 | 0 | 0 | 0
2000 | 11 | 4 | 0 | 0 | 0 | 0 | 0 | 0 | 0 | 0 | 0 | 0 | 0 | 0 | 0
2000 | 11 | 5 | 0 | 0 | 0 | 0 | 0 | 0 | 0 | 0 | 0 | 0 | 0 | 0 | 0
2000 | 11 | 6 | 0 | 0 | 0 | 0 | 0 | 0 | 0 | 0 | 0 | 0 | 0 | 0 | 0
2000 | 11 | 7 | 0 | 0 | 0 | 0 | 0 | 0 | 0 | 0 | 0 | 0 | 0 | 0 | 0
2000 | 11 | 8 | 0 | 0 | 0 | 0 | 0 | 0 | 0 | 0 | 0 | 0 | 0 | 0 | 0
2000 | 11 | 9 | 0.09 | 0.09 | 0.04 | 0 | 0.09 | 0.04 | 0 | 0 | 0 | 0 | 0 | 0 | 0
2000 | 11 | 10 | 0.36 | 0.36 | 0.31 | 0 | 0.36 | 0.31 | 0 | 0 | 0 | 0 | 0 | 0 | 0
2000 | 11 | 11 | 0 | 0 | 0 | 0 | 0 | 0 | 0 | 0 | 0 | 0 | 0 | 0 | 0
2000 | 11 | 12 | 0 | 0 | 0 | 0 | 0 | 0 | 0 | 0 | 0 | 0 | 0 | 0 | 0
2000 | 11 | 13 | 0 | 0 | 0 | 0 | 0 | 0 | 0 | 0 | 0 | 0 | 0 | 0 | 0
2000 | 11 | 14 | 0.26 | 0.26 | 0.21 | 0 | 0.26 | 0.21 | 0 | 0 | 0 | 0 | 0 | 0 | 0
2000 | 11 | 15 | 0 | 0 | 0 | 0 | 0 | 0 | 0 | 0 | 0 | 0 | 0 | 0 | 0
2000 | 11 | 16 | 0.01 | 0.01 | 0 | 0 | 0.01 | 0 | 0 | 0 | 0 | 0 | 0 | 0 | 0
2000 | 11 | 17 | 0 | 0 | 0 | 0 | 0 | 0 | 0 | 0 | 0 | 0 | 0 | 0 | 0
2000 | 11 | 18 | 0 | 0 | 0 | 0 | 0 | 0 | 0 | 0 | 0 | 0 | 0 | 0 | 0
2000 | 11 | 19 | 0 | 0 | 0 | 0 | 0 | 0 | 0 | 0 | 0 | 0 | 0 | 0 | 0
2000 | 11 | 20 | 0 | 0 | 0 | 0 | 0 | 0 | 0 | 0 | 0 | 0 | 0 | 0 | 0
2000 | 11 | 21 | 0 | 0 | 0 | 0 | 0 | 0 | 0 | 0 | 0 | 0 | 0 | 0 | 0
2000 | 11 | 22 | 0 | 0 | 0 | 0 | 0 | 0 | 0 | 0 | 0 | 0 | 0 | 0 | 0
2000 | 11 | 23 | 0 | 0 | 0 | 0 | 0 | 0 | 0 | 0 | 0 | 0 | 0 | 0 | 0
2000 | 11 | 24 | 0 | 0 | 0 | 0 | 0 | 0 | 0 | 0 | 0 | 0 | 0 | 0 | 0
2000 | 11 | 25 | 0.49 | 0.49 | 0.44 | 0 | 0.49 | 0.44 | 0 | 0 | 0 | 0 | 0 | 0 | 0
2000 | 11 | 26 | 0.23 | 0.23 | 0.18 | 0 | 0.23 | 0.18 | 0 | 0 | 0 | 0 | 0 | 0 | 0
2000 | 11 | 27 | 0 | 0 | 0 | 0 | 0 | 0 | 0 | 0 | 0 | 0 | 0 | 0 | 0
2000 | 11 | 28 | 0 | 0 | 0 | 0 | 0 | 0 | 0 | 0 | 0 | 0 | 0 | 0 | 0
2000 | 11 | 29 | 0.16 | 0.16 | 0.11 | 0 | 0.16 | 0.11 | 0 | 0 | 0 | 0 | 0 | 0 | 0
2000 | 11 | 30 | 0 | 0 | 0 | 0 | 0 | 0 | 0 | 0 | 0 | 0 | 0 | 0 | 0
2000 | 12 | 1 | 0 | 0 | 0 | 0 | 0 | 0 | 0 | 0 | 0 | 0 | 0 | 0 | 0
2000 | 12 | 2 | 0 | 0 | 0 | 0 | 0 | 0 | 0 | 0 | 0 | 0 | 0 | 0 | 0
2000 | 12 | 3 | 0 | 0 | 0 | 0 | 0 | 0 | 0 | 0 | 0 | 0 | 0 | 0 | 0
2000 | 12 | 4 | 0 | 0 | 0 | 0 | 0 | 0 | 0 | 0 | 0 | 0 | 0 | 0 | 0
2000 | 12 | 5 | 0 | 0 | 0 | 0 | 0 | 0 | 0 | 0 | 0 | 0 | 0 | 0 | 0
2000 | 12 | 6 | 0 | 0 | 0 | 0 | 0 | 0 | 0 | 0 | 0 | 0 | 0 | 0 | 0
2000 | 12 | 7 | 0 | 0 | 0 | 0 | 0 | 0 | 0 | 0 | 0 | 0 | 0 | 0 | 0
2000 | 12 | 8 | 0 | 0 | 0 | 0 | 0 | 0 | 0 | 0 | 0 | 0 | 0 | 0 | 0
2000 | 12 | 9 | 0 | 0 | 0 | 0 | 0 | 0 | 0 | 0 | 0 | 0 | 0 | 0 | 0
2000 | 12 | 10 | 0.02 | 0.02 | 0 | 0 | 0.02 | 0 | 0 | 0 | 0 | 0 | 0 | 0 | 0
2000 | 12 | 11 | 0 | 0 | 0 | 0 | 0 | 0 | 0 | 0 | 0 | 0 | 0 | 0 | 0
2000 | 12 | 12 | 0 | 0 | 0 | 0 | 0 | 0 | 0 | 0 | 0 | 0 | 0 | 0 | 0
2000 | 12 | 13 | 0.03 | 0.03 | 0 | 0 | 0.03 | 0 | 0 | 0 | 0 | 0 | 0 | 0 | 0
2000 | 12 | 14 | 0.68 | 0.68 | 0.63 | 0 | 0.68 | 0.63 | 0 | 0 | 0 | 0 | 0 | 0 | 0
2000 | 12 | 15 | 0 | 0 | 0 | 0 | 0 | 0 | 0 | 0 | 0 | 0 | 0 | 0 | 0
2000 | 12 | 16 | 0.25 | 0.25 | 0.2 | 0 | 0.25 | 0.2 | 0 | 0 | 0 | 0 | 0 | 0 | 0
2000 | 12 | 17 | 0.9 | 0.9 | 0.85 | 0 | 0.9 | 0.85 | 0 | 0 | 0 | 0 | 0 | 0 | 0
2000 | 12 | 18 | 0 | 0 | 0 | 0 | 0 | 0 | 0 | 0 | 0 | 0 | 0 | 0 | 0
2000 | 12 | 19 | 0.13 | 0.13 | 0.08 | 0 | 0.13 | 0.08 | 0 | 0 | 0 | 0 | 0 | 0 | 0
2000 | 12 | 20 | 0 | 0 | 0 | 0 | 0 | 0 | 0 | 0 | 0 | 0 | 0 | 0 | 0
2000 | 12 | 21 | 0 | 0 | 0 | 0 | 0 | 0 | 0 | 0 | 0 | 0 | 0 | 0 | 0
2000 | 12 | 22 | 0 | 0 | 0 | 0 | 0 | 0 | 0 | 0 | 0 | 0 | 0 | 0 | 0
2000 | 12 | 23 | 0 | 0 | 0 | 0 | 0 | 0 | 0 | 0 | 0 | 0 | 0 | 0 | 0
2000 | 12 | 24 | 0 | 0 | 0 | 0 | 0 | 0 | 0 | 0 | 0 | 0 | 0 | 0 | 0
2000 | 12 | 25 | 0 | 0 | 0 | 0 | 0 | 0 | 0 | 0 | 0 | 0 | 0 | 0 | 0
2000 | 12 | 26 | 0 | 0 | 0 | 0 | 0 | 0 | 0 | 0 | 0 | 0 | 0 | 0 | 0
2000 | 12 | 27 | 0 | 0 | 0 | 0 | 0 | 0 | 0 | 0 | 0 | 0 | 0 | 0 | 0
2000 | 12 | 28 | 0 | 0 | 0 | 0 | 0 | 0 | 0 | 0 | 0 | 0 | 0 | 0 | 0
2000 | 12 | 29 | 0 | 0 | 0 | 0 | 0 | 0 | 0 | 0 | 0 | 0 | 0 | 0 | 0
2000 | 12 | 30 | 0 | 0 | 0 | 0 | 0 | 0 | 0 | 0 | 0 | 0 | 0 | 0 | 0
2000 | 12 | 31 | 0 | 0 | 0 | 0 | 0 | 0 | 0 | 0 | 0 | 0 | 0 | 0 | 0
2001 | 1 | 1 | 0 | 0 | 0 | 0 | 0 | 0 | 0 | 0 | 0 | 0 | 0 | 0 | 0
2001 | 1 | 2 | 0 | 0 | 0 | 0 | 0 | 0 | 0 | 0 | 0 | 0 | 0 | 0 | 0
2001 | 1 | 3 | 0 | 0 | 0 | 0 | 0 | 0 | 0 | 0 | 0 | 0 | 0 | 0 | 0
2001 | 1 | 4 | 0 | 0 | 0 | 0 | 0 | 0 | 0 | 0 | 0 | 0 | 0 | 0 | 0
2001 | 1 | 5 | 0.05 | 0.05 | 0 | 0 | 0.05 | 0 | 0 | 0 | 0 | 0 | 0 | 0 | 0
2001 | 1 | 6 | 0 | 0 | 0 | 0 | 0 | 0 | 0 | 0 | 0 | 0 | 0 | 0 | 0
2001 | 1 | 7 | 0 | 0 | 0 | 0 | 0 | 0 | 0 | 0 | 0 | 0 | 0 | 0 | 0
2001 | 1 | 8 | 0.2 | 0.2 | 0.15 | 0 | 0.2 | 0.15 | 0 | 0 | 0 | 0 | 0 | 0 | 0
2001 | 1 | 9 | 0 | 0 | 0 | 0 | 0 | 0 | 0 | 0 | 0 | 0 | 0 | 0 | 0
2001 | 1 | 10 | 0 | 0 | 0 | 0 | 0 | 0 | 0 | 0 | 0 | 0 | 0 | 0 | 0
2001 | 1 | 11 | 0 | 0 | 0 | 0 | 0 | 0 | 0 | 0 | 0 | 0 | 0 | 0 | 0
2001 | 1 | 12 | 0 | 0 | 0 | 0 | 0 | 0 | 0 | 0 | 0 | 0 | 0 | 0 | 0
2001 | 1 | 13 | 0 | 0 | 0 | 0 | 0 | 0 | 0 | 0 | 0 | 0 | 0 | 0 | 0
2001 | 1 | 14 | 0.01 | 0.01 | 0 | 0 | 0.01 | 0 | 0 | 0 | 0 | 0 | 0 | 0 | 0
2001 | 1 | 15 | 0.01 | 0.01 | 0 | 0 | 0.01 | 0 | 0 | 0 | 0 | 0 | 0 | 0 | 0
2001 | 1 | 16 | 0 | 0 | 0 | 0 | 0 | 0 | 0 | 0 | 0 | 0 | 0 | 0 | 0
2001 | 1 | 17 | 0 | 0 | 0 | 0 | 0 | 0 | 0 | 0 | 0 | 0 | 0 | 0 | 0
2001 | 1 | 18 | 0.01 | 0.01 | 0 | 0 | 0.01 | 0 | 0 | 0 | 0 | 0 | 0 | 0 | 0
2001 | 1 | 19 | 1.02 | 1 | 0.95 | 0 | 1 | 0.95 | 0 | 0 | 0 | 0 | 0 | 0 | 0
2001 | 1 | 20 | 0.33 | 0.33 | 0.28 | 0 | 0.33 | 0.28 | 0 | 0 | 0 | 0 | 0 | 0 | 0
2001 | 1 | 21 | 0.06 | 0.06 | 0.01 | 0 | 0.06 | 0.01 | 0 | 0 | 0 | 0 | 0 | 0 | 0
2001 | 1 | 22 | 0 | 0 | 0 | 0 | 0 | 0 | 0 | 0 | 0 | 0 | 0 | 0 | 0
2001 | 1 | 23 | 0 | 0 | 0 | 0 | 0 | 0 | 0 | 0 | 0 | 0 | 0 | 0 | 0
2001 | 1 | 24 | 0 | 0 | 0 | 0 | 0 | 0 | 0 | 0 | 0 | 0 | 0 | 0 | 0
2001 | 1 | 25 | 0 | 0 | 0 | 0 | 0 | 0 | 0 | 0 | 0 | 0 | 0 | 0 | 0
2001 | 1 | 26 | 0 | 0 | 0 | 0 | 0 | 0 | 0 | 0 | 0 | 0 | 0 | 0 | 0
2001 | 1 | 27 | 0 | 0 | 0 | 0 | 0 | 0 | 0 | 0 | 0 | 0 | 0 | 0 | 0
2001 | 1 | 28 | 0 | 0 | 0 | 0 | 0 | 0 | 0 | 0 | 0 | 0 | 0 | 0 | 0
2001 | 1 | 29 | 0 | 0 | 0 | 0 | 0 | 0 | 0 | 0 | 0 | 0 | 0 | 0 | 0
2001 | 1 | 30 | 0.53 | 0.53 | 0.48 | 0 | 0.53 | 0.48 | 0 | 0 | 0 | 0 | 0 | 0 | 0
2001 | 1 | 31 | 0 | 0 | 0 | 0 | 0 | 0 | 0 | 0 | 0 | 0 | 0 | 0 | 0
2001 | 2 | 1 | 0 | 0 | 0 | 0 | 0 | 0 | 0 | 0 | 0 | 0 | 0 | 0 | 0
2001 | 2 | 2 | 0.02 | 0.02 | 0 | 0 | 0.02 | 0 | 0 | 0 | 0 | 0 | 0 | 0 | 0
2001 | 2 | 3 | 0 | 0 | 0 | 0 | 0 | 0 | 0 | 0 | 0 | 0 | 0 | 0 | 0
2001 | 2 | 4 | 0 | 0 | 0 | 0 | 0 | 0 | 0 | 0 | 0 | 0 | 0 | 0 | 0
2001 | 2 | 5 | 0.64 | 0.64 | 0.59 | 0 | 0.64 | 0.59 | 0 | 0 | 0 | 0 | 0 | 0 | 0
2001 | 2 | 6 | 0 | 0 | 0 | 0 | 0 | 0 | 0 | 0 | 0 | 0 | 0 | 0 | 0
2001 | 2 | 7 | 0 | 0 | 0 | 0 | 0 | 0 | 0 | 0 | 0 | 0 | 0 | 0 | 0
2001 | 2 | 8 | 0 | 0 | 0 | 0 | 0 | 0 | 0 | 0 | 0 | 0 | 0 | 0 | 0
2001 | 2 | 9 | 0 | 0 | 0 | 0 | 0 | 0 | 0 | 0 | 0 | 0 | 0 | 0 | 0
2001 | 2 | 10 | 0 | 0 | 0 | 0 | 0 | 0 | 0 | 0 | 0 | 0 | 0 | 0 | 0
2001 | 2 | 11 | 0 | 0 | 0 | 0 | 0 | 0 | 0 | 0 | 0 | 0 | 0 | 0 | 0
2001 | 2 | 12 | 0.05 | 0.05 | 0 | 0 | 0.05 | 0 | 0 | 0 | 0 | 0 | 0 | 0 | 0
2001 | 2 | 13 | 0.01 | 0.01 | 0 | 0 | 0.01 | 0 | 0 | 0 | 0 | 0 | 0 | 0 | 0
2001 | 2 | 14 | 0.11 | 0.11 | 0.06 | 0 | 0.11 | 0.06 | 0 | 0 | 0 | 0 | 0 | 0 | 0
2001 | 2 | 15 | 0.07 | 0.07 | 0.02 | 0 | 0.07 | 0.02 | 0 | 0 | 0 | 0 | 0 | 0 | 0
2001 | 2 | 16 | 0.58 | 0.58 | 0.53 | 0 | 0.58 | 0.53 | 0 | 0 | 0 | 0 | 0 | 0 | 0
2001 | 2 | 17 | 0.02 | 0.02 | 0 | 0 | 0.02 | 0 | 0 | 0 | 0 | 0 | 0 | 0 | 0
2001 | 2 | 18 | 0 | 0 | 0 | 0 | 0 | 0 | 0 | 0 | 0 | 0 | 0 | 0 | 0
2001 | 2 | 19 | 0 | 0 | 0 | 0 | 0 | 0 | 0 | 0 | 0 | 0 | 0 | 0 | 0
2001 | 2 | 20 | 0 | 0 | 0 | 0 | 0 | 0 | 0 | 0 | 0 | 0 | 0 | 0 | 0
2001 | 2 | 21 | 0 | 0 | 0 | 0 | 0 | 0 | 0 | 0 | 0 | 0 | 0 | 0 | 0
2001 | 2 | 22 | 0.18 | 0.18 | 0.13 | 0 | 0.18 | 0.13 | 0 | 0 | 0 | 0 | 0 | 0 | 0
2001 | 2 | 23 | 0 | 0 | 0 | 0 | 0 | 0 | 0 | 0 | 0 | 0 | 0 | 0 | 0
2001 | 2 | 24 | 0 | 0 | 0 | 0 | 0 | 0 | 0 | 0 | 0 | 0 | 0 | 0 | 0
2001 | 2 | 25 | 0.15 | 0.15 | 0.1 | 0 | 0.15 | 0.1 | 0 | 0 | 0 | 0 | 0 | 0 | 0
2001 | 2 | 26 | 0 | 0 | 0 | 0 | 0 | 0 | 0 | 0 | 0 | 0 | 0 | 0 | 0
2001 | 2 | 27 | 0 | 0 | 0 | 0 | 0 | 0 | 0 | 0 | 0 | 0 | 0 | 0 | 0
2001 | 2 | 28 | 0 | 0 | 0 | 0 | 0 | 0 | 0 | 0 | 0 | 0 | 0 | 0 | 0
2001 | 3 | 1 | 0 | 0 | 0 | 0 | 0 | 0 | 0 | 0 | 0 | 0 | 0 | 0 | 0
2001 | 3 | 2 | 0 | 0 | 0 | 0 | 0 | 0 | 0 | 0 | 0 | 0 | 0 | 0 | 0
2001 | 3 | 3 | 0 | 0 | 0 | 0 | 0 | 0 | 0 | 0 | 0 | 0 | 0 | 0 | 0
2001 | 3 | 4 | 0.3 | 0.3 | 0.25 | 0 | 0.3 | 0.25 | 0 | 0 | 0 | 0 | 0 | 0 | 0
2001 | 3 | 5 | 0.05 | 0.05 | 0 | 0 | 0.05 | 0 | 0 | 0 | 0 | 0 | 0 | 0 | 0
2001 | 3 | 6 | 0 | 0 | 0 | 0 | 0 | 0 | 0 | 0 | 0 | 0 | 0 | 0 | 0
2001 | 3 | 7 | 0 | 0 | 0 | 0 | 0 | 0 | 0 | 0 | 0 | 0 | 0 | 0 | 0
2001 | 3 | 8 | 0 | 0 | 0 | 0 | 0 | 0 | 0 | 0 | 0 | 0 | 0 | 0 | 0
2001 | 3 | 9 | 0 | 0 | 0 | 0 | 0 | 0 | 0 | 0 | 0 | 0 | 0 | 0 | 0
2001 | 3 | 10 | 0 | 0 | 0 | 0 | 0 | 0 | 0 | 0 | 0 | 0 | 0 | 0 | 0
2001 | 3 | 11 | 0 | 0 | 0 | 0 | 0 | 0 | 0 | 0 | 0 | 0 | 0 | 0 | 0
2001 | 3 | 12 | 0.28 | 0.28 | 0.23 | 0 | 0.28 | 0.23 | 0 | 0 | 0 | 0 | 0 | 0 | 0
2001 | 3 | 13 | 0.15 | 0.15 | 0.1 | 0 | 0.15 | 0.1 | 0 | 0 | 0 | 0 | 0 | 0 | 0
2001 | 3 | 14 | 0 | 0 | 0 | 0 | 0 | 0 | 0 | 0 | 0 | 0 | 0 | 0 | 0
2001 | 3 | 15 | 0.3 | 0.3 | 0.25 | 0 | 0.3 | 0.25 | 0 | 0 | 0 | 0 | 0 | 0 | 0
2001 | 3 | 16 | 0.02 | 0.02 | 0 | 0 | 0.02 | 0 | 0 | 0 | 0 | 0 | 0 | 0 | 0
2001 | 3 | 17 | 0 | 0 | 0 | 0 | 0 | 0 | 0 | 0 | 0 | 0 | 0 | 0 | 0
2001 | 3 | 18 | 0 | 0 | 0 | 0 | 0 | 0 | 0 | 0 | 0 | 0 | 0 | 0 | 0
2001 | 3 | 19 | 0 | 0 | 0 | 0 | 0 | 0 | 0 | 0 | 0 | 0 | 0 | 0 | 0
2001 | 3 | 20 | 0.18 | 0.18 | 0.13 | 0 | 0.18 | 0.13 | 0 | 0 | 0 | 0 | 0 | 0 | 0
2001 | 3 | 21 | 1.09 | 1 | 0.95 | 0 | 1 | 0.95 | 0 | 0 | 0 | 0 | 0 | 0 | 0
2001 | 3 | 22 | 0 | 0 | 0 | 0 | 0 | 0 | 0 | 0 | 0 | 0 | 0 | 0 | 0
2001 | 3 | 23 | 0 | 0 | 0 | 0 | 0 | 0 | 0 | 0 | 0 | 0 | 0 | 0 | 0
2001 | 3 | 24 | 0 | 0 | 0 | 0 | 0 | 0 | 0 | 0 | 0 | 0 | 0 | 0 | 0
2001 | 3 | 25 | 0 | 0 | 0 | 0 | 0 | 0 | 0 | 0 | 0 | 0 | 0 | 0 | 0
2001 | 3 | 26 | 0 | 0 | 0 | 0 | 0 | 0 | 0 | 0 | 0 | 0 | 0 | 0 | 0
2001 | 3 | 27 | 0 | 0 | 0 | 0 | 0 | 0 | 0 | 0 | 0 | 0 | 0 | 0 | 0
2001 | 3 | 28 | 0 | 0 | 0 | 0 | 0 | 0 | 0 | 0 | 0 | 0 | 0 | 0 | 0
2001 | 3 | 29 | 1.24 | 1 | 0.95 | 0 | 1 | 0.95 | 0 | 0 | 0 | 0 | 0 | 0 | 0
2001 | 3 | 30 | 0.22 | 0.22 | 0.17 | 0 | 0.22 | 0.17 | 0 | 0 | 0 | 0 | 0 | 0 | 0
2001 | 3 | 31 | 0.05 | 0.05 | 0 | 0 | 0.05 | 0 | 0 | 0 | 0 | 0 | 0 | 0 | 0
2001 | 4 | 1 | 0.05 | 0.05 | 0 | 0 | 0.05 | 0 | 0 | 0 | 0 | 0 | 0 | 0 | 0
2001 | 4 | 2 | 0 | 0 | 0 | 0 | 0 | 0 | 0 | 0 | 0 | 0 | 0 | 0 | 0
2001 | 4 | 3 | 0 | 0 | 0 | 0 | 0 | 0 | 0 | 0 | 0 | 0 | 0 | 0 | 0
2001 | 4 | 4 | 0 | 0 | 0 | 0 | 0 | 0 | 0 | 0 | 0 | 0 | 0 | 0 | 0
2001 | 4 | 5 | 0 | 0 | 0 | 0 | 0 | 0 | 0 | 0 | 0 | 0 | 0 | 0 | 0
2001 | 4 | 6 | 0.13 | 0.13 | 0.08 | 0 | 0.13 | 0.08 | 0 | 0 | 0 | 0 | 0 | 0 | 0
2001 | 4 | 7 | 0 | 0 | 0 | 0 | 0 | 0 | 0 | 0 | 0 | 0 | 0 | 0 | 0
2001 | 4 | 8 | 0 | 0 | 0 | 0 | 0 | 0 | 0 | 0 | 0 | 0 | 0 | 0 | 0
2001 | 4 | 9 | 0.16 | 0.16 | 0.11 | 0 | 0.16 | 0.11 | 0 | 0 | 0 | 0 | 0 | 0 | 0
2001 | 4 | 10 | 0.29 | 0.29 | 0.24 | 0 | 0.29 | 0.24 | 0 | 0 | 0 | 0 | 0 | 0 | 0
2001 | 4 | 11 | 0.49 | 0.49 | 0.44 | 0 | 0.49 | 0.44 | 0 | 0 | 0 | 0 | 0 | 0 | 0
2001 | 4 | 12 | 0 | 0 | 0 | 0 | 0 | 0 | 0 | 0 | 0 | 0 | 0 | 0 | 0
2001 | 4 | 13 | 0.06 | 0.06 | 0.01 | 0 | 0.06 | 0.01 | 0 | 0 | 0 | 0 | 0 | 0 | 0
2001 | 4 | 14 | 0 | 0 | 0 | 0 | 0 | 0 | 0 | 0 | 0 | 0 | 0 | 0 | 0
2001 | 4 | 15 | 0.16 | 0.16 | 0.11 | 0 | 0.16 | 0.11 | 0 | 0 | 0 | 0 | 0 | 0 | 0
2001 | 4 | 16 | 0.18 | 0.18 | 0.13 | 0 | 0.18 | 0.13 | 0 | 0 | 0 | 0 | 0 | 0 | 0
2001 | 4 | 17 | 0.02 | 0.02 | 0 | 0 | 0.02 | 0 | 0 | 0 | 0 | 0 | 0 | 0 | 0
2001 | 4 | 18 | 0.14 | 0.14 | 0.09 | 0 | 0.14 | 0.09 | 0 | 0 | 0 | 0 | 0 | 0 | 0
2001 | 4 | 19 | 0 | 0 | 0 | 0 | 0 | 0 | 0 | 0 | 0 | 0 | 0 | 0 | 0
2001 | 4 | 20 | 0 | 0 | 0 | 0 | 0 | 0 | 0 | 0 | 0 | 0 | 0 | 0 | 0
2001 | 4 | 21 | 0 | 0 | 0 | 0 | 0 | 0 | 0 | 0 | 0 | 0 | 0 | 0 | 0
2001 | 4 | 22 | 0 | 0 | 0 | 0 | 0 | 0 | 0 | 0 | 0 | 0 | 0 | 0 | 0
2001 | 4 | 23 | 0 | 0 | 0 | 0 | 0 | 0 | 0 | 0 | 0 | 0 | 0 | 0 | 0
2001 | 4 | 24 | 0 | 0 | 0 | 0 | 0 | 0 | 0 | 0 | 0 | 0 | 0 | 0 | 0
2001 | 4 | 25 | 0 | 0 | 0 | 0 | 0 | 0 | 0 | 0 | 0 | 0 | 0 | 0 | 0
2001 | 4 | 26 | 0 | 0 | 0 | 0 | 0 | 0 | 0 | 0 | 0 | 0 | 0 | 0 | 0
2001 | 4 | 27 | 0 | 0 | 0 | 0 | 0 | 0 | 0 | 0 | 0 | 0 | 0 | 0 | 0
2001 | 4 | 28 | 0 | 0 | 0 | 0 | 0 | 0 | 0 | 0 | 0 | 0 | 0 | 0 | 0
2001 | 4 | 29 | 0 | 0 | 0 | 0 | 0 | 0 | 0 | 0 | 0 | 0 | 0 | 0 | 0
2001 | 4 | 30 | 0 | 0 | 0 | 0 | 0 | 0 | 0 | 0 | 0 | 0 | 0 | 0 | 0
2001 | 5 | 1 | 0 | 0 | 0 | 0 | 0 | 0 | 0 | 0 | 0 | 0 | 0 | 0 | 0
2001 | 5 | 2 | 0 | 0 | 0 | 0 | 0 | 0 | 0 | 0 | 0 | 0 | 0 | 0 | 0
2001 | 5 | 3 | 0 | 0 | 0 | 0 | 0 | 0 | 0 | 0 | 0 | 0 | 0 | 0 | 0
2001 | 5 | 4 | 0 | 0 | 0 | 0 | 0 | 0 | 0 | 0 | 0 | 0 | 0 | 0 | 0
2001 | 5 | 5 | 0 | 0 | 0 | 0 | 0 | 0 | 0 | 0 | 0 | 0 | 0 | 0 | 0
2001 | 5 | 6 | 0 | 0 | 0 | 0 | 0 | 0 | 0 | 0 | 0 | 0 | 0 | 0 | 0
2001 | 5 | 7 | 0 | 0 | 0 | 0 | 0 | 0 | 0 | 0 | 0 | 0 | 0 | 0 | 0
2001 | 5 | 8 | 0 | 0 | 0 | 0 | 0 | 0 | 0 | 0 | 0 | 0 | 0 | 0 | 0
2001 | 5 | 9 | 0.04 | 0.04 | 0 | 0 | 0.04 | 0 | 0 | 0 | 0 | 0 | 0 | 0 | 0
2001 | 5 | 10 | 0 | 0 | 0 | 0 | 0 | 0 | 0 | 0 | 0 | 0 | 0 | 0 | 0
2001 | 5 | 11 | 0 | 0 | 0 | 0 | 0 | 0 | 0 | 0 | 0 | 0 | 0 | 0 | 0
2001 | 5 | 12 | 0.02 | 0.02 | 0 | 0 | 0.02 | 0 | 0 | 0 | 0 | 0 | 0 | 0 | 0
2001 | 5 | 13 | 0 | 0 | 0 | 0 | 0 | 0 | 0 | 0 | 0 | 0 | 0 | 0 | 0
2001 | 5 | 14 | 0 | 0 | 0 | 0 | 0 | 0 | 0 | 0 | 0 | 0 | 0 | 0 | 0
2001 | 5 | 15 | 0 | 0 | 0 | 0 | 0 | 0 | 0 | 0 | 0 | 0 | 0 | 0 | 0
2001 | 5 | 16 | 0 | 0 | 0 | 0 | 0 | 0 | 0 | 0 | 0 | 0 | 0 | 0 | 0
2001 | 5 | 17 | 0 | 0 | 0 | 0 | 0 | 0 | 0 | 0 | 0 | 0 | 0 | 0 | 0
2001 | 5 | 18 | 0.08 | 0.08 | 0.03 | 0 | 0.08 | 0.03 | 0 | 0 | 0 | 0 | 0 | 0 | 0
2001 | 5 | 19 | 0.76 | 0.76 | 0.71 | 0 | 0.76 | 0.71 | 0 | 0 | 0 | 0 | 0 | 0 | 0
2001 | 5 | 20 | 0.11 | 0.11 | 0.06 | 0 | 0.11 | 0.06 | 0 | 0 | 0 | 0 | 0 | 0 | 0
2001 | 5 | 21 | 0.19 | 0.19 | 0.14 | 0 | 0.19 | 0.14 | 0 | 0 | 0 | 0 | 0 | 0 | 0
2001 | 5 | 22 | 0.82 | 0.82 | 0.77 | 0 | 0.82 | 0.77 | 0 | 0 | 0 | 0 | 0 | 0 | 0
2001 | 5 | 23 | 0 | 0 | 0 | 0 | 0 | 0 | 0 | 0 | 0 | 0 | 0 | 0 | 0
2001 | 5 | 24 | 0 | 0 | 0 | 0 | 0 | 0 | 0 | 0 | 0 | 0 | 0 | 0 | 0
2001 | 5 | 25 | 0.52 | 0.52 | 0.47 | 0 | 0.52 | 0.47 | 0 | 0 | 0 | 0 | 0 | 0 | 0
2001 | 5 | 26 | 1.07 | 1 | 0.95 | 0 | 1 | 0.95 | 0 | 0 | 0 | 0 | 0 | 0 | 0
2001 | 5 | 27 | 0.1 | 0.1 | 0.05 | 0 | 0.1 | 0.05 | 0 | 0 | 0 | 0 | 0 | 0 | 0
2001 | 5 | 28 | 0 | 0 | 0 | 0 | 0 | 0 | 0 | 0 | 0 | 0 | 0 | 0 | 0
2001 | 5 | 29 | 0 | 0 | 0 | 0 | 0 | 0 | 0 | 0 | 0 | 0 | 0 | 0 | 0
2001 | 5 | 30 | 0 | 0 | 0 | 0 | 0 | 0 | 0 | 0 | 0 | 0 | 0 | 0 | 0
2001 | 5 | 31 | 0 | 0 | 0 | 0 | 0 | 0 | 0 | 0 | 0 | 0 | 0 | 0 | 0
2001 | 6 | 1 | 0.52 | 0.52 | 0.47 | 0 | 0.52 | 0.47 | 0 | 0 | 0 | 0 | 0 | 0 | 0
2001 | 6 | 2 | 0 | 0 | 0 | 0 | 0 | 0 | 0 | 0 | 0 | 0 | 0 | 0 | 0
2001 | 6 | 3 | 0 | 0 | 0 | 0 | 0 | 0 | 0 | 0 | 0 | 0 | 0 | 0 | 0
2001 | 6 | 4 | 0.17 | 0.17 | 0.12 | 0 | 0.17 | 0.12 | 0 | 0 | 0 | 0 | 0 | 0 | 0
2001 | 6 | 5 | 0.07 | 0.07 | 0.02 | 0 | 0.07 | 0.02 | 0 | 0 | 0 | 0 | 0 | 0 | 0
2001 | 6 | 6 | 0.08 | 0.08 | 0.03 | 0 | 0.08 | 0.03 | 0 | 0 | 0 | 0 | 0 | 0 | 0
2001 | 6 | 7 | 1.01 | 1 | 0.95 | 0 | 1 | 0.95 | 0 | 0 | 0 | 0 | 0 | 0 | 0
2001 | 6 | 8 | 0 | 0 | 0 | 0 | 0 | 0 | 0 | 0 | 0 | 0 | 0 | 0 | 0
2001 | 6 | 9 | 0 | 0 | 0 | 0 | 0 | 0 | 0 | 0 | 0 | 0 | 0 | 0 | 0
2001 | 6 | 10 | 0 | 0 | 0 | 0 | 0 | 0 | 0 | 0 | 0 | 0 | 0 | 0 | 0
2001 | 6 | 11 | 0 | 0 | 0 | 0 | 0 | 0 | 0 | 0 | 0 | 0 | 0 | 0 | 0
2001 | 6 | 12 | 0 | 0 | 0 | 0 | 0 | 0 | 0 | 0 | 0 | 0 | 0 | 0 | 0
2001 | 6 | 13 | 0.03 | 0.03 | 0 | 0 | 0.03 | 0 | 0 | 0 | 0 | 0 | 0 | 0 | 0
2001 | 6 | 14 | 0 | 0 | 0 | 0 | 0 | 0 | 0 | 0 | 0 | 0 | 0 | 0 | 0
2001 | 6 | 15 | 0.2 | 0.2 | 0.15 | 0 | 0.2 | 0.15 | 0 | 0 | 0 | 0 | 0 | 0 | 0
2001 | 6 | 16 | 1.64 | 1 | 0.95 | 0 | 1 | 0.95 | 0 | 0 | 0 | 0 | 0 | 0 | 0
2001 | 6 | 17 | 0 | 0 | 0 | 0 | 0 | 0 | 0 | 0 | 0 | 0 | 0 | 0 | 0
2001 | 6 | 18 | 0 | 0 | 0 | 0 | 0 | 0 | 0 | 0 | 0 | 0 | 0 | 0 | 0
2001 | 6 | 19 | 0 | 0 | 0 | 0 | 0 | 0 | 0 | 0 | 0 | 0 | 0 | 0 | 0
2001 | 6 | 20 | 0 | 0 | 0 | 0 | 0 | 0 | 0 | 0 | 0 | 0 | 0 | 0 | 0
2001 | 6 | 21 | 0 | 0 | 0 | 0 | 0 | 0 | 0 | 0 | 0 | 0 | 0 | 0 | 0
2001 | 6 | 22 | 0.81 | 0.81 | 0.76 | 0 | 0.81 | 0.76 | 0 | 0 | 0 | 0 | 0 | 0 | 0
2001 | 6 | 23 | 0.01 | 0.01 | 0 | 0 | 0.01 | 0 | 0 | 0 | 0 | 0 | 0 | 0 | 0
2001 | 6 | 24 | 0 | 0 | 0 | 0 | 0 | 0 | 0 | 0 | 0 | 0 | 0 | 0 | 0
2001 | 6 | 25 | 0 | 0 | 0 | 0 | 0 | 0 | 0 | 0 | 0 | 0 | 0 | 0 | 0
2001 | 6 | 26 | 0 | 0 | 0 | 0 | 0 | 0 | 0 | 0 | 0 | 0 | 0 | 0 | 0
2001 | 6 | 27 | 0 | 0 | 0 | 0 | 0 | 0 | 0 | 0 | 0 | 0 | 0 | 0 | 0
2001 | 6 | 28 | 0 | 0 | 0 | 0 | 0 | 0 | 0 | 0 | 0 | 0 | 0 | 0 | 0
2001 | 6 | 29 | 0 | 0 | 0 | 0 | 0 | 0 | 0 | 0 | 0 | 0 | 0 | 0 | 0
2001 | 6 | 30 | 0.15 | 0.15 | 0.1 | 0 | 0.15 | 0.1 | 0 | 0 | 0 | 0 | 0 | 0 | 0
2001 | 7 | 1 | 0.1 | 0.1 | 0.05 | 0 | 0.1 | 0.05 | 0 | 0 | 0 | 0 | 0 | 0 | 0
2001 | 7 | 2 | 0 | 0 | 0 | 0 | 0 | 0 | 0 | 0 | 0 | 0 | 0 | 0 | 0
2001 | 7 | 3 | 0 | 0 | 0 | 0 | 0 | 0 | 0 | 0 | 0 | 0 | 0 | 0 | 0
2001 | 7 | 4 | 0.98 | 0.98 | 0.93 | 0 | 0.98 | 0.93 | 0 | 0 | 0 | 0 | 0 | 0 | 0
2001 | 7 | 5 | 0.18 | 0.18 | 0.13 | 0 | 0.18 | 0.13 | 0 | 0 | 0 | 0 | 0 | 0 | 0
2001 | 7 | 6 | 0 | 0 | 0 | 0 | 0 | 0 | 0 | 0 | 0 | 0 | 0 | 0 | 0
2001 | 7 | 7 | 0 | 0 | 0 | 0 | 0 | 0 | 0 | 0 | 0 | 0 | 0 | 0 | 0
2001 | 7 | 8 | 0.45 | 0.45 | 0.4 | 0 | 0.45 | 0.4 | 0 | 0 | 0 | 0 | 0 | 0 | 0
2001 | 7 | 9 | 0.03 | 0.03 | 0 | 0 | 0.03 | 0 | 0 | 0 | 0 | 0 | 0 | 0 | 0
2001 | 7 | 10 | 0.53 | 0.53 | 0.48 | 0 | 0.53 | 0.48 | 0 | 0 | 0 | 0 | 0 | 0 | 0
2001 | 7 | 11 | 0 | 0 | 0 | 0 | 0 | 0 | 0 | 0 | 0 | 0 | 0 | 0 | 0
2001 | 7 | 12 | 0 | 0 | 0 | 0 | 0 | 0 | 0 | 0 | 0 | 0 | 0 | 0 | 0
2001 | 7 | 13 | 0 | 0 | 0 | 0 | 0 | 0 | 0 | 0 | 0 | 0 | 0 | 0 | 0
2001 | 7 | 14 | 0 | 0 | 0 | 0 | 0 | 0 | 0 | 0 | 0 | 0 | 0 | 0 | 0
2001 | 7 | 15 | 0 | 0 | 0 | 0 | 0 | 0 | 0 | 0 | 0 | 0 | 0 | 0 | 0
2001 | 7 | 16 | 0 | 0 | 0 | 0 | 0 | 0 | 0 | 0 | 0 | 0 | 0 | 0 | 0
2001 | 7 | 17 | 0 | 0 | 0 | 0 | 0 | 0 | 0 | 0 | 0 | 0 | 0 | 0 | 0
2001 | 7 | 18 | 0.2 | 0.2 | 0.15 | 0 | 0.2 | 0.15 | 0 | 0 | 0 | 0 | 0 | 0 | 0
2001 | 7 | 19 | 0 | 0 | 0 | 0 | 0 | 0 | 0 | 0 | 0 | 0 | 0 | 0 | 0
2001 | 7 | 20 | 0 | 0 | 0 | 0 | 0 | 0 | 0 | 0 | 0 | 0 | 0 | 0 | 0
2001 | 7 | 21 | 0 | 0 | 0 | 0 | 0 | 0 | 0 | 0 | 0 | 0 | 0 | 0 | 0
2001 | 7 | 22 | 0 | 0 | 0 | 0 | 0 | 0 | 0 | 0 | 0 | 0 | 0 | 0 | 0
2001 | 7 | 23 | 0 | 0 | 0 | 0 | 0 | 0 | 0 | 0 | 0 | 0 | 0 | 0 | 0
2001 | 7 | 24 | 0 | 0 | 0 | 0 | 0 | 0 | 0 | 0 | 0 | 0 | 0 | 0 | 0
2001 | 7 | 25 | 0 | 0 | 0 | 0 | 0 | 0 | 0 | 0 | 0 | 0 | 0 | 0 | 0
2001 | 7 | 26 | 1.33 | 1 | 0.95 | 0 | 1 | 0.95 | 0 | 0 | 0 | 0 | 0 | 0 | 0
2001 | 7 | 27 | 0 | 0 | 0 | 0 | 0 | 0 | 0 | 0 | 0 | 0 | 0 | 0 | 0
2001 | 7 | 28 | 0 | 0 | 0 | 0 | 0 | 0 | 0 | 0 | 0 | 0 | 0 | 0 | 0
2001 | 7 | 29 | 0.97 | 0.97 | 0.92 | 0 | 0.97 | 0.92 | 0 | 0 | 0 | 0 | 0 | 0 | 0
2001 | 7 | 30 | 0.01 | 0.01 | 0 | 0 | 0.01 | 0 | 0 | 0 | 0 | 0 | 0 | 0 | 0
2001 | 7 | 31 | 0 | 0 | 0 | 0 | 0 | 0 | 0 | 0 | 0 | 0 | 0 | 0 | 0
2001 | 8 | 1 | 0 | 0 | 0 | 0 | 0 | 0 | 0 | 0 | 0 | 0 | 0 | 0 | 0
2001 | 8 | 2 | 0 | 0 | 0 | 0 | 0 | 0 | 0 | 0 | 0 | 0 | 0 | 0 | 0
2001 | 8 | 3 | 0 | 0 | 0 | 0 | 0 | 0 | 0 | 0 | 0 | 0 | 0 | 0 | 0
2001 | 8 | 4 | 0 | 0 | 0 | 0 | 0 | 0 | 0 | 0 | 0 | 0 | 0 | 0 | 0
2001 | 8 | 5 | 0 | 0 | 0 | 0 | 0 | 0 | 0 | 0 | 0 | 0 | 0 | 0 | 0
2001 | 8 | 6 | 0 | 0 | 0 | 0 | 0 | 0 | 0 | 0 | 0 | 0 | 0 | 0 | 0
2001 | 8 | 7 | 0 | 0 | 0 | 0 | 0 | 0 | 0 | 0 | 0 | 0 | 0 | 0 | 0
2001 | 8 | 8 | 0 | 0 | 0 | 0 | 0 | 0 | 0 | 0 | 0 | 0 | 0 | 0 | 0
2001 | 8 | 9 | 0 | 0 | 0 | 0 | 0 | 0 | 0 | 0 | 0 | 0 | 0 | 0 | 0
2001 | 8 | 10 | 0.4 | 0.4 | 0.35 | 0 | 0.4 | 0.35 | 0 | 0 | 0 | 0 | 0 | 0 | 0
2001 | 8 | 11 | 0.92 | 0.92 | 0.87 | 0 | 0.92 | 0.87 | 0 | 0 | 0 | 0 | 0 | 0 | 0
2001 | 8 | 12 | 0.18 | 0.18 | 0.13 | 0 | 0.18 | 0.13 | 0 | 0 | 0 | 0 | 0 | 0 | 0
2001 | 8 | 13 | 0.23 | 0.23 | 0.18 | 0 | 0.23 | 0.18 | 0 | 0 | 0 | 0 | 0 | 0 | 0
2001 | 8 | 14 | 0 | 0 | 0 | 0 | 0 | 0 | 0 | 0 | 0 | 0 | 0 | 0 | 0
2001 | 8 | 15 | 0.01 | 0.01 | 0 | 0 | 0.01 | 0 | 0 | 0 | 0 | 0 | 0 | 0 | 0
2001 | 8 | 16 | 0 | 0 | 0 | 0 | 0 | 0 | 0 | 0 | 0 | 0 | 0 | 0 | 0
2001 | 8 | 17 | 0.01 | 0.01 | 0 | 0 | 0.01 | 0 | 0 | 0 | 0 | 0 | 0 | 0 | 0
2001 | 8 | 18 | 0 | 0 | 0 | 0 | 0 | 0 | 0 | 0 | 0 | 0 | 0 | 0 | 0
2001 | 8 | 19 | 0.27 | 0.27 | 0.22 | 0 | 0.27 | 0.22 | 0 | 0 | 0 | 0 | 0 | 0 | 0
2001 | 8 | 20 | 0.07 | 0.07 | 0.02 | 0 | 0.07 | 0.02 | 0 | 0 | 0 | 0 | 0 | 0 | 0
2001 | 8 | 21 | 0 | 0 | 0 | 0 | 0 | 0 | 0 | 0 | 0 | 0 | 0 | 0 | 0
2001 | 8 | 22 | 0 | 0 | 0 | 0 | 0 | 0 | 0 | 0 | 0 | 0 | 0 | 0 | 0
2001 | 8 | 23 | 0.8 | 0.8 | 0.75 | 0 | 0.8 | 0.75 | 0 | 0 | 0 | 0 | 0 | 0 | 0
2001 | 8 | 24 | 0 | 0 | 0 | 0 | 0 | 0 | 0 | 0 | 0 | 0 | 0 | 0 | 0
2001 | 8 | 25 | 0 | 0 | 0 | 0 | 0 | 0 | 0 | 0 | 0 | 0 | 0 | 0 | 0
2001 | 8 | 26 | 0 | 0 | 0 | 0 | 0 | 0 | 0 | 0 | 0 | 0 | 0 | 0 | 0
2001 | 8 | 27 | 0 | 0 | 0 | 0 | 0 | 0 | 0 | 0 | 0 | 0 | 0 | 0 | 0
2001 | 8 | 28 | 0 | 0 | 0 | 0 | 0 | 0 | 0 | 0 | 0 | 0 | 0 | 0 | 0
2001 | 8 | 29 | 0 | 0 | 0 | 0 | 0 | 0 | 0 | 0 | 0 | 0 | 0 | 0 | 0
2001 | 8 | 30 | 0.09 | 0.09 | 0.04 | 0 | 0.09 | 0.04 | 0 | 0 | 0 | 0 | 0 | 0 | 0
2001 | 8 | 31 | 0 | 0 | 0 | 0 | 0 | 0 | 0 | 0 | 0 | 0 | 0 | 0 | 0
2001 | 9 | 1 | 0 | 0 | 0 | 0 | 0 | 0 | 0 | 0 | 0 | 0 | 0 | 0 | 0
2001 | 9 | 2 | 0 | 0 | 0 | 0 | 0 | 0 | 0 | 0 | 0 | 0 | 0 | 0 | 0
2001 | 9 | 3 | 0 | 0 | 0 | 0 | 0 | 0 | 0 | 0 | 0 | 0 | 0 | 0 | 0
2001 | 9 | 4 | 0 | 0 | 0 | 0 | 0 | 0 | 0 | 0 | 0 | 0 | 0 | 0 | 0
2001 | 9 | 5 | 0 | 0 | 0 | 0 | 0 | 0 | 0 | 0 | 0 | 0 | 0 | 0 | 0
2001 | 9 | 6 | 0 | 0 | 0 | 0 | 0 | 0 | 0 | 0 | 0 | 0 | 0 | 0 | 0
2001 | 9 | 7 | 0 | 0 | 0 | 0 | 0 | 0 | 0 | 0 | 0 | 0 | 0 | 0 | 0
2001 | 9 | 8 | 0 | 0 | 0 | 0 | 0 | 0 | 0 | 0 | 0 | 0 | 0 | 0 | 0
2001 | 9 | 9 | 0 | 0 | 0 | 0 | 0 | 0 | 0 | 0 | 0 | 0 | 0 | 0 | 0
2001 | 9 | 10 | 0.14 | 0.14 | 0.09 | 0 | 0.14 | 0.09 | 0 | 0 | 0 | 0 | 0 | 0 | 0
2001 | 9 | 11 | 0 | 0 | 0 | 0 | 0 | 0 | 0 | 0 | 0 | 0 | 0 | 0 | 0
2001 | 9 | 12 | 0 | 0 | 0 | 0 | 0 | 0 | 0 | 0 | 0 | 0 | 0 | 0 | 0
2001 | 9 | 13 | 0 | 0 | 0 | 0 | 0 | 0 | 0 | 0 | 0 | 0 | 0 | 0 | 0
2001 | 9 | 14 | 0.15 | 0.15 | 0.1 | 0 | 0.15 | 0.1 | 0 | 0 | 0 | 0 | 0 | 0 | 0
2001 | 9 | 15 | 0 | 0 | 0 | 0 | 0 | 0 | 0 | 0 | 0 | 0 | 0 | 0 | 0
2001 | 9 | 16 | 0 | 0 | 0 | 0 | 0 | 0 | 0 | 0 | 0 | 0 | 0 | 0 | 0
2001 | 9 | 17 | 0 | 0 | 0 | 0 | 0 | 0 | 0 | 0 | 0 | 0 | 0 | 0 | 0
2001 | 9 | 18 | 0 | 0 | 0 | 0 | 0 | 0 | 0 | 0 | 0 | 0 | 0 | 0 | 0
2001 | 9 | 19 | 0 | 0 | 0 | 0 | 0 | 0 | 0 | 0 | 0 | 0 | 0 | 0 | 0
2001 | 9 | 20 | 0.42 | 0.42 | 0.37 | 0 | 0.42 | 0.37 | 0 | 0 | 0 | 0 | 0 | 0 | 0
2001 | 9 | 21 | 0.03 | 0.03 | 0 | 0 | 0.03 | 0 | 0 | 0 | 0 | 0 | 0 | 0 | 0
2001 | 9 | 22 | 0 | 0 | 0 | 0 | 0 | 0 | 0 | 0 | 0 | 0 | 0 | 0 | 0
2001 | 9 | 23 | 0 | 0 | 0 | 0 | 0 | 0 | 0 | 0 | 0 | 0 | 0 | 0 | 0
2001 | 9 | 24 | 0.31 | 0.31 | 0.26 | 0 | 0.31 | 0.26 | 0 | 0 | 0 | 0 | 0 | 0 | 0
2001 | 9 | 25 | 0.3 | 0.3 | 0.25 | 0 | 0.3 | 0.25 | 0 | 0 | 0 | 0 | 0 | 0 | 0
2001 | 9 | 26 | 0 | 0 | 0 | 0 | 0 | 0 | 0 | 0 | 0 | 0 | 0 | 0 | 0
2001 | 9 | 27 | 0.03 | 0.03 | 0 | 0 | 0.03 | 0 | 0 | 0 | 0 | 0 | 0 | 0 | 0
2001 | 9 | 28 | 0 | 0 | 0 | 0 | 0 | 0 | 0 | 0 | 0 | 0 | 0 | 0 | 0
2001 | 9 | 29 | 0 | 0 | 0 | 0 | 0 | 0 | 0 | 0 | 0 | 0 | 0 | 0 | 0
2001 | 9 | 30 | 0.03 | 0.03 | 0 | 0 | 0.03 | 0 | 0 | 0 | 0 | 0 | 0 | 0 | 0
2001 | 10 | 1 | 0.03 | 0.03 | 0 | 0 | 0.03 | 0 | 0 | 0 | 0 | 0 | 0 | 0 | 0
2001 | 10 | 2 | 0 | 0 | 0 | 0 | 0 | 0 | 0 | 0 | 0 | 0 | 0 | 0 | 0
2001 | 10 | 3 | 0 | 0 | 0 | 0 | 0 | 0 | 0 | 0 | 0 | 0 | 0 | 0 | 0
2001 | 10 | 4 | 0 | 0 | 0 | 0 | 0 | 0 | 0 | 0 | 0 | 0 | 0 | 0 | 0
2001 | 10 | 5 | 0 | 0 | 0 | 0 | 0 | 0 | 0 | 0 | 0 | 0 | 0 | 0 | 0
2001 | 10 | 6 | 0.14 | 0.14 | 0.09 | 0 | 0.14 | 0.09 | 0 | 0 | 0 | 0 | 0 | 0 | 0
2001 | 10 | 7 | 0 | 0 | 0 | 0 | 0 | 0 | 0 | 0 | 0 | 0 | 0 | 0 | 0
2001 | 10 | 8 | 0 | 0 | 0 | 0 | 0 | 0 | 0 | 0 | 0 | 0 | 0 | 0 | 0
2001 | 10 | 9 | 0 | 0 | 0 | 0 | 0 | 0 | 0 | 0 | 0 | 0 | 0 | 0 | 0
2001 | 10 | 10 | 0 | 0 | 0 | 0 | 0 | 0 | 0 | 0 | 0 | 0 | 0 | 0 | 0
2001 | 10 | 11 | 0 | 0 | 0 | 0 | 0 | 0 | 0 | 0 | 0 | 0 | 0 | 0 | 0
2001 | 10 | 12 | 0 | 0 | 0 | 0 | 0 | 0 | 0 | 0 | 0 | 0 | 0 | 0 | 0
2001 | 10 | 13 | 0 | 0 | 0 | 0 | 0 | 0 | 0 | 0 | 0 | 0 | 0 | 0 | 0
2001 | 10 | 14 | 0.32 | 0.32 | 0.27 | 0 | 0.32 | 0.27 | 0 | 0 | 0 | 0 | 0 | 0 | 0
2001 | 10 | 15 | 0 | 0 | 0 | 0 | 0 | 0 | 0 | 0 | 0 | 0 | 0 | 0 | 0
2001 | 10 | 16 | 0.2 | 0.2 | 0.15 | 0 | 0.2 | 0.15 | 0 | 0 | 0 | 0 | 0 | 0 | 0
2001 | 10 | 17 | 0 | 0 | 0 | 0 | 0 | 0 | 0 | 0 | 0 | 0 | 0 | 0 | 0
2001 | 10 | 18 | 0 | 0 | 0 | 0 | 0 | 0 | 0 | 0 | 0 | 0 | 0 | 0 | 0
2001 | 10 | 19 | 0 | 0 | 0 | 0 | 0 | 0 | 0 | 0 | 0 | 0 | 0 | 0 | 0
2001 | 10 | 20 | 0 | 0 | 0 | 0 | 0 | 0 | 0 | 0 | 0 | 0 | 0 | 0 | 0
2001 | 10 | 21 | 0 | 0 | 0 | 0 | 0 | 0 | 0 | 0 | 0 | 0 | 0 | 0 | 0
2001 | 10 | 22 | 0 | 0 | 0 | 0 | 0 | 0 | 0 | 0 | 0 | 0 | 0 | 0 | 0
2001 | 10 | 23 | 0 | 0 | 0 | 0 | 0 | 0 | 0 | 0 | 0 | 0 | 0 | 0 | 0
2001 | 10 | 24 | 0 | 0 | 0 | 0 | 0 | 0 | 0 | 0 | 0 | 0 | 0 | 0 | 0
2001 | 10 | 25 | 0 | 0 | 0 | 0 | 0 | 0 | 0 | 0 | 0 | 0 | 0 | 0 | 0
2001 | 10 | 26 | 0 | 0 | 0 | 0 | 0 | 0 | 0 | 0 | 0 | 0 | 0 | 0 | 0
2001 | 10 | 27 | 0 | 0 | 0 | 0 | 0 | 0 | 0 | 0 | 0 | 0 | 0 | 0 | 0
2001 | 10 | 28 | 0 | 0 | 0 | 0 | 0 | 0 | 0 | 0 | 0 | 0 | 0 | 0 | 0
2001 | 10 | 29 | 0 | 0 | 0 | 0 | 0 | 0 | 0 | 0 | 0 | 0 | 0 | 0 | 0
2001 | 10 | 30 | 0 | 0 | 0 | 0 | 0 | 0 | 0 | 0 | 0 | 0 | 0 | 0 | 0
2001 | 10 | 31 | 0 | 0 | 0 | 0 | 0 | 0 | 0 | 0 | 0 | 0 | 0 | 0 | 0
2001 | 11 | 1 | 0 | 0 | 0 | 0 | 0 | 0 | 0 | 0 | 0 | 0 | 0 | 0 | 0
2001 | 11 | 2 | 0 | 0 | 0 | 0 | 0 | 0 | 0 | 0 | 0 | 0 | 0 | 0 | 0
2001 | 11 | 3 | 0.01 | 0.01 | 0 | 0 | 0.01 | 0 | 0 | 0 | 0 | 0 | 0 | 0 | 0
2001 | 11 | 4 | 0 | 0 | 0 | 0 | 0 | 0 | 0 | 0 | 0 | 0 | 0 | 0 | 0
2001 | 11 | 5 | 0 | 0 | 0 | 0 | 0 | 0 | 0 | 0 | 0 | 0 | 0 | 0 | 0
2001 | 11 | 6 | 0 | 0 | 0 | 0 | 0 | 0 | 0 | 0 | 0 | 0 | 0 | 0 | 0
2001 | 11 | 7 | 0 | 0 | 0 | 0 | 0 | 0 | 0 | 0 | 0 | 0 | 0 | 0 | 0
2001 | 11 | 8 | 0 | 0 | 0 | 0 | 0 | 0 | 0 | 0 | 0 | 0 | 0 | 0 | 0
2001 | 11 | 9 | 0 | 0 | 0 | 0 | 0 | 0 | 0 | 0 | 0 | 0 | 0 | 0 | 0
2001 | 11 | 10 | 0 | 0 | 0 | 0 | 0 | 0 | 0 | 0 | 0 | 0 | 0 | 0 | 0
2001 | 11 | 11 | 0 | 0 | 0 | 0 | 0 | 0 | 0 | 0 | 0 | 0 | 0 | 0 | 0
2001 | 11 | 12 | 0 | 0 | 0 | 0 | 0 | 0 | 0 | 0 | 0 | 0 | 0 | 0 | 0
2001 | 11 | 13 | 0 | 0 | 0 | 0 | 0 | 0 | 0 | 0 | 0 | 0 | 0 | 0 | 0
2001 | 11 | 14 | 0 | 0 | 0 | 0 | 0 | 0 | 0 | 0 | 0 | 0 | 0 | 0 | 0
2001 | 11 | 15 | 0 | 0 | 0 | 0 | 0 | 0 | 0 | 0 | 0 | 0 | 0 | 0 | 0
2001 | 11 | 16 | 0 | 0 | 0 | 0 | 0 | 0 | 0 | 0 | 0 | 0 | 0 | 0 | 0
2001 | 11 | 17 | 0 | 0 | 0 | 0 | 0 | 0 | 0 | 0 | 0 | 0 | 0 | 0 | 0
2001 | 11 | 18 | 0 | 0 | 0 | 0 | 0 | 0 | 0 | 0 | 0 | 0 | 0 | 0 | 0
2001 | 11 | 19 | 0 | 0 | 0 | 0 | 0 | 0 | 0 | 0 | 0 | 0 | 0 | 0 | 0
2001 | 11 | 20 | 0.03 | 0.03 | 0 | 0 | 0.03 | 0 | 0 | 0 | 0 | 0 | 0 | 0 | 0
2001 | 11 | 21 | 0 | 0 | 0 | 0 | 0 | 0 | 0 | 0 | 0 | 0 | 0 | 0 | 0
2001 | 11 | 22 | 0 | 0 | 0 | 0 | 0 | 0 | 0 | 0 | 0 | 0 | 0 | 0 | 0
2001 | 11 | 23 | 0 | 0 | 0 | 0 | 0 | 0 | 0 | 0 | 0 | 0 | 0 | 0 | 0
2001 | 11 | 24 | 0.12 | 0.12 | 0.07 | 0 | 0.12 | 0.07 | 0 | 0 | 0 | 0 | 0 | 0 | 0
2001 | 11 | 25 | 0.38 | 0.38 | 0.33 | 0 | 0.38 | 0.33 | 0 | 0 | 0 | 0 | 0 | 0 | 0
2001 | 11 | 26 | 0 | 0 | 0 | 0 | 0 | 0 | 0 | 0 | 0 | 0 | 0 | 0 | 0
2001 | 11 | 27 | 0 | 0 | 0 | 0 | 0 | 0 | 0 | 0 | 0 | 0 | 0 | 0 | 0
2001 | 11 | 28 | 0 | 0 | 0 | 0 | 0 | 0 | 0 | 0 | 0 | 0 | 0 | 0 | 0
2001 | 11 | 29 | 0 | 0 | 0 | 0 | 0 | 0 | 0 | 0 | 0 | 0 | 0 | 0 | 0
2001 | 11 | 30 | 0.01 | 0.01 | 0 | 0 | 0.01 | 0 | 0 | 0 | 0 | 0 | 0 | 0 | 0
2001 | 12 | 1 | 0 | 0 | 0 | 0 | 0 | 0 | 0 | 0 | 0 | 0 | 0 | 0 | 0
2001 | 12 | 2 | 0 | 0 | 0 | 0 | 0 | 0 | 0 | 0 | 0 | 0 | 0 | 0 | 0
2001 | 12 | 3 | 0 | 0 | 0 | 0 | 0 | 0 | 0 | 0 | 0 | 0 | 0 | 0 | 0
2001 | 12 | 4 | 0 | 0 | 0 | 0 | 0 | 0 | 0 | 0 | 0 | 0 | 0 | 0 | 0
2001 | 12 | 5 | 0 | 0 | 0 | 0 | 0 | 0 | 0 | 0 | 0 | 0 | 0 | 0 | 0
2001 | 12 | 6 | 0 | 0 | 0 | 0 | 0 | 0 | 0 | 0 | 0 | 0 | 0 | 0 | 0
2001 | 12 | 7 | 0 | 0 | 0 | 0 | 0 | 0 | 0 | 0 | 0 | 0 | 0 | 0 | 0
2001 | 12 | 8 | 0.57 | 0.57 | 0.52 | 0 | 0.57 | 0.52 | 0 | 0 | 0 | 0 | 0 | 0 | 0
2001 | 12 | 9 | 0.01 | 0.01 | 0 | 0 | 0.01 | 0 | 0 | 0 | 0 | 0 | 0 | 0 | 0
2001 | 12 | 10 | 0.04 | 0.04 | 0 | 0 | 0.04 | 0 | 0 | 0 | 0 | 0 | 0 | 0 | 0
2001 | 12 | 11 | 0.4 | 0.4 | 0.35 | 0 | 0.4 | 0.35 | 0 | 0 | 0 | 0 | 0 | 0 | 0
2001 | 12 | 12 | 0 | 0 | 0 | 0 | 0 | 0 | 0 | 0 | 0 | 0 | 0 | 0 | 0
2001 | 12 | 13 | 0 | 0 | 0 | 0 | 0 | 0 | 0 | 0 | 0 | 0 | 0 | 0 | 0
2001 | 12 | 14 | 0.06 | 0.06 | 0.01 | 0 | 0.06 | 0.01 | 0 | 0 | 0 | 0 | 0 | 0 | 0
2001 | 12 | 15 | 0 | 0 | 0 | 0 | 0 | 0 | 0 | 0 | 0 | 0 | 0 | 0 | 0
2001 | 12 | 16 | 0 | 0 | 0 | 0 | 0 | 0 | 0 | 0 | 0 | 0 | 0 | 0 | 0
2001 | 12 | 17 | 0.09 | 0.09 | 0.04 | 0 | 0.09 | 0.04 | 0 | 0 | 0 | 0 | 0 | 0 | 0
2001 | 12 | 18 | 0.03 | 0.03 | 0 | 0 | 0.03 | 0 | 0 | 0 | 0 | 0 | 0 | 0 | 0
2001 | 12 | 19 | 0 | 0 | 0 | 0 | 0 | 0 | 0 | 0 | 0 | 0 | 0 | 0 | 0
2001 | 12 | 20 | 0 | 0 | 0 | 0 | 0 | 0 | 0 | 0 | 0 | 0 | 0 | 0 | 0
2001 | 12 | 21 | 0 | 0 | 0 | 0 | 0 | 0 | 0 | 0 | 0 | 0 | 0 | 0 | 0
2001 | 12 | 22 | 0 | 0 | 0 | 0 | 0 | 0 | 0 | 0 | 0 | 0 | 0 | 0 | 0
2001 | 12 | 23 | 0.13 | 0.13 | 0.08 | 0 | 0.13 | 0.08 | 0 | 0 | 0 | 0 | 0 | 0 | 0
2001 | 12 | 24 | 0.2 | 0.2 | 0.15 | 0 | 0.2 | 0.15 | 0 | 0 | 0 | 0 | 0 | 0 | 0
2001 | 12 | 25 | 0 | 0 | 0 | 0 | 0 | 0 | 0 | 0 | 0 | 0 | 0 | 0 | 0
2001 | 12 | 26 | 0 | 0 | 0 | 0 | 0 | 0 | 0 | 0 | 0 | 0 | 0 | 0 | 0
2001 | 12 | 27 | 0 | 0 | 0 | 0 | 0 | 0 | 0 | 0 | 0 | 0 | 0 | 0 | 0
2001 | 12 | 28 | 0 | 0 | 0 | 0 | 0 | 0 | 0 | 0 | 0 | 0 | 0 | 0 | 0
2001 | 12 | 29 | 0 | 0 | 0 | 0 | 0 | 0 | 0 | 0 | 0 | 0 | 0 | 0 | 0
2001 | 12 | 30 | 0 | 0 | 0 | 0 | 0 | 0 | 0 | 0 | 0 | 0 | 0 | 0 | 0
2001 | 12 | 31 | 0 | 0 | 0 | 0 | 0 | 0 | 0 | 0 | 0 | 0 | 0 | 0 | 0
2002 | 1 | 1 | 0 | 0 | 0 | 0 | 0 | 0 | 0 | 0 | 0 | 0 | 0 | 0 | 0
2002 | 1 | 2 | 0 | 0 | 0 | 0 | 0 | 0 | 0 | 0 | 0 | 0 | 0 | 0 | 0
2002 | 1 | 3 | 0 | 0 | 0 | 0 | 0 | 0 | 0 | 0 | 0 | 0 | 0 | 0 | 0
2002 | 1 | 4 | 0 | 0 | 0 | 0 | 0 | 0 | 0 | 0 | 0 | 0 | 0 | 0 | 0
2002 | 1 | 5 | 0 | 0 | 0 | 0 | 0 | 0 | 0 | 0 | 0 | 0 | 0 | 0 | 0
2002 | 1 | 6 | 0.6 | 0.6 | 0.55 | 0 | 0.6 | 0.55 | 0 | 0 | 0 | 0 | 0 | 0 | 0
2002 | 1 | 7 | 0.01 | 0.01 | 0 | 0 | 0.01 | 0 | 0 | 0 | 0 | 0 | 0 | 0 | 0
2002 | 1 | 8 | 0 | 0 | 0 | 0 | 0 | 0 | 0 | 0 | 0 | 0 | 0 | 0 | 0
2002 | 1 | 9 | 0 | 0 | 0 | 0 | 0 | 0 | 0 | 0 | 0 | 0 | 0 | 0 | 0
2002 | 1 | 10 | 0 | 0 | 0 | 0 | 0 | 0 | 0 | 0 | 0 | 0 | 0 | 0 | 0
2002 | 1 | 11 | 0.17 | 0.17 | 0.12 | 0 | 0.17 | 0.12 | 0 | 0 | 0 | 0 | 0 | 0 | 0
2002 | 1 | 12 | 0 | 0 | 0 | 0 | 0 | 0 | 0 | 0 | 0 | 0 | 0 | 0 | 0
2002 | 1 | 13 | 0 | 0 | 0 | 0 | 0 | 0 | 0 | 0 | 0 | 0 | 0 | 0 | 0
2002 | 1 | 14 | 0 | 0 | 0 | 0 | 0 | 0 | 0 | 0 | 0 | 0 | 0 | 0 | 0
2002 | 1 | 15 | 0 | 0 | 0 | 0 | 0 | 0 | 0 | 0 | 0 | 0 | 0 | 0 | 0
2002 | 1 | 16 | 0 | 0 | 0 | 0 | 0 | 0 | 0 | 0 | 0 | 0 | 0 | 0 | 0
2002 | 1 | 17 | 0 | 0 | 0 | 0 | 0 | 0 | 0 | 0 | 0 | 0 | 0 | 0 | 0
2002 | 1 | 18 | 0 | 0 | 0 | 0 | 0 | 0 | 0 | 0 | 0 | 0 | 0 | 0 | 0
2002 | 1 | 19 | 0.37 | 0.37 | 0.32 | 0 | 0.37 | 0.32 | 0 | 0 | 0 | 0 | 0 | 0 | 0
2002 | 1 | 20 | 0 | 0 | 0 | 0 | 0 | 0 | 0 | 0 | 0 | 0 | 0 | 0 | 0
2002 | 1 | 21 | 0.02 | 0.02 | 0 | 0 | 0.02 | 0 | 0 | 0 | 0 | 0 | 0 | 0 | 0
2002 | 1 | 22 | 0 | 0 | 0 | 0 | 0 | 0 | 0 | 0 | 0 | 0 | 0 | 0 | 0
2002 | 1 | 23 | 0.04 | 0.04 | 0 | 0 | 0.04 | 0 | 0 | 0 | 0 | 0 | 0 | 0 | 0
2002 | 1 | 24 | 0.08 | 0.08 | 0.03 | 0 | 0.08 | 0.03 | 0 | 0 | 0 | 0 | 0 | 0 | 0
2002 | 1 | 25 | 0.03 | 0.03 | 0 | 0 | 0.03 | 0 | 0 | 0 | 0 | 0 | 0 | 0 | 0
2002 | 1 | 26 | 0 | 0 | 0 | 0 | 0 | 0 | 0 | 0 | 0 | 0 | 0 | 0 | 0
2002 | 1 | 27 | 0 | 0 | 0 | 0 | 0 | 0 | 0 | 0 | 0 | 0 | 0 | 0 | 0
2002 | 1 | 28 | 0 | 0 | 0 | 0 | 0 | 0 | 0 | 0 | 0 | 0 | 0 | 0 | 0
2002 | 1 | 29 | 0 | 0 | 0 | 0 | 0 | 0 | 0 | 0 | 0 | 0 | 0 | 0 | 0
2002 | 1 | 30 | 0 | 0 | 0 | 0 | 0 | 0 | 0 | 0 | 0 | 0 | 0 | 0 | 0
2002 | 1 | 31 | 0 | 0 | 0 | 0 | 0 | 0 | 0 | 0 | 0 | 0 | 0 | 0 | 0
2002 | 2 | 1 | 0.05 | 0.05 | 0 | 0 | 0.05 | 0 | 0 | 0 | 0 | 0 | 0 | 0 | 0
2002 | 2 | 2 | 0 | 0 | 0 | 0 | 0 | 0 | 0 | 0 | 0 | 0 | 0 | 0 | 0
2002 | 2 | 3 | 0 | 0 | 0 | 0 | 0 | 0 | 0 | 0 | 0 | 0 | 0 | 0 | 0
2002 | 2 | 4 | 0.07 | 0.07 | 0.02 | 0 | 0.07 | 0.02 | 0 | 0 | 0 | 0 | 0 | 0 | 0
2002 | 2 | 5 | 0 | 0 | 0 | 0 | 0 | 0 | 0 | 0 | 0 | 0 | 0 | 0 | 0
2002 | 2 | 6 | 0 | 0 | 0 | 0 | 0 | 0 | 0 | 0 | 0 | 0 | 0 | 0 | 0
2002 | 2 | 7 | 0.19 | 0.19 | 0.14 | 0 | 0.19 | 0.14 | 0 | 0 | 0 | 0 | 0 | 0 | 0
2002 | 2 | 8 | 0 | 0 | 0 | 0 | 0 | 0 | 0 | 0 | 0 | 0 | 0 | 0 | 0
2002 | 2 | 9 | 0 | 0 | 0 | 0 | 0 | 0 | 0 | 0 | 0 | 0 | 0 | 0 | 0
2002 | 2 | 10 | 0.02 | 0.02 | 0 | 0 | 0.02 | 0 | 0 | 0 | 0 | 0 | 0 | 0 | 0
2002 | 2 | 11 | 0.02 | 0.02 | 0 | 0 | 0.02 | 0 | 0 | 0 | 0 | 0 | 0 | 0 | 0
2002 | 2 | 12 | 0 | 0 | 0 | 0 | 0 | 0 | 0 | 0 | 0 | 0 | 0 | 0 | 0
2002 | 2 | 13 | 0 | 0 | 0 | 0 | 0 | 0 | 0 | 0 | 0 | 0 | 0 | 0 | 0
2002 | 2 | 14 | 0 | 0 | 0 | 0 | 0 | 0 | 0 | 0 | 0 | 0 | 0 | 0 | 0
2002 | 2 | 15 | 0 | 0 | 0 | 0 | 0 | 0 | 0 | 0 | 0 | 0 | 0 | 0 | 0
2002 | 2 | 16 | 0 | 0 | 0 | 0 | 0 | 0 | 0 | 0 | 0 | 0 | 0 | 0 | 0
2002 | 2 | 17 | 0 | 0 | 0 | 0 | 0 | 0 | 0 | 0 | 0 | 0 | 0 | 0 | 0
2002 | 2 | 18 | 0 | 0 | 0 | 0 | 0 | 0 | 0 | 0 | 0 | 0 | 0 | 0 | 0
2002 | 2 | 19 | 0 | 0 | 0 | 0 | 0 | 0 | 0 | 0 | 0 | 0 | 0 | 0 | 0
2002 | 2 | 20 | 0 | 0 | 0 | 0 | 0 | 0 | 0 | 0 | 0 | 0 | 0 | 0 | 0
2002 | 2 | 21 | 0 | 0 | 0 | 0 | 0 | 0 | 0 | 0 | 0 | 0 | 0 | 0 | 0
2002 | 2 | 22 | 0 | 0 | 0 | 0 | 0 | 0 | 0 | 0 | 0 | 0 | 0 | 0 | 0
2002 | 2 | 23 | 0 | 0 | 0 | 0 | 0 | 0 | 0 | 0 | 0 | 0 | 0 | 0 | 0
2002 | 2 | 24 | 0 | 0 | 0 | 0 | 0 | 0 | 0 | 0 | 0 | 0 | 0 | 0 | 0
2002 | 2 | 25 | 0 | 0 | 0 | 0 | 0 | 0 | 0 | 0 | 0 | 0 | 0 | 0 | 0
2002 | 2 | 26 | 0.12 | 0.12 | 0.07 | 0 | 0.12 | 0.07 | 0 | 0 | 0 | 0 | 0 | 0 | 0
2002 | 2 | 27 | 0 | 0 | 0 | 0 | 0 | 0 | 0 | 0 | 0 | 0 | 0 | 0 | 0
2002 | 2 | 28 | 0 | 0 | 0 | 0 | 0 | 0 | 0 | 0 | 0 | 0 | 0 | 0 | 0
2002 | 3 | 1 | 0 | 0 | 0 | 0 | 0 | 0 | 0 | 0 | 0 | 0 | 0 | 0 | 0
2002 | 3 | 2 | 0.77 | 0.77 | 0.72 | 0 | 0.77 | 0.72 | 0 | 0 | 0 | 0 | 0 | 0 | 0
2002 | 3 | 3 | 0.03 | 0.03 | 0 | 0 | 0.03 | 0 | 0 | 0 | 0 | 0 | 0 | 0 | 0
2002 | 3 | 4 | 0 | 0 | 0 | 0 | 0 | 0 | 0 | 0 | 0 | 0 | 0 | 0 | 0
2002 | 3 | 5 | 0 | 0 | 0 | 0 | 0 | 0 | 0 | 0 | 0 | 0 | 0 | 0 | 0
2002 | 3 | 6 | 0 | 0 | 0 | 0 | 0 | 0 | 0 | 0 | 0 | 0 | 0 | 0 | 0
2002 | 3 | 7 | 0 | 0 | 0 | 0 | 0 | 0 | 0 | 0 | 0 | 0 | 0 | 0 | 0
2002 | 3 | 8 | 0 | 0 | 0 | 0 | 0 | 0 | 0 | 0 | 0 | 0 | 0 | 0 | 0
2002 | 3 | 9 | 0.04 | 0.04 | 0 | 0 | 0.04 | 0 | 0 | 0 | 0 | 0 | 0 | 0 | 0
2002 | 3 | 10 | 0.19 | 0.19 | 0.14 | 0 | 0.19 | 0.14 | 0 | 0 | 0 | 0 | 0 | 0 | 0
2002 | 3 | 11 | 0 | 0 | 0 | 0 | 0 | 0 | 0 | 0 | 0 | 0 | 0 | 0 | 0
2002 | 3 | 12 | 0.35 | 0.35 | 0.3 | 0 | 0.35 | 0.3 | 0 | 0 | 0 | 0 | 0 | 0 | 0
2002 | 3 | 13 | 0.21 | 0.21 | 0.16 | 0 | 0.21 | 0.16 | 0 | 0 | 0 | 0 | 0 | 0 | 0
2002 | 3 | 14 | 0 | 0 | 0 | 0 | 0 | 0 | 0 | 0 | 0 | 0 | 0 | 0 | 0
2002 | 3 | 15 | 0 | 0 | 0 | 0 | 0 | 0 | 0 | 0 | 0 | 0 | 0 | 0 | 0
2002 | 3 | 16 | 0.01 | 0.01 | 0 | 0 | 0.01 | 0 | 0 | 0 | 0 | 0 | 0 | 0 | 0
2002 | 3 | 17 | 0.22 | 0.22 | 0.17 | 0 | 0.22 | 0.17 | 0 | 0 | 0 | 0 | 0 | 0 | 0
2002 | 3 | 18 | 0.16 | 0.16 | 0.11 | 0 | 0.16 | 0.11 | 0 | 0 | 0 | 0 | 0 | 0 | 0
2002 | 3 | 19 | 0.15 | 0.15 | 0.1 | 0 | 0.15 | 0.1 | 0 | 0 | 0 | 0 | 0 | 0 | 0
2002 | 3 | 20 | 0.48 | 0.48 | 0.43 | 0 | 0.48 | 0.43 | 0 | 0 | 0 | 0 | 0 | 0 | 0
2002 | 3 | 21 | 0 | 0 | 0 | 0 | 0 | 0 | 0 | 0 | 0 | 0 | 0 | 0 | 0
2002 | 3 | 22 | 0 | 0 | 0 | 0 | 0 | 0 | 0 | 0 | 0 | 0 | 0 | 0 | 0
2002 | 3 | 23 | 0 | 0 | 0 | 0 | 0 | 0 | 0 | 0 | 0 | 0 | 0 | 0 | 0
2002 | 3 | 24 | 0 | 0 | 0 | 0 | 0 | 0 | 0 | 0 | 0 | 0 | 0 | 0 | 0
2002 | 3 | 25 | 0 | 0 | 0 | 0 | 0 | 0 | 0 | 0 | 0 | 0 | 0 | 0 | 0
2002 | 3 | 26 | 0.5 | 0.5 | 0.45 | 0 | 0.5 | 0.45 | 0 | 0 | 0 | 0 | 0 | 0 | 0
2002 | 3 | 27 | 0 | 0 | 0 | 0 | 0 | 0 | 0 | 0 | 0 | 0 | 0 | 0 | 0
2002 | 3 | 28 | 0 | 0 | 0 | 0 | 0 | 0 | 0 | 0 | 0 | 0 | 0 | 0 | 0
2002 | 3 | 29 | 0 | 0 | 0 | 0 | 0 | 0 | 0 | 0 | 0 | 0 | 0 | 0 | 0
2002 | 3 | 30 | 0 | 0 | 0 | 0 | 0 | 0 | 0 | 0 | 0 | 0 | 0 | 0 | 0
2002 | 3 | 31 | 0.26 | 0.26 | 0.21 | 0 | 0.26 | 0.21 | 0 | 0 | 0 | 0 | 0 | 0 | 0
2002 | 4 | 1 | 0 | 0 | 0 | 0 | 0 | 0 | 0 | 0 | 0 | 0 | 0 | 0 | 0
2002 | 4 | 2 | 0 | 0 | 0 | 0 | 0 | 0 | 0 | 0 | 0 | 0 | 0 | 0 | 0
2002 | 4 | 3 | 0 | 0 | 0 | 0 | 0 | 0 | 0 | 0 | 0 | 0 | 0 | 0 | 0
2002 | 4 | 4 | 0 | 0 | 0 | 0 | 0 | 0 | 0 | 0 | 0 | 0 | 0 | 0 | 0
2002 | 4 | 5 | 0 | 0 | 0 | 0 | 0 | 0 | 0 | 0 | 0 | 0 | 0 | 0 | 0
2002 | 4 | 6 | 0 | 0 | 0 | 0 | 0 | 0 | 0 | 0 | 0 | 0 | 0 | 0 | 0
2002 | 4 | 7 | 0 | 0 | 0 | 0 | 0 | 0 | 0 | 0 | 0 | 0 | 0 | 0 | 0
2002 | 4 | 8 | 0 | 0 | 0 | 0 | 0 | 0 | 0 | 0 | 0 | 0 | 0 | 0 | 0
2002 | 4 | 9 | 0.27 | 0.27 | 0.22 | 0 | 0.27 | 0.22 | 0 | 0 | 0 | 0 | 0 | 0 | 0
2002 | 4 | 10 | 0 | 0 | 0 | 0 | 0 | 0 | 0 | 0 | 0 | 0 | 0 | 0 | 0
2002 | 4 | 11 | 0 | 0 | 0 | 0 | 0 | 0 | 0 | 0 | 0 | 0 | 0 | 0 | 0
2002 | 4 | 12 | 0 | 0 | 0 | 0 | 0 | 0 | 0 | 0 | 0 | 0 | 0 | 0 | 0
2002 | 4 | 13 | 0.01 | 0.01 | 0 | 0 | 0.01 | 0 | 0 | 0 | 0 | 0 | 0 | 0 | 0
2002 | 4 | 14 | 0 | 0 | 0 | 0 | 0 | 0 | 0 | 0 | 0 | 0 | 0 | 0 | 0
2002 | 4 | 15 | 0.05 | 0.05 | 0 | 0 | 0.05 | 0 | 0 | 0 | 0 | 0 | 0 | 0 | 0
2002 | 4 | 16 | 0 | 0 | 0 | 0 | 0 | 0 | 0 | 0 | 0 | 0 | 0 | 0 | 0
2002 | 4 | 17 | 0 | 0 | 0 | 0 | 0 | 0 | 0 | 0 | 0 | 0 | 0 | 0 | 0
2002 | 4 | 18 | 0.31 | 0.31 | 0.26 | 0 | 0.31 | 0.26 | 0 | 0 | 0 | 0 | 0 | 0 | 0
2002 | 4 | 19 | 0.51 | 0.51 | 0.46 | 0 | 0.51 | 0.46 | 0 | 0 | 0 | 0 | 0 | 0 | 0
2002 | 4 | 20 | 0.03 | 0.03 | 0 | 0 | 0.03 | 0 | 0 | 0 | 0 | 0 | 0 | 0 | 0
2002 | 4 | 21 | 0.24 | 0.24 | 0.19 | 0 | 0.24 | 0.19 | 0 | 0 | 0 | 0 | 0 | 0 | 0
2002 | 4 | 22 | 0.36 | 0.36 | 0.31 | 0 | 0.36 | 0.31 | 0 | 0 | 0 | 0 | 0 | 0 | 0
2002 | 4 | 23 | 0 | 0 | 0 | 0 | 0 | 0 | 0 | 0 | 0 | 0 | 0 | 0 | 0
2002 | 4 | 24 | 0 | 0 | 0 | 0 | 0 | 0 | 0 | 0 | 0 | 0 | 0 | 0 | 0
2002 | 4 | 25 | 0.13 | 0.13 | 0.08 | 0 | 0.13 | 0.08 | 0 | 0 | 0 | 0 | 0 | 0 | 0
2002 | 4 | 26 | 0 | 0 | 0 | 0 | 0 | 0 | 0 | 0 | 0 | 0 | 0 | 0 | 0
2002 | 4 | 27 | 0.19 | 0.19 | 0.14 | 0 | 0.19 | 0.14 | 0 | 0 | 0 | 0 | 0 | 0 | 0
2002 | 4 | 28 | 1.37 | 1 | 0.95 | 0 | 1 | 0.95 | 0 | 0 | 0 | 0 | 0 | 0 | 0
2002 | 4 | 29 | 0 | 0 | 0 | 0 | 0 | 0 | 0 | 0 | 0 | 0 | 0 | 0 | 0
2002 | 4 | 30 | 0 | 0 | 0 | 0 | 0 | 0 | 0 | 0 | 0 | 0 | 0 | 0 | 0
2002 | 5 | 1 | 0 | 0 | 0 | 0 | 0 | 0 | 0 | 0 | 0 | 0 | 0 | 0 | 0
2002 | 5 | 2 | 0.76 | 0.76 | 0.71 | 0 | 0.76 | 0.71 | 0 | 0 | 0 | 0 | 0 | 0 | 0
2002 | 5 | 3 | 0 | 0 | 0 | 0 | 0 | 0 | 0 | 0 | 0 | 0 | 0 | 0 | 0
2002 | 5 | 4 | 0.08 | 0.08 | 0.03 | 0 | 0.08 | 0.03 | 0 | 0 | 0 | 0 | 0 | 0 | 0
2002 | 5 | 5 | 0 | 0 | 0 | 0 | 0 | 0 | 0 | 0 | 0 | 0 | 0 | 0 | 0
2002 | 5 | 6 | 0.02 | 0.02 | 0 | 0 | 0.02 | 0 | 0 | 0 | 0 | 0 | 0 | 0 | 0
2002 | 5 | 7 | 0.03 | 0.03 | 0 | 0 | 0.03 | 0 | 0 | 0 | 0 | 0 | 0 | 0 | 0
2002 | 5 | 8 | 0.02 | 0.02 | 0 | 0 | 0.02 | 0 | 0 | 0 | 0 | 0 | 0 | 0 | 0
2002 | 5 | 9 | 0.05 | 0.05 | 0 | 0 | 0.05 | 0 | 0 | 0 | 0 | 0 | 0 | 0 | 0
2002 | 5 | 10 | 0 | 0 | 0 | 0 | 0 | 0 | 0 | 0 | 0 | 0 | 0 | 0 | 0
2002 | 5 | 11 | 0 | 0 | 0 | 0 | 0 | 0 | 0 | 0 | 0 | 0 | 0 | 0 | 0
2002 | 5 | 12 | 0 | 0 | 0 | 0 | 0 | 0 | 0 | 0 | 0 | 0 | 0 | 0 | 0
2002 | 5 | 13 | 0 | 0 | 0 | 0 | 0 | 0 | 0 | 0 | 0 | 0 | 0 | 0 | 0
2002 | 5 | 14 | 0 | 0 | 0 | 0 | 0 | 0 | 0 | 0 | 0 | 0 | 0 | 0 | 0
2002 | 5 | 15 | 0 | 0 | 0 | 0 | 0 | 0 | 0 | 0 | 0 | 0 | 0 | 0 | 0
2002 | 5 | 16 | 0 | 0 | 0 | 0 | 0 | 0 | 0 | 0 | 0 | 0 | 0 | 0 | 0
2002 | 5 | 17 | 0.29 | 0.29 | 0.24 | 0 | 0.29 | 0.24 | 0 | 0 | 0 | 0 | 0 | 0 | 0
2002 | 5 | 18 | 0.68 | 0.68 | 0.63 | 0 | 0.68 | 0.63 | 0 | 0 | 0 | 0 | 0 | 0 | 0
2002 | 5 | 19 | 0 | 0 | 0 | 0 | 0 | 0 | 0 | 0 | 0 | 0 | 0 | 0 | 0
2002 | 5 | 20 | 0 | 0 | 0 | 0 | 0 | 0 | 0 | 0 | 0 | 0 | 0 | 0 | 0
2002 | 5 | 21 | 0 | 0 | 0 | 0 | 0 | 0 | 0 | 0 | 0 | 0 | 0 | 0 | 0
2002 | 5 | 22 | 0 | 0 | 0 | 0 | 0 | 0 | 0 | 0 | 0 | 0 | 0 | 0 | 0
2002 | 5 | 23 | 0 | 0 | 0 | 0 | 0 | 0 | 0 | 0 | 0 | 0 | 0 | 0 | 0
2002 | 5 | 24 | 0 | 0 | 0 | 0 | 0 | 0 | 0 | 0 | 0 | 0 | 0 | 0 | 0
2002 | 5 | 25 | 0 | 0 | 0 | 0 | 0 | 0 | 0 | 0 | 0 | 0 | 0 | 0 | 0
2002 | 5 | 26 | 0 | 0 | 0 | 0 | 0 | 0 | 0 | 0 | 0 | 0 | 0 | 0 | 0
2002 | 5 | 27 | 0.23 | 0.23 | 0.18 | 0 | 0.23 | 0.18 | 0 | 0 | 0 | 0 | 0 | 0 | 0
2002 | 5 | 28 | 0 | 0 | 0 | 0 | 0 | 0 | 0 | 0 | 0 | 0 | 0 | 0 | 0
2002 | 5 | 29 | 0 | 0 | 0 | 0 | 0 | 0 | 0 | 0 | 0 | 0 | 0 | 0 | 0
2002 | 5 | 30 | 0 | 0 | 0 | 0 | 0 | 0 | 0 | 0 | 0 | 0 | 0 | 0 | 0
2002 | 5 | 31 | 0.01 | 0.01 | 0 | 0 | 0.01 | 0 | 0 | 0 | 0 | 0 | 0 | 0 | 0
2002 | 6 | 1 | 0 | 0 | 0 | 0 | 0 | 0 | 0 | 0 | 0 | 0 | 0 | 0 | 0
2002 | 6 | 2 | 0 | 0 | 0 | 0 | 0 | 0 | 0 | 0 | 0 | 0 | 0 | 0 | 0
2002 | 6 | 3 | 0 | 0 | 0 | 0 | 0 | 0 | 0 | 0 | 0 | 0 | 0 | 0 | 0
2002 | 6 | 4 | 0 | 0 | 0 | 0 | 0 | 0 | 0 | 0 | 0 | 0 | 0 | 0 | 0
2002 | 6 | 5 | 0 | 0 | 0 | 0 | 0 | 0 | 0 | 0 | 0 | 0 | 0 | 0 | 0
2002 | 6 | 6 | 0.38 | 0.38 | 0.33 | 0 | 0.38 | 0.33 | 0 | 0 | 0 | 0 | 0 | 0 | 0
2002 | 6 | 7 | 0 | 0 | 0 | 0 | 0 | 0 | 0 | 0 | 0 | 0 | 0 | 0 | 0
2002 | 6 | 8 | 0 | 0 | 0 | 0 | 0 | 0 | 0 | 0 | 0 | 0 | 0 | 0 | 0
2002 | 6 | 9 | 0 | 0 | 0 | 0 | 0 | 0 | 0 | 0 | 0 | 0 | 0 | 0 | 0
2002 | 6 | 10 | 0 | 0 | 0 | 0 | 0 | 0 | 0 | 0 | 0 | 0 | 0 | 0 | 0
2002 | 6 | 11 | 0 | 0 | 0 | 0 | 0 | 0 | 0 | 0 | 0 | 0 | 0 | 0 | 0
2002 | 6 | 12 | 0 | 0 | 0 | 0 | 0 | 0 | 0 | 0 | 0 | 0 | 0 | 0 | 0
2002 | 6 | 13 | 1.92 | 1 | 0.95 | 0 | 1 | 0.95 | 0 | 0 | 0 | 0 | 0 | 0 | 0
2002 | 6 | 14 | 0.12 | 0.12 | 0.07 | 0 | 0.12 | 0.07 | 0 | 0 | 0 | 0 | 0 | 0 | 0
2002 | 6 | 15 | 0.32 | 0.32 | 0.27 | 0 | 0.32 | 0.27 | 0 | 0 | 0 | 0 | 0 | 0 | 0
2002 | 6 | 16 | 0 | 0 | 0 | 0 | 0 | 0 | 0 | 0 | 0 | 0 | 0 | 0 | 0
2002 | 6 | 17 | 0 | 0 | 0 | 0 | 0 | 0 | 0 | 0 | 0 | 0 | 0 | 0 | 0
2002 | 6 | 18 | 0.35 | 0.35 | 0.3 | 0 | 0.35 | 0.3 | 0 | 0 | 0 | 0 | 0 | 0 | 0
2002 | 6 | 19 | 0.28 | 0.28 | 0.23 | 0 | 0.28 | 0.23 | 0 | 0 | 0 | 0 | 0 | 0 | 0
2002 | 6 | 20 | 0 | 0 | 0 | 0 | 0 | 0 | 0 | 0 | 0 | 0 | 0 | 0 | 0
2002 | 6 | 21 | 0 | 0 | 0 | 0 | 0 | 0 | 0 | 0 | 0 | 0 | 0 | 0 | 0
2002 | 6 | 22 | 0 | 0 | 0 | 0 | 0 | 0 | 0 | 0 | 0 | 0 | 0 | 0 | 0
2002 | 6 | 23 | 0 | 0 | 0 | 0 | 0 | 0 | 0 | 0 | 0 | 0 | 0 | 0 | 0
2002 | 6 | 24 | 0 | 0 | 0 | 0 | 0 | 0 | 0 | 0 | 0 | 0 | 0 | 0 | 0
2002 | 6 | 25 | 0 | 0 | 0 | 0 | 0 | 0 | 0 | 0 | 0 | 0 | 0 | 0 | 0
2002 | 6 | 26 | 0.04 | 0.04 | 0 | 0 | 0.04 | 0 | 0 | 0 | 0 | 0 | 0 | 0 | 0
2002 | 6 | 27 | 0.2 | 0.2 | 0.15 | 0 | 0.2 | 0.15 | 0 | 0 | 0 | 0 | 0 | 0 | 0
2002 | 6 | 28 | 0.2 | 0.2 | 0.15 | 0 | 0.2 | 0.15 | 0 | 0 | 0 | 0 | 0 | 0 | 0
2002 | 6 | 29 | 0 | 0 | 0 | 0 | 0 | 0 | 0 | 0 | 0 | 0 | 0 | 0 | 0
2002 | 6 | 30 | 0 | 0 | 0 | 0 | 0 | 0 | 0 | 0 | 0 | 0 | 0 | 0 | 0
2002 | 7 | 1 | 0 | 0 | 0 | 0 | 0 | 0 | 0 | 0 | 0 | 0 | 0 | 0 | 0
2002 | 7 | 2 | 0 | 0 | 0 | 0 | 0 | 0 | 0 | 0 | 0 | 0 | 0 | 0 | 0
2002 | 7 | 3 | 0 | 0 | 0 | 0 | 0 | 0 | 0 | 0 | 0 | 0 | 0 | 0 | 0
2002 | 7 | 4 | 0 | 0 | 0 | 0 | 0 | 0 | 0 | 0 | 0 | 0 | 0 | 0 | 0
2002 | 7 | 5 | 0 | 0 | 0 | 0 | 0 | 0 | 0 | 0 | 0 | 0 | 0 | 0 | 0
2002 | 7 | 6 | 0 | 0 | 0 | 0 | 0 | 0 | 0 | 0 | 0 | 0 | 0 | 0 | 0
2002 | 7 | 7 | 0 | 0 | 0 | 0 | 0 | 0 | 0 | 0 | 0 | 0 | 0 | 0 | 0
2002 | 7 | 8 | 0 | 0 | 0 | 0 | 0 | 0 | 0 | 0 | 0 | 0 | 0 | 0 | 0
2002 | 7 | 9 | 0.08 | 0.08 | 0.03 | 0 | 0.08 | 0.03 | 0 | 0 | 0 | 0 | 0 | 0 | 0
2002 | 7 | 10 | 0.03 | 0.03 | 0 | 0 | 0.03 | 0 | 0 | 0 | 0 | 0 | 0 | 0 | 0
2002 | 7 | 11 | 0 | 0 | 0 | 0 | 0 | 0 | 0 | 0 | 0 | 0 | 0 | 0 | 0
2002 | 7 | 12 | 0 | 0 | 0 | 0 | 0 | 0 | 0 | 0 | 0 | 0 | 0 | 0 | 0
2002 | 7 | 13 | 0 | 0 | 0 | 0 | 0 | 0 | 0 | 0 | 0 | 0 | 0 | 0 | 0
2002 | 7 | 14 | 1.36 | 1 | 0.95 | 0 | 1 | 0.95 | 0 | 0 | 0 | 0 | 0 | 0 | 0
2002 | 7 | 15 | 0 | 0 | 0 | 0 | 0 | 0 | 0 | 0 | 0 | 0 | 0 | 0 | 0
2002 | 7 | 16 | 0 | 0 | 0 | 0 | 0 | 0 | 0 | 0 | 0 | 0 | 0 | 0 | 0
2002 | 7 | 17 | 0 | 0 | 0 | 0 | 0 | 0 | 0 | 0 | 0 | 0 | 0 | 0 | 0
2002 | 7 | 18 | 0 | 0 | 0 | 0 | 0 | 0 | 0 | 0 | 0 | 0 | 0 | 0 | 0
2002 | 7 | 19 | 0 | 0 | 0 | 0 | 0 | 0 | 0 | 0 | 0 | 0 | 0 | 0 | 0
2002 | 7 | 20 | 0 | 0 | 0 | 0 | 0 | 0 | 0 | 0 | 0 | 0 | 0 | 0 | 0
2002 | 7 | 21 | 0 | 0 | 0 | 0 | 0 | 0 | 0 | 0 | 0 | 0 | 0 | 0 | 0
2002 | 7 | 22 | 0 | 0 | 0 | 0 | 0 | 0 | 0 | 0 | 0 | 0 | 0 | 0 | 0
2002 | 7 | 23 | 0 | 0 | 0 | 0 | 0 | 0 | 0 | 0 | 0 | 0 | 0 | 0 | 0
2002 | 7 | 24 | 0 | 0 | 0 | 0 | 0 | 0 | 0 | 0 | 0 | 0 | 0 | 0 | 0
2002 | 7 | 25 | 0.01 | 0.01 | 0 | 0 | 0.01 | 0 | 0 | 0 | 0 | 0 | 0 | 0 | 0
2002 | 7 | 26 | 0.69 | 0.69 | 0.64 | 0 | 0.69 | 0.64 | 0 | 0 | 0 | 0 | 0 | 0 | 0
2002 | 7 | 27 | 0.03 | 0.03 | 0 | 0 | 0.03 | 0 | 0 | 0 | 0 | 0 | 0 | 0 | 0
2002 | 7 | 28 | 0 | 0 | 0 | 0 | 0 | 0 | 0 | 0 | 0 | 0 | 0 | 0 | 0
2002 | 7 | 29 | 0 | 0 | 0 | 0 | 0 | 0 | 0 | 0 | 0 | 0 | 0 | 0 | 0
2002 | 7 | 30 | 0 | 0 | 0 | 0 | 0 | 0 | 0 | 0 | 0 | 0 | 0 | 0 | 0
2002 | 7 | 31 | 0 | 0 | 0 | 0 | 0 | 0 | 0 | 0 | 0 | 0 | 0 | 0 | 0
2002 | 8 | 1 | 0 | 0 | 0 | 0 | 0 | 0 | 0 | 0 | 0 | 0 | 0 | 0 | 0
2002 | 8 | 2 | 0 | 0 | 0 | 0 | 0 | 0 | 0 | 0 | 0 | 0 | 0 | 0 | 0
2002 | 8 | 3 | 0 | 0 | 0 | 0 | 0 | 0 | 0 | 0 | 0 | 0 | 0 | 0 | 0
2002 | 8 | 4 | 0 | 0 | 0 | 0 | 0 | 0 | 0 | 0 | 0 | 0 | 0 | 0 | 0
2002 | 8 | 5 | 0.08 | 0.08 | 0.03 | 0 | 0.08 | 0.03 | 0 | 0 | 0 | 0 | 0 | 0 | 0
2002 | 8 | 6 | 0.01 | 0.01 | 0 | 0 | 0.01 | 0 | 0 | 0 | 0 | 0 | 0 | 0 | 0
2002 | 8 | 7 | 0 | 0 | 0 | 0 | 0 | 0 | 0 | 0 | 0 | 0 | 0 | 0 | 0
2002 | 8 | 8 | 0 | 0 | 0 | 0 | 0 | 0 | 0 | 0 | 0 | 0 | 0 | 0 | 0
2002 | 8 | 9 | 0 | 0 | 0 | 0 | 0 | 0 | 0 | 0 | 0 | 0 | 0 | 0 | 0
2002 | 8 | 10 | 0 | 0 | 0 | 0 | 0 | 0 | 0 | 0 | 0 | 0 | 0 | 0 | 0
2002 | 8 | 11 | 0 | 0 | 0 | 0 | 0 | 0 | 0 | 0 | 0 | 0 | 0 | 0 | 0
2002 | 8 | 12 | 0 | 0 | 0 | 0 | 0 | 0 | 0 | 0 | 0 | 0 | 0 | 0 | 0
2002 | 8 | 13 | 0 | 0 | 0 | 0 | 0 | 0 | 0 | 0 | 0 | 0 | 0 | 0 | 0
2002 | 8 | 14 | 0 | 0 | 0 | 0 | 0 | 0 | 0 | 0 | 0 | 0 | 0 | 0 | 0
2002 | 8 | 15 | 0 | 0 | 0 | 0 | 0 | 0 | 0 | 0 | 0 | 0 | 0 | 0 | 0
2002 | 8 | 16 | 0 | 0 | 0 | 0 | 0 | 0 | 0 | 0 | 0 | 0 | 0 | 0 | 0
2002 | 8 | 17 | 0 | 0 | 0 | 0 | 0 | 0 | 0 | 0 | 0 | 0 | 0 | 0 | 0
2002 | 8 | 18 | 0 | 0 | 0 | 0 | 0 | 0 | 0 | 0 | 0 | 0 | 0 | 0 | 0
2002 | 8 | 19 | 0 | 0 | 0 | 0 | 0 | 0 | 0 | 0 | 0 | 0 | 0 | 0 | 0
2002 | 8 | 20 | 0 | 0 | 0 | 0 | 0 | 0 | 0 | 0 | 0 | 0 | 0 | 0 | 0
2002 | 8 | 21 | 0 | 0 | 0 | 0 | 0 | 0 | 0 | 0 | 0 | 0 | 0 | 0 | 0
2002 | 8 | 22 | 0 | 0 | 0 | 0 | 0 | 0 | 0 | 0 | 0 | 0 | 0 | 0 | 0
2002 | 8 | 23 | 0 | 0 | 0 | 0 | 0 | 0 | 0 | 0 | 0 | 0 | 0 | 0 | 0
2002 | 8 | 24 | 0.07 | 0.07 | 0.02 | 0 | 0.07 | 0.02 | 0 | 0 | 0 | 0 | 0 | 0 | 0
2002 | 8 | 25 | 0 | 0 | 0 | 0 | 0 | 0 | 0 | 0 | 0 | 0 | 0 | 0 | 0
2002 | 8 | 26 | 0 | 0 | 0 | 0 | 0 | 0 | 0 | 0 | 0 | 0 | 0 | 0 | 0
2002 | 8 | 27 | 0 | 0 | 0 | 0 | 0 | 0 | 0 | 0 | 0 | 0 | 0 | 0 | 0
2002 | 8 | 28 | 1.36 | 1 | 0.95 | 0 | 1 | 0.95 | 0 | 0 | 0 | 0 | 0 | 0 | 0
2002 | 8 | 29 | 0.1 | 0.1 | 0.05 | 0 | 0.1 | 0.05 | 0 | 0 | 0 | 0 | 0 | 0 | 0
2002 | 8 | 30 | 0 | 0 | 0 | 0 | 0 | 0 | 0 | 0 | 0 | 0 | 0 | 0 | 0
2002 | 8 | 31 | 0.01 | 0.01 | 0 | 0 | 0.01 | 0 | 0 | 0 | 0 | 0 | 0 | 0 | 0
2002 | 9 | 1 | 0.85 | 0.85 | 0.8 | 0 | 0.85 | 0.8 | 0 | 0 | 0 | 0 | 0 | 0 | 0
2002 | 9 | 2 | 0 | 0 | 0 | 0 | 0 | 0 | 0 | 0 | 0 | 0 | 0 | 0 | 0
2002 | 9 | 3 | 0 | 0 | 0 | 0 | 0 | 0 | 0 | 0 | 0 | 0 | 0 | 0 | 0
2002 | 9 | 4 | 0 | 0 | 0 | 0 | 0 | 0 | 0 | 0 | 0 | 0 | 0 | 0 | 0
2002 | 9 | 5 | 0 | 0 | 0 | 0 | 0 | 0 | 0 | 0 | 0 | 0 | 0 | 0 | 0
2002 | 9 | 6 | 0 | 0 | 0 | 0 | 0 | 0 | 0 | 0 | 0 | 0 | 0 | 0 | 0
2002 | 9 | 7 | 0 | 0 | 0 | 0 | 0 | 0 | 0 | 0 | 0 | 0 | 0 | 0 | 0
2002 | 9 | 8 | 0 | 0 | 0 | 0 | 0 | 0 | 0 | 0 | 0 | 0 | 0 | 0 | 0
2002 | 9 | 9 | 0 | 0 | 0 | 0 | 0 | 0 | 0 | 0 | 0 | 0 | 0 | 0 | 0
2002 | 9 | 10 | 0 | 0 | 0 | 0 | 0 | 0 | 0 | 0 | 0 | 0 | 0 | 0 | 0
2002 | 9 | 11 | 0 | 0 | 0 | 0 | 0 | 0 | 0 | 0 | 0 | 0 | 0 | 0 | 0
2002 | 9 | 12 | 0 | 0 | 0 | 0 | 0 | 0 | 0 | 0 | 0 | 0 | 0 | 0 | 0
2002 | 9 | 13 | 0 | 0 | 0 | 0 | 0 | 0 | 0 | 0 | 0 | 0 | 0 | 0 | 0
2002 | 9 | 14 | 0.16 | 0.16 | 0.11 | 0 | 0.16 | 0.11 | 0 | 0 | 0 | 0 | 0 | 0 | 0
2002 | 9 | 15 | 0.17 | 0.17 | 0.12 | 0 | 0.17 | 0.12 | 0 | 0 | 0 | 0 | 0 | 0 | 0
2002 | 9 | 16 | 0.01 | 0.01 | 0 | 0 | 0.01 | 0 | 0 | 0 | 0 | 0 | 0 | 0 | 0
2002 | 9 | 17 | 0 | 0 | 0 | 0 | 0 | 0 | 0 | 0 | 0 | 0 | 0 | 0 | 0
2002 | 9 | 18 | 0 | 0 | 0 | 0 | 0 | 0 | 0 | 0 | 0 | 0 | 0 | 0 | 0
2002 | 9 | 19 | 0 | 0 | 0 | 0 | 0 | 0 | 0 | 0 | 0 | 0 | 0 | 0 | 0
2002 | 9 | 20 | 0 | 0 | 0 | 0 | 0 | 0 | 0 | 0 | 0 | 0 | 0 | 0 | 0
2002 | 9 | 21 | 0 | 0 | 0 | 0 | 0 | 0 | 0 | 0 | 0 | 0 | 0 | 0 | 0
2002 | 9 | 22 | 0.02 | 0.02 | 0 | 0 | 0.02 | 0 | 0 | 0 | 0 | 0 | 0 | 0 | 0
2002 | 9 | 23 | 0.02 | 0.02 | 0 | 0 | 0.02 | 0 | 0 | 0 | 0 | 0 | 0 | 0 | 0
2002 | 9 | 24 | 0 | 0 | 0 | 0 | 0 | 0 | 0 | 0 | 0 | 0 | 0 | 0 | 0
2002 | 9 | 25 | 0 | 0 | 0 | 0 | 0 | 0 | 0 | 0 | 0 | 0 | 0 | 0 | 0
2002 | 9 | 26 | 0.73 | 0.73 | 0.68 | 0 | 0.73 | 0.68 | 0 | 0 | 0 | 0 | 0 | 0 | 0
2002 | 9 | 27 | 0.13 | 0.13 | 0.08 | 0 | 0.13 | 0.08 | 0 | 0 | 0 | 0 | 0 | 0 | 0
2002 | 9 | 28 | 0.01 | 0.01 | 0 | 0 | 0.01 | 0 | 0 | 0 | 0 | 0 | 0 | 0 | 0
2002 | 9 | 29 | 0 | 0 | 0 | 0 | 0 | 0 | 0 | 0 | 0 | 0 | 0 | 0 | 0
2002 | 9 | 30 | 0 | 0 | 0 | 0 | 0 | 0 | 0 | 0 | 0 | 0 | 0 | 0 | 0
2002 | 10 | 1 | 0 | 0 | 0 | 0 | 0 | 0 | 0 | 0 | 0 | 0 | 0 | 0 | 0
2002 | 10 | 2 | 0 | 0 | 0 | 0 | 0 | 0 | 0 | 0 | 0 | 0 | 0 | 0 | 0
2002 | 10 | 3 | 0 | 0 | 0 | 0 | 0 | 0 | 0 | 0 | 0 | 0 | 0 | 0 | 0
2002 | 10 | 4 | 0 | 0 | 0 | 0 | 0 | 0 | 0 | 0 | 0 | 0 | 0 | 0 | 0
2002 | 10 | 5 | 0 | 0 | 0 | 0 | 0 | 0 | 0 | 0 | 0 | 0 | 0 | 0 | 0
2002 | 10 | 6 | 0 | 0 | 0 | 0 | 0 | 0 | 0 | 0 | 0 | 0 | 0 | 0 | 0
2002 | 10 | 7 | 0 | 0 | 0 | 0 | 0 | 0 | 0 | 0 | 0 | 0 | 0 | 0 | 0
2002 | 10 | 8 | 0 | 0 | 0 | 0 | 0 | 0 | 0 | 0 | 0 | 0 | 0 | 0 | 0
2002 | 10 | 9 | 0 | 0 | 0 | 0 | 0 | 0 | 0 | 0 | 0 | 0 | 0 | 0 | 0
2002 | 10 | 10 | 0.58 | 0.58 | 0.53 | 0 | 0.58 | 0.53 | 0 | 0 | 0 | 0 | 0 | 0 | 0
2002 | 10 | 11 | 0.78 | 0.78 | 0.73 | 0 | 0.78 | 0.73 | 0 | 0 | 0 | 0 | 0 | 0 | 0
2002 | 10 | 12 | 0.01 | 0.01 | 0 | 0 | 0.01 | 0 | 0 | 0 | 0 | 0 | 0 | 0 | 0
2002 | 10 | 13 | 0.01 | 0.01 | 0 | 0 | 0.01 | 0 | 0 | 0 | 0 | 0 | 0 | 0 | 0
2002 | 10 | 14 | 0 | 0 | 0 | 0 | 0 | 0 | 0 | 0 | 0 | 0 | 0 | 0 | 0
2002 | 10 | 15 | 0.09 | 0.09 | 0.04 | 0 | 0.09 | 0.04 | 0 | 0 | 0 | 0 | 0 | 0 | 0
2002 | 10 | 16 | 1.38 | 1 | 0.95 | 0 | 1 | 0.95 | 0 | 0 | 0 | 0 | 0 | 0 | 0
2002 | 10 | 17 | 0.01 | 0.01 | 0 | 0 | 0.01 | 0 | 0 | 0 | 0 | 0 | 0 | 0 | 0
2002 | 10 | 18 | 0 | 0 | 0 | 0 | 0 | 0 | 0 | 0 | 0 | 0 | 0 | 0 | 0
2002 | 10 | 19 | 0 | 0 | 0 | 0 | 0 | 0 | 0 | 0 | 0 | 0 | 0 | 0 | 0
2002 | 10 | 20 | 0 | 0 | 0 | 0 | 0 | 0 | 0 | 0 | 0 | 0 | 0 | 0 | 0
2002 | 10 | 21 | 0 | 0 | 0 | 0 | 0 | 0 | 0 | 0 | 0 | 0 | 0 | 0 | 0
2002 | 10 | 22 | 0 | 0 | 0 | 0 | 0 | 0 | 0 | 0 | 0 | 0 | 0 | 0 | 0
2002 | 10 | 23 | 0 | 0 | 0 | 0 | 0 | 0 | 0 | 0 | 0 | 0 | 0 | 0 | 0
2002 | 10 | 24 | 0 | 0 | 0 | 0 | 0 | 0 | 0 | 0 | 0 | 0 | 0 | 0 | 0
2002 | 10 | 25 | 0.6 | 0.6 | 0.55 | 0 | 0.6 | 0.55 | 0 | 0 | 0 | 0 | 0 | 0 | 0
2002 | 10 | 26 | 0.32 | 0.32 | 0.27 | 0 | 0.32 | 0.27 | 0 | 0 | 0 | 0 | 0 | 0 | 0
2002 | 10 | 27 | 0 | 0 | 0 | 0 | 0 | 0 | 0 | 0 | 0 | 0 | 0 | 0 | 0
2002 | 10 | 28 | 0.07 | 0.07 | 0.02 | 0 | 0.07 | 0.02 | 0 | 0 | 0 | 0 | 0 | 0 | 0
2002 | 10 | 29 | 0.79 | 0.79 | 0.74 | 0 | 0.79 | 0.74 | 0 | 0 | 0 | 0 | 0 | 0 | 0
2002 | 10 | 30 | 0.35 | 0.35 | 0.3 | 0 | 0.35 | 0.3 | 0 | 0 | 0 | 0 | 0 | 0 | 0
2002 | 10 | 31 | 0.01 | 0.01 | 0 | 0 | 0.01 | 0 | 0 | 0 | 0 | 0 | 0 | 0 | 0
2002 | 11 | 1 | 0 | 0 | 0 | 0 | 0 | 0 | 0 | 0 | 0 | 0 | 0 | 0 | 0
2002 | 11 | 2 | 0 | 0 | 0 | 0 | 0 | 0 | 0 | 0 | 0 | 0 | 0 | 0 | 0
2002 | 11 | 3 | 0 | 0 | 0 | 0 | 0 | 0 | 0 | 0 | 0 | 0 | 0 | 0 | 0
2002 | 11 | 4 | 0 | 0 | 0 | 0 | 0 | 0 | 0 | 0 | 0 | 0 | 0 | 0 | 0
2002 | 11 | 5 | 0.69 | 0.69 | 0.64 | 0 | 0.69 | 0.64 | 0 | 0 | 0 | 0 | 0 | 0 | 0
2002 | 11 | 6 | 0.13 | 0.13 | 0.08 | 0 | 0.13 | 0.08 | 0 | 0 | 0 | 0 | 0 | 0 | 0
2002 | 11 | 7 | 0 | 0 | 0 | 0 | 0 | 0 | 0 | 0 | 0 | 0 | 0 | 0 | 0
2002 | 11 | 8 | 0 | 0 | 0 | 0 | 0 | 0 | 0 | 0 | 0 | 0 | 0 | 0 | 0
2002 | 11 | 9 | 0 | 0 | 0 | 0 | 0 | 0 | 0 | 0 | 0 | 0 | 0 | 0 | 0
2002 | 11 | 10 | 0 | 0 | 0 | 0 | 0 | 0 | 0 | 0 | 0 | 0 | 0 | 0 | 0
2002 | 11 | 11 | 0.6 | 0.6 | 0.55 | 0 | 0.6 | 0.55 | 0 | 0 | 0 | 0 | 0 | 0 | 0
2002 | 11 | 12 | 0.67 | 0.67 | 0.62 | 0 | 0.67 | 0.62 | 0 | 0 | 0 | 0 | 0 | 0 | 0
2002 | 11 | 13 | 0 | 0 | 0 | 0 | 0 | 0 | 0 | 0 | 0 | 0 | 0 | 0 | 0
2002 | 11 | 14 | 0 | 0 | 0 | 0 | 0 | 0 | 0 | 0 | 0 | 0 | 0 | 0 | 0
2002 | 11 | 15 | 0 | 0 | 0 | 0 | 0 | 0 | 0 | 0 | 0 | 0 | 0 | 0 | 0
2002 | 11 | 16 | 1.64 | 1 | 0.95 | 0 | 1 | 0.95 | 0 | 0 | 0 | 0 | 0 | 0 | 0
2002 | 11 | 17 | 0.53 | 0.53 | 0.48 | 0 | 0.53 | 0.48 | 0 | 0 | 0 | 0 | 0 | 0 | 0
2002 | 11 | 18 | 0 | 0 | 0 | 0 | 0 | 0 | 0 | 0 | 0 | 0 | 0 | 0 | 0
2002 | 11 | 19 | 0 | 0 | 0 | 0 | 0 | 0 | 0 | 0 | 0 | 0 | 0 | 0 | 0
2002 | 11 | 20 | 0 | 0 | 0 | 0 | 0 | 0 | 0 | 0 | 0 | 0 | 0 | 0 | 0
2002 | 11 | 21 | 0.01 | 0.01 | 0 | 0 | 0.01 | 0 | 0 | 0 | 0 | 0 | 0 | 0 | 0
2002 | 11 | 22 | 0 | 0 | 0 | 0 | 0 | 0 | 0 | 0 | 0 | 0 | 0 | 0 | 0
2002 | 11 | 23 | 0 | 0 | 0 | 0 | 0 | 0 | 0 | 0 | 0 | 0 | 0 | 0 | 0
2002 | 11 | 24 | 0 | 0 | 0 | 0 | 0 | 0 | 0 | 0 | 0 | 0 | 0 | 0 | 0
2002 | 11 | 25 | 0 | 0 | 0 | 0 | 0 | 0 | 0 | 0 | 0 | 0 | 0 | 0 | 0
2002 | 11 | 26 | 0.01 | 0.01 | 0 | 0 | 0.01 | 0 | 0 | 0 | 0 | 0 | 0 | 0 | 0
2002 | 11 | 27 | 0.01 | 0.01 | 0 | 0 | 0.01 | 0 | 0 | 0 | 0 | 0 | 0 | 0 | 0
2002 | 11 | 28 | 0 | 0 | 0 | 0 | 0 | 0 | 0 | 0 | 0 | 0 | 0 | 0 | 0
2002 | 11 | 29 | 0 | 0 | 0 | 0 | 0 | 0 | 0 | 0 | 0 | 0 | 0 | 0 | 0
2002 | 11 | 30 | 0.05 | 0.05 | 0 | 0 | 0.05 | 0 | 0 | 0 | 0 | 0 | 0 | 0 | 0
2002 | 12 | 1 | 0 | 0 | 0 | 0 | 0 | 0 | 0 | 0 | 0 | 0 | 0 | 0 | 0
2002 | 12 | 2 | 0 | 0 | 0 | 0 | 0 | 0 | 0 | 0 | 0 | 0 | 0 | 0 | 0
2002 | 12 | 3 | 0 | 0 | 0 | 0 | 0 | 0 | 0 | 0 | 0 | 0 | 0 | 0 | 0
2002 | 12 | 4 | 0 | 0 | 0 | 0 | 0 | 0 | 0 | 0 | 0 | 0 | 0 | 0 | 0
2002 | 12 | 5 | 0.59 | 0.59 | 0.54 | 0 | 0.59 | 0.54 | 0 | 0 | 0 | 0 | 0 | 0 | 0
2002 | 12 | 6 | 0 | 0 | 0 | 0 | 0 | 0 | 0 | 0 | 0 | 0 | 0 | 0 | 0
2002 | 12 | 7 | 0 | 0 | 0 | 0 | 0 | 0 | 0 | 0 | 0 | 0 | 0 | 0 | 0
2002 | 12 | 8 | 0 | 0 | 0 | 0 | 0 | 0 | 0 | 0 | 0 | 0 | 0 | 0 | 0
2002 | 12 | 9 | 0 | 0 | 0 | 0 | 0 | 0 | 0 | 0 | 0 | 0 | 0 | 0 | 0
2002 | 12 | 10 | 0 | 0 | 0 | 0 | 0 | 0 | 0 | 0 | 0 | 0 | 0 | 0 | 0
2002 | 12 | 11 | 1.36 | 1 | 0.95 | 0 | 1 | 0.95 | 0 | 0 | 0 | 0 | 0 | 0 | 0
2002 | 12 | 12 | 0 | 0 | 0 | 0 | 0 | 0 | 0 | 0 | 0 | 0 | 0 | 0 | 0
2002 | 12 | 13 | 0.53 | 0.53 | 0.48 | 0 | 0.53 | 0.48 | 0 | 0 | 0 | 0 | 0 | 0 | 0
2002 | 12 | 14 | 0.05 | 0.05 | 0 | 0 | 0.05 | 0 | 0 | 0 | 0 | 0 | 0 | 0 | 0
2002 | 12 | 15 | 0 | 0 | 0 | 0 | 0 | 0 | 0 | 0 | 0 | 0 | 0 | 0 | 0
2002 | 12 | 16 | 0 | 0 | 0 | 0 | 0 | 0 | 0 | 0 | 0 | 0 | 0 | 0 | 0
2002 | 12 | 17 | 0 | 0 | 0 | 0 | 0 | 0 | 0 | 0 | 0 | 0 | 0 | 0 | 0
2002 | 12 | 18 | 0 | 0 | 0 | 0 | 0 | 0 | 0 | 0 | 0 | 0 | 0 | 0 | 0
2002 | 12 | 19 | 0.03 | 0.03 | 0 | 0 | 0.03 | 0 | 0 | 0 | 0 | 0 | 0 | 0 | 0
2002 | 12 | 20 | 0.97 | 0.97 | 0.92 | 0 | 0.97 | 0.92 | 0 | 0 | 0 | 0 | 0 | 0 | 0
2002 | 12 | 21 | 0 | 0 | 0 | 0 | 0 | 0 | 0 | 0 | 0 | 0 | 0 | 0 | 0
2002 | 12 | 22 | 0 | 0 | 0 | 0 | 0 | 0 | 0 | 0 | 0 | 0 | 0 | 0 | 0
2002 | 12 | 23 | 0 | 0 | 0 | 0 | 0 | 0 | 0 | 0 | 0 | 0 | 0 | 0 | 0
2002 | 12 | 24 | 0.2 | 0.2 | 0.15 | 0 | 0.2 | 0.15 | 0 | 0 | 0 | 0 | 0 | 0 | 0
2002 | 12 | 25 | 0.72 | 0.72 | 0.67 | 0 | 0.72 | 0.67 | 0 | 0 | 0 | 0 | 0 | 0 | 0
2002 | 12 | 26 | 0 | 0 | 0 | 0 | 0 | 0 | 0 | 0 | 0 | 0 | 0 | 0 | 0
2002 | 12 | 27 | 0 | 0 | 0 | 0 | 0 | 0 | 0 | 0 | 0 | 0 | 0 | 0 | 0
2002 | 12 | 28 | 0 | 0 | 0 | 0 | 0 | 0 | 0 | 0 | 0 | 0 | 0 | 0 | 0
2002 | 12 | 29 | 0 | 0 | 0 | 0 | 0 | 0 | 0 | 0 | 0 | 0 | 0 | 0 | 0
2002 | 12 | 30 | 0 | 0 | 0 | 0 | 0 | 0 | 0 | 0 | 0 | 0 | 0 | 0 | 0
2002 | 12 | 31 | 0 | 0 | 0 | 0 | 0 | 0 | 0 | 0 | 0 | 0 | 0 | 0 | 0
2003 | 1 | 1 | 1.52 | 1 | 0.95 | 0 | 1 | 0.95 | 0 | 0 | 0 | 0 | 0 | 0 | 0
2003 | 1 | 2 | 0.05 | 0.05 | 0 | 0 | 0.05 | 0 | 0 | 0 | 0 | 0 | 0 | 0 | 0
2003 | 1 | 3 | 0.39 | 0.39 | 0.34 | 0 | 0.39 | 0.34 | 0 | 0 | 0 | 0 | 0 | 0 | 0
2003 | 1 | 4 | 0 | 0 | 0 | 0 | 0 | 0 | 0 | 0 | 0 | 0 | 0 | 0 | 0
2003 | 1 | 5 | 0.2 | 0.2 | 0.15 | 0 | 0.2 | 0.15 | 0 | 0 | 0 | 0 | 0 | 0 | 0
2003 | 1 | 6 | 0.01 | 0.01 | 0 | 0 | 0.01 | 0 | 0 | 0 | 0 | 0 | 0 | 0 | 0
2003 | 1 | 7 | 0 | 0 | 0 | 0 | 0 | 0 | 0 | 0 | 0 | 0 | 0 | 0 | 0
2003 | 1 | 8 | 0 | 0 | 0 | 0 | 0 | 0 | 0 | 0 | 0 | 0 | 0 | 0 | 0
2003 | 1 | 9 | 0 | 0 | 0 | 0 | 0 | 0 | 0 | 0 | 0 | 0 | 0 | 0 | 0
2003 | 1 | 10 | 0 | 0 | 0 | 0 | 0 | 0 | 0 | 0 | 0 | 0 | 0 | 0 | 0
2003 | 1 | 11 | 0 | 0 | 0 | 0 | 0 | 0 | 0 | 0 | 0 | 0 | 0 | 0 | 0
2003 | 1 | 12 | 0 | 0 | 0 | 0 | 0 | 0 | 0 | 0 | 0 | 0 | 0 | 0 | 0
2003 | 1 | 13 | 0 | 0 | 0 | 0 | 0 | 0 | 0 | 0 | 0 | 0 | 0 | 0 | 0
2003 | 1 | 14 | 0 | 0 | 0 | 0 | 0 | 0 | 0 | 0 | 0 | 0 | 0 | 0 | 0
2003 | 1 | 15 | 0 | 0 | 0 | 0 | 0 | 0 | 0 | 0 | 0 | 0 | 0 | 0 | 0
2003 | 1 | 16 | 0.03 | 0.03 | 0 | 0 | 0.03 | 0 | 0 | 0 | 0 | 0 | 0 | 0 | 0
2003 | 1 | 17 | 0 | 0 | 0 | 0 | 0 | 0 | 0 | 0 | 0 | 0 | 0 | 0 | 0
2003 | 1 | 18 | 0 | 0 | 0 | 0 | 0 | 0 | 0 | 0 | 0 | 0 | 0 | 0 | 0
2003 | 1 | 19 | 0 | 0 | 0 | 0 | 0 | 0 | 0 | 0 | 0 | 0 | 0 | 0 | 0
2003 | 1 | 20 | 0 | 0 | 0 | 0 | 0 | 0 | 0 | 0 | 0 | 0 | 0 | 0 | 0
2003 | 1 | 21 | 0.02 | 0.02 | 0 | 0 | 0.02 | 0 | 0 | 0 | 0 | 0 | 0 | 0 | 0
2003 | 1 | 22 | 0 | 0 | 0 | 0 | 0 | 0 | 0 | 0 | 0 | 0 | 0 | 0 | 0
2003 | 1 | 23 | 0 | 0 | 0 | 0 | 0 | 0 | 0 | 0 | 0 | 0 | 0 | 0 | 0
2003 | 1 | 24 | 0 | 0 | 0 | 0 | 0 | 0 | 0 | 0 | 0 | 0 | 0 | 0 | 0
2003 | 1 | 25 | 0 | 0 | 0 | 0 | 0 | 0 | 0 | 0 | 0 | 0 | 0 | 0 | 0
2003 | 1 | 26 | 0 | 0 | 0 | 0 | 0 | 0 | 0 | 0 | 0 | 0 | 0 | 0 | 0
2003 | 1 | 27 | 0 | 0 | 0 | 0 | 0 | 0 | 0 | 0 | 0 | 0 | 0 | 0 | 0
2003 | 1 | 28 | 0 | 0 | 0 | 0 | 0 | 0 | 0 | 0 | 0 | 0 | 0 | 0 | 0
2003 | 1 | 29 | 0.08 | 0.08 | 0.03 | 0 | 0.08 | 0.03 | 0 | 0 | 0 | 0 | 0 | 0 | 0
2003 | 1 | 30 | 0 | 0 | 0 | 0 | 0 | 0 | 0 | 0 | 0 | 0 | 0 | 0 | 0
2003 | 1 | 31 | 0.11 | 0.11 | 0.06 | 0 | 0.11 | 0.06 | 0 | 0 | 0 | 0 | 0 | 0 | 0
2003 | 2 | 1 | 0.07 | 0.07 | 0.02 | 0 | 0.07 | 0.02 | 0 | 0 | 0 | 0 | 0 | 0 | 0
2003 | 2 | 2 | 0 | 0 | 0 | 0 | 0 | 0 | 0 | 0 | 0 | 0 | 0 | 0 | 0
2003 | 2 | 3 | 0 | 0 | 0 | 0 | 0 | 0 | 0 | 0 | 0 | 0 | 0 | 0 | 0
2003 | 2 | 4 | 0.21 | 0.21 | 0.16 | 0 | 0.21 | 0.16 | 0 | 0 | 0 | 0 | 0 | 0 | 0
2003 | 2 | 5 | 0 | 0 | 0 | 0 | 0 | 0 | 0 | 0 | 0 | 0 | 0 | 0 | 0
2003 | 2 | 6 | 0.24 | 0.24 | 0.19 | 0 | 0.24 | 0.19 | 0 | 0 | 0 | 0 | 0 | 0 | 0
2003 | 2 | 7 | 0.33 | 0.33 | 0.28 | 0 | 0.33 | 0.28 | 0 | 0 | 0 | 0 | 0 | 0 | 0
2003 | 2 | 8 | 0 | 0 | 0 | 0 | 0 | 0 | 0 | 0 | 0 | 0 | 0 | 0 | 0
2003 | 2 | 9 | 0 | 0 | 0 | 0 | 0 | 0 | 0 | 0 | 0 | 0 | 0 | 0 | 0
2003 | 2 | 10 | 0.04 | 0.04 | 0 | 0 | 0.04 | 0 | 0 | 0 | 0 | 0 | 0 | 0 | 0
2003 | 2 | 11 | 0 | 0 | 0 | 0 | 0 | 0 | 0 | 0 | 0 | 0 | 0 | 0 | 0
2003 | 2 | 12 | 0 | 0 | 0 | 0 | 0 | 0 | 0 | 0 | 0 | 0 | 0 | 0 | 0
2003 | 2 | 13 | 0 | 0 | 0 | 0 | 0 | 0 | 0 | 0 | 0 | 0 | 0 | 0 | 0
2003 | 2 | 14 | 0.02 | 0.02 | 0 | 0 | 0.02 | 0 | 0 | 0 | 0 | 0 | 0 | 0 | 0
2003 | 2 | 15 | 0.32 | 0.32 | 0.27 | 0 | 0.32 | 0.27 | 0 | 0 | 0 | 0 | 0 | 0 | 0
2003 | 2 | 16 | 0.84 | 0.84 | 0.79 | 0 | 0.84 | 0.79 | 0 | 0 | 0 | 0 | 0 | 0 | 0
2003 | 2 | 17 | 0.39 | 0.39 | 0.34 | 0 | 0.39 | 0.34 | 0 | 0 | 0 | 0 | 0 | 0 | 0
2003 | 2 | 18 | 0.03 | 0.03 | 0 | 0 | 0.03 | 0 | 0 | 0 | 0 | 0 | 0 | 0 | 0
2003 | 2 | 19 | 0 | 0 | 0 | 0 | 0 | 0 | 0 | 0 | 0 | 0 | 0 | 0 | 0
2003 | 2 | 20 | 0 | 0 | 0 | 0 | 0 | 0 | 0 | 0 | 0 | 0 | 0 | 0 | 0
2003 | 2 | 21 | 0.34 | 0.34 | 0.29 | 0 | 0.34 | 0.29 | 0 | 0 | 0 | 0 | 0 | 0 | 0
2003 | 2 | 22 | 2.27 | 1 | 0.95 | 0 | 1 | 0.95 | 0 | 0 | 0 | 0 | 0 | 0 | 0
2003 | 2 | 23 | 0.13 | 0.13 | 0.08 | 0 | 0.13 | 0.08 | 0 | 0 | 0 | 0 | 0 | 0 | 0
2003 | 2 | 24 | 0 | 0 | 0 | 0 | 0 | 0 | 0 | 0 | 0 | 0 | 0 | 0 | 0
2003 | 2 | 25 | 0 | 0 | 0 | 0 | 0 | 0 | 0 | 0 | 0 | 0 | 0 | 0 | 0
2003 | 2 | 26 | 0.12 | 0.12 | 0.07 | 0 | 0.12 | 0.07 | 0 | 0 | 0 | 0 | 0 | 0 | 0
2003 | 2 | 27 | 0.28 | 0.28 | 0.23 | 0 | 0.28 | 0.23 | 0 | 0 | 0 | 0 | 0 | 0 | 0
2003 | 2 | 28 | 0.05 | 0.05 | 0 | 0 | 0.05 | 0 | 0 | 0 | 0 | 0 | 0 | 0 | 0
2003 | 3 | 1 | 0.01 | 0.01 | 0 | 0 | 0.01 | 0 | 0 | 0 | 0 | 0 | 0 | 0 | 0
2003 | 3 | 2 | 0.41 | 0.41 | 0.36 | 0 | 0.41 | 0.36 | 0 | 0 | 0 | 0 | 0 | 0 | 0
2003 | 3 | 3 | 0 | 0 | 0 | 0 | 0 | 0 | 0 | 0 | 0 | 0 | 0 | 0 | 0
2003 | 3 | 4 | 0 | 0 | 0 | 0 | 0 | 0 | 0 | 0 | 0 | 0 | 0 | 0 | 0
2003 | 3 | 5 | 0.07 | 0.07 | 0.02 | 0 | 0.07 | 0.02 | 0 | 0 | 0 | 0 | 0 | 0 | 0
2003 | 3 | 6 | 0.22 | 0.22 | 0.17 | 0 | 0.22 | 0.17 | 0 | 0 | 0 | 0 | 0 | 0 | 0
2003 | 3 | 7 | 0 | 0 | 0 | 0 | 0 | 0 | 0 | 0 | 0 | 0 | 0 | 0 | 0
2003 | 3 | 8 | 0 | 0 | 0 | 0 | 0 | 0 | 0 | 0 | 0 | 0 | 0 | 0 | 0
2003 | 3 | 9 | 0 | 0 | 0 | 0 | 0 | 0 | 0 | 0 | 0 | 0 | 0 | 0 | 0
2003 | 3 | 10 | 0 | 0 | 0 | 0 | 0 | 0 | 0 | 0 | 0 | 0 | 0 | 0 | 0
2003 | 3 | 11 | 0 | 0 | 0 | 0 | 0 | 0 | 0 | 0 | 0 | 0 | 0 | 0 | 0
2003 | 3 | 12 | 0 | 0 | 0 | 0 | 0 | 0 | 0 | 0 | 0 | 0 | 0 | 0 | 0
2003 | 3 | 13 | 0.16 | 0.16 | 0.11 | 0 | 0.16 | 0.11 | 0 | 0 | 0 | 0 | 0 | 0 | 0
2003 | 3 | 14 | 0 | 0 | 0 | 0 | 0 | 0 | 0 | 0 | 0 | 0 | 0 | 0 | 0
2003 | 3 | 15 | 0 | 0 | 0 | 0 | 0 | 0 | 0 | 0 | 0 | 0 | 0 | 0 | 0
2003 | 3 | 16 | 0.01 | 0.01 | 0 | 0 | 0.01 | 0 | 0 | 0 | 0 | 0 | 0 | 0 | 0
2003 | 3 | 17 | 0.01 | 0.01 | 0 | 0 | 0.01 | 0 | 0 | 0 | 0 | 0 | 0 | 0 | 0
2003 | 3 | 18 | 0 | 0 | 0 | 0 | 0 | 0 | 0 | 0 | 0 | 0 | 0 | 0 | 0
2003 | 3 | 19 | 0 | 0 | 0 | 0 | 0 | 0 | 0 | 0 | 0 | 0 | 0 | 0 | 0
2003 | 3 | 20 | 1.95 | 1 | 0.95 | 0 | 1 | 0.95 | 0 | 0 | 0 | 0 | 0 | 0 | 0
2003 | 3 | 21 | 0.02 | 0.02 | 0 | 0 | 0.02 | 0 | 0 | 0 | 0 | 0 | 0 | 0 | 0
2003 | 3 | 22 | 0 | 0 | 0 | 0 | 0 | 0 | 0 | 0 | 0 | 0 | 0 | 0 | 0
2003 | 3 | 23 | 0 | 0 | 0 | 0 | 0 | 0 | 0 | 0 | 0 | 0 | 0 | 0 | 0
2003 | 3 | 24 | 0 | 0 | 0 | 0 | 0 | 0 | 0 | 0 | 0 | 0 | 0 | 0 | 0
2003 | 3 | 25 | 0 | 0 | 0 | 0 | 0 | 0 | 0 | 0 | 0 | 0 | 0 | 0 | 0
2003 | 3 | 26 | 0.43 | 0.43 | 0.38 | 0 | 0.43 | 0.38 | 0 | 0 | 0 | 0 | 0 | 0 | 0
2003 | 3 | 27 | 0 | 0 | 0 | 0 | 0 | 0 | 0 | 0 | 0 | 0 | 0 | 0 | 0
2003 | 3 | 28 | 0.05 | 0.05 | 0 | 0 | 0.05 | 0 | 0 | 0 | 0 | 0 | 0 | 0 | 0
2003 | 3 | 29 | 0.39 | 0.39 | 0.34 | 0 | 0.39 | 0.34 | 0 | 0 | 0 | 0 | 0 | 0 | 0
2003 | 3 | 30 | 0.47 | 0.47 | 0.42 | 0 | 0.47 | 0.42 | 0 | 0 | 0 | 0 | 0 | 0 | 0
2003 | 3 | 31 | 0 | 0 | 0 | 0 | 0 | 0 | 0 | 0 | 0 | 0 | 0 | 0 | 0
2003 | 4 | 1 | 0 | 0 | 0 | 0 | 0 | 0 | 0 | 0 | 0 | 0 | 0 | 0 | 0
2003 | 4 | 2 | 0 | 0 | 0 | 0 | 0 | 0 | 0 | 0 | 0 | 0 | 0 | 0 | 0
2003 | 4 | 3 | 0 | 0 | 0 | 0 | 0 | 0 | 0 | 0 | 0 | 0 | 0 | 0 | 0
2003 | 4 | 4 | 0 | 0 | 0 | 0 | 0 | 0 | 0 | 0 | 0 | 0 | 0 | 0 | 0
2003 | 4 | 5 | 0 | 0 | 0 | 0 | 0 | 0 | 0 | 0 | 0 | 0 | 0 | 0 | 0
2003 | 4 | 6 | 0 | 0 | 0 | 0 | 0 | 0 | 0 | 0 | 0 | 0 | 0 | 0 | 0
2003 | 4 | 7 | 0.68 | 0.68 | 0.63 | 0 | 0.68 | 0.63 | 0 | 0 | 0 | 0 | 0 | 0 | 0
2003 | 4 | 8 | 0 | 0 | 0 | 0 | 0 | 0 | 0 | 0 | 0 | 0 | 0 | 0 | 0
2003 | 4 | 9 | 0.51 | 0.51 | 0.46 | 0 | 0.51 | 0.46 | 0 | 0 | 0 | 0 | 0 | 0 | 0
2003 | 4 | 10 | 0.07 | 0.07 | 0.02 | 0 | 0.07 | 0.02 | 0 | 0 | 0 | 0 | 0 | 0 | 0
2003 | 4 | 11 | 0.18 | 0.18 | 0.13 | 0 | 0.18 | 0.13 | 0 | 0 | 0 | 0 | 0 | 0 | 0
2003 | 4 | 12 | 0 | 0 | 0 | 0 | 0 | 0 | 0 | 0 | 0 | 0 | 0 | 0 | 0
2003 | 4 | 13 | 0 | 0 | 0 | 0 | 0 | 0 | 0 | 0 | 0 | 0 | 0 | 0 | 0
2003 | 4 | 14 | 0 | 0 | 0 | 0 | 0 | 0 | 0 | 0 | 0 | 0 | 0 | 0 | 0
2003 | 4 | 15 | 0 | 0 | 0 | 0 | 0 | 0 | 0 | 0 | 0 | 0 | 0 | 0 | 0
2003 | 4 | 16 | 0 | 0 | 0 | 0 | 0 | 0 | 0 | 0 | 0 | 0 | 0 | 0 | 0
2003 | 4 | 17 | 0 | 0 | 0 | 0 | 0 | 0 | 0 | 0 | 0 | 0 | 0 | 0 | 0
2003 | 4 | 18 | 0.12 | 0.12 | 0.07 | 0 | 0.12 | 0.07 | 0 | 0 | 0 | 0 | 0 | 0 | 0
2003 | 4 | 19 | 0.01 | 0.01 | 0 | 0 | 0.01 | 0 | 0 | 0 | 0 | 0 | 0 | 0 | 0
2003 | 4 | 20 | 0 | 0 | 0 | 0 | 0 | 0 | 0 | 0 | 0 | 0 | 0 | 0 | 0
2003 | 4 | 21 | 0 | 0 | 0 | 0 | 0 | 0 | 0 | 0 | 0 | 0 | 0 | 0 | 0
2003 | 4 | 22 | 0.15 | 0.15 | 0.1 | 0 | 0.15 | 0.1 | 0 | 0 | 0 | 0 | 0 | 0 | 0
2003 | 4 | 23 | 0 | 0 | 0 | 0 | 0 | 0 | 0 | 0 | 0 | 0 | 0 | 0 | 0
2003 | 4 | 24 | 0 | 0 | 0 | 0 | 0 | 0 | 0 | 0 | 0 | 0 | 0 | 0 | 0
2003 | 4 | 25 | 0.37 | 0.37 | 0.32 | 0 | 0.37 | 0.32 | 0 | 0 | 0 | 0 | 0 | 0 | 0
2003 | 4 | 26 | 0.33 | 0.33 | 0.28 | 0 | 0.33 | 0.28 | 0 | 0 | 0 | 0 | 0 | 0 | 0
2003 | 4 | 27 | 0 | 0 | 0 | 0 | 0 | 0 | 0 | 0 | 0 | 0 | 0 | 0 | 0
2003 | 4 | 28 | 0 | 0 | 0 | 0 | 0 | 0 | 0 | 0 | 0 | 0 | 0 | 0 | 0
2003 | 4 | 29 | 0 | 0 | 0 | 0 | 0 | 0 | 0 | 0 | 0 | 0 | 0 | 0 | 0
2003 | 4 | 30 | 0.13 | 0.13 | 0.08 | 0 | 0.13 | 0.08 | 0 | 0 | 0 | 0 | 0 | 0 | 0
2003 | 5 | 1 | 0 | 0 | 0 | 0 | 0 | 0 | 0 | 0 | 0 | 0 | 0 | 0 | 0
2003 | 5 | 2 | 0 | 0 | 0 | 0 | 0 | 0 | 0 | 0 | 0 | 0 | 0 | 0 | 0
2003 | 5 | 3 | 0 | 0 | 0 | 0 | 0 | 0 | 0 | 0 | 0 | 0 | 0 | 0 | 0
2003 | 5 | 4 | 0 | 0 | 0 | 0 | 0 | 0 | 0 | 0 | 0 | 0 | 0 | 0 | 0
2003 | 5 | 5 | 0.14 | 0.14 | 0.09 | 0 | 0.14 | 0.09 | 0 | 0 | 0 | 0 | 0 | 0 | 0
2003 | 5 | 6 | 0.01 | 0.01 | 0 | 0 | 0.01 | 0 | 0 | 0 | 0 | 0 | 0 | 0 | 0
2003 | 5 | 7 | 0.38 | 0.38 | 0.33 | 0 | 0.38 | 0.33 | 0 | 0 | 0 | 0 | 0 | 0 | 0
2003 | 5 | 8 | 0.11 | 0.11 | 0.06 | 0 | 0.11 | 0.06 | 0 | 0 | 0 | 0 | 0 | 0 | 0
2003 | 5 | 9 | 0.25 | 0.25 | 0.2 | 0 | 0.25 | 0.2 | 0 | 0 | 0 | 0 | 0 | 0 | 0
2003 | 5 | 10 | 0.36 | 0.36 | 0.31 | 0 | 0.36 | 0.31 | 0 | 0 | 0 | 0 | 0 | 0 | 0
2003 | 5 | 11 | 0 | 0 | 0 | 0 | 0 | 0 | 0 | 0 | 0 | 0 | 0 | 0 | 0
2003 | 5 | 12 | 0 | 0 | 0 | 0 | 0 | 0 | 0 | 0 | 0 | 0 | 0 | 0 | 0
2003 | 5 | 13 | 0 | 0 | 0 | 0 | 0 | 0 | 0 | 0 | 0 | 0 | 0 | 0 | 0
2003 | 5 | 14 | 0 | 0 | 0 | 0 | 0 | 0 | 0 | 0 | 0 | 0 | 0 | 0 | 0
2003 | 5 | 15 | 0.13 | 0.13 | 0.08 | 0 | 0.13 | 0.08 | 0 | 0 | 0 | 0 | 0 | 0 | 0
2003 | 5 | 16 | 1.59 | 1 | 0.95 | 0 | 1 | 0.95 | 0 | 0 | 0 | 0 | 0 | 0 | 0
2003 | 5 | 17 | 0.1 | 0.1 | 0.05 | 0 | 0.1 | 0.05 | 0 | 0 | 0 | 0 | 0 | 0 | 0
2003 | 5 | 18 | 0.28 | 0.28 | 0.23 | 0 | 0.28 | 0.23 | 0 | 0 | 0 | 0 | 0 | 0 | 0
2003 | 5 | 19 | 0 | 0 | 0 | 0 | 0 | 0 | 0 | 0 | 0 | 0 | 0 | 0 | 0
2003 | 5 | 20 | 0 | 0 | 0 | 0 | 0 | 0 | 0 | 0 | 0 | 0 | 0 | 0 | 0
2003 | 5 | 21 | 0.67 | 0.67 | 0.62 | 0 | 0.67 | 0.62 | 0 | 0 | 0 | 0 | 0 | 0 | 0
2003 | 5 | 22 | 0.03 | 0.03 | 0 | 0 | 0.03 | 0 | 0 | 0 | 0 | 0 | 0 | 0 | 0
2003 | 5 | 23 | 0.19 | 0.19 | 0.14 | 0 | 0.19 | 0.14 | 0 | 0 | 0 | 0 | 0 | 0 | 0
2003 | 5 | 24 | 0.02 | 0.02 | 0 | 0 | 0.02 | 0 | 0 | 0 | 0 | 0 | 0 | 0 | 0
2003 | 5 | 25 | 0.11 | 0.11 | 0.06 | 0 | 0.11 | 0.06 | 0 | 0 | 0 | 0 | 0 | 0 | 0
2003 | 5 | 26 | 1.49 | 1 | 0.95 | 0 | 1 | 0.95 | 0 | 0 | 0 | 0 | 0 | 0 | 0
2003 | 5 | 27 | 0.05 | 0.05 | 0 | 0 | 0.05 | 0 | 0 | 0 | 0 | 0 | 0 | 0 | 0
2003 | 5 | 28 | 0.3 | 0.3 | 0.25 | 0 | 0.3 | 0.25 | 0 | 0 | 0 | 0 | 0 | 0 | 0
2003 | 5 | 29 | 0.05 | 0.05 | 0 | 0 | 0.05 | 0 | 0 | 0 | 0 | 0 | 0 | 0 | 0
2003 | 5 | 30 | 0 | 0 | 0 | 0 | 0 | 0 | 0 | 0 | 0 | 0 | 0 | 0 | 0
2003 | 5 | 31 | 0.8 | 0.8 | 0.75 | 0 | 0.8 | 0.75 | 0 | 0 | 0 | 0 | 0 | 0 | 0
2003 | 6 | 1 | 0 | 0 | 0 | 0 | 0 | 0 | 0 | 0 | 0 | 0 | 0 | 0 | 0
2003 | 6 | 2 | 0 | 0 | 0 | 0 | 0 | 0 | 0 | 0 | 0 | 0 | 0 | 0 | 0
2003 | 6 | 3 | 0.25 | 0.25 | 0.2 | 0 | 0.25 | 0.2 | 0 | 0 | 0 | 0 | 0 | 0 | 0
2003 | 6 | 4 | 0.29 | 0.29 | 0.24 | 0 | 0.29 | 0.24 | 0 | 0 | 0 | 0 | 0 | 0 | 0
2003 | 6 | 5 | 0.05 | 0.05 | 0 | 0 | 0.05 | 0 | 0 | 0 | 0 | 0 | 0 | 0 | 0
2003 | 6 | 6 | 0 | 0 | 0 | 0 | 0 | 0 | 0 | 0 | 0 | 0 | 0 | 0 | 0
2003 | 6 | 7 | 1.28 | 1 | 0.95 | 0 | 1 | 0.95 | 0 | 0 | 0 | 0 | 0 | 0 | 0
2003 | 6 | 8 | 0 | 0 | 0 | 0 | 0 | 0 | 0 | 0 | 0 | 0 | 0 | 0 | 0
2003 | 6 | 9 | 0.46 | 0.46 | 0.41 | 0 | 0.46 | 0.41 | 0 | 0 | 0 | 0 | 0 | 0 | 0
2003 | 6 | 10 | 0 | 0 | 0 | 0 | 0 | 0 | 0 | 0 | 0 | 0 | 0 | 0 | 0
2003 | 6 | 11 | 0.26 | 0.26 | 0.21 | 0 | 0.26 | 0.21 | 0 | 0 | 0 | 0 | 0 | 0 | 0
2003 | 6 | 12 | 1.13 | 1 | 0.95 | 0 | 1 | 0.95 | 0 | 0 | 0 | 0 | 0 | 0 | 0
2003 | 6 | 13 | 0.37 | 0.37 | 0.32 | 0 | 0.37 | 0.32 | 0 | 0 | 0 | 0 | 0 | 0 | 0
2003 | 6 | 14 | 0.02 | 0.02 | 0 | 0 | 0.02 | 0 | 0 | 0 | 0 | 0 | 0 | 0 | 0
2003 | 6 | 15 | 0 | 0 | 0 | 0 | 0 | 0 | 0 | 0 | 0 | 0 | 0 | 0 | 0
2003 | 6 | 16 | 0 | 0 | 0 | 0 | 0 | 0 | 0 | 0 | 0 | 0 | 0 | 0 | 0
2003 | 6 | 17 | 0.76 | 0.76 | 0.71 | 0 | 0.76 | 0.71 | 0 | 0 | 0 | 0 | 0 | 0 | 0
2003 | 6 | 18 | 0.11 | 0.11 | 0.06 | 0 | 0.11 | 0.06 | 0 | 0 | 0 | 0 | 0 | 0 | 0
2003 | 6 | 19 | 1.61 | 1 | 0.95 | 0 | 1 | 0.95 | 0 | 0 | 0 | 0 | 0 | 0 | 0
2003 | 6 | 20 | 0.65 | 0.65 | 0.6 | 0 | 0.65 | 0.6 | 0 | 0 | 0 | 0 | 0 | 0 | 0
2003 | 6 | 21 | 0.03 | 0.03 | 0 | 0 | 0.03 | 0 | 0 | 0 | 0 | 0 | 0 | 0 | 0
2003 | 6 | 22 | 0 | 0 | 0 | 0 | 0 | 0 | 0 | 0 | 0 | 0 | 0 | 0 | 0
2003 | 6 | 23 | 0 | 0 | 0 | 0 | 0 | 0 | 0 | 0 | 0 | 0 | 0 | 0 | 0
2003 | 6 | 24 | 0 | 0 | 0 | 0 | 0 | 0 | 0 | 0 | 0 | 0 | 0 | 0 | 0
2003 | 6 | 25 | 0 | 0 | 0 | 0 | 0 | 0 | 0 | 0 | 0 | 0 | 0 | 0 | 0
2003 | 6 | 26 | 0 | 0 | 0 | 0 | 0 | 0 | 0 | 0 | 0 | 0 | 0 | 0 | 0
2003 | 6 | 27 | 0.09 | 0.09 | 0.04 | 0 | 0.09 | 0.04 | 0 | 0 | 0 | 0 | 0 | 0 | 0
2003 | 6 | 28 | 0 | 0 | 0 | 0 | 0 | 0 | 0 | 0 | 0 | 0 | 0 | 0 | 0
2003 | 6 | 29 | 0 | 0 | 0 | 0 | 0 | 0 | 0 | 0 | 0 | 0 | 0 | 0 | 0
2003 | 6 | 30 | 0.51 | 0.51 | 0.46 | 0 | 0.51 | 0.46 | 0 | 0 | 0 | 0 | 0 | 0 | 0
2003 | 7 | 1 | 1.14 | 1 | 0.95 | 0 | 1 | 0.95 | 0 | 0 | 0 | 0 | 0 | 0 | 0
2003 | 7 | 2 | 0.87 | 0.87 | 0.82 | 0 | 0.87 | 0.82 | 0 | 0 | 0 | 0 | 0 | 0 | 0
2003 | 7 | 3 | 0.14 | 0.14 | 0.09 | 0 | 0.14 | 0.09 | 0 | 0 | 0 | 0 | 0 | 0 | 0
2003 | 7 | 4 | 0 | 0 | 0 | 0 | 0 | 0 | 0 | 0 | 0 | 0 | 0 | 0 | 0
2003 | 7 | 5 | 0 | 0 | 0 | 0 | 0 | 0 | 0 | 0 | 0 | 0 | 0 | 0 | 0
2003 | 7 | 6 | 0 | 0 | 0 | 0 | 0 | 0 | 0 | 0 | 0 | 0 | 0 | 0 | 0
2003 | 7 | 7 | 0.57 | 0.57 | 0.52 | 0 | 0.57 | 0.52 | 0 | 0 | 0 | 0 | 0 | 0 | 0
2003 | 7 | 8 | 0 | 0 | 0 | 0 | 0 | 0 | 0 | 0 | 0 | 0 | 0 | 0 | 0
2003 | 7 | 9 | 0.49 | 0.49 | 0.44 | 0 | 0.49 | 0.44 | 0 | 0 | 0 | 0 | 0 | 0 | 0
2003 | 7 | 10 | 1.06 | 1 | 0.95 | 0 | 1 | 0.95 | 0 | 0 | 0 | 0 | 0 | 0 | 0
2003 | 7 | 11 | 0 | 0 | 0 | 0 | 0 | 0 | 0 | 0 | 0 | 0 | 0 | 0 | 0
2003 | 7 | 12 | 0.03 | 0.03 | 0 | 0 | 0.03 | 0 | 0 | 0 | 0 | 0 | 0 | 0 | 0
2003 | 7 | 13 | 0 | 0 | 0 | 0 | 0 | 0 | 0 | 0 | 0 | 0 | 0 | 0 | 0
2003 | 7 | 14 | 0.03 | 0.03 | 0 | 0 | 0.03 | 0 | 0 | 0 | 0 | 0 | 0 | 0 | 0
2003 | 7 | 15 | 0 | 0 | 0 | 0 | 0 | 0 | 0 | 0 | 0 | 0 | 0 | 0 | 0
2003 | 7 | 16 | 0 | 0 | 0 | 0 | 0 | 0 | 0 | 0 | 0 | 0 | 0 | 0 | 0
2003 | 7 | 17 | 0 | 0 | 0 | 0 | 0 | 0 | 0 | 0 | 0 | 0 | 0 | 0 | 0
2003 | 7 | 18 | 0 | 0 | 0 | 0 | 0 | 0 | 0 | 0 | 0 | 0 | 0 | 0 | 0
2003 | 7 | 19 | 0 | 0 | 0 | 0 | 0 | 0 | 0 | 0 | 0 | 0 | 0 | 0 | 0
2003 | 7 | 20 | 0 | 0 | 0 | 0 | 0 | 0 | 0 | 0 | 0 | 0 | 0 | 0 | 0
2003 | 7 | 21 | 0 | 0 | 0 | 0 | 0 | 0 | 0 | 0 | 0 | 0 | 0 | 0 | 0
2003 | 7 | 22 | 0.53 | 0.53 | 0.48 | 0 | 0.53 | 0.48 | 0 | 0 | 0 | 0 | 0 | 0 | 0
2003 | 7 | 23 | 0 | 0 | 0 | 0 | 0 | 0 | 0 | 0 | 0 | 0 | 0 | 0 | 0
2003 | 7 | 24 | 0 | 0 | 0 | 0 | 0 | 0 | 0 | 0 | 0 | 0 | 0 | 0 | 0
2003 | 7 | 25 | 0 | 0 | 0 | 0 | 0 | 0 | 0 | 0 | 0 | 0 | 0 | 0 | 0
2003 | 7 | 26 | 0 | 0 | 0 | 0 | 0 | 0 | 0 | 0 | 0 | 0 | 0 | 0 | 0
2003 | 7 | 27 | 0 | 0 | 0 | 0 | 0 | 0 | 0 | 0 | 0 | 0 | 0 | 0 | 0
2003 | 7 | 28 | 0.87 | 0.87 | 0.82 | 0 | 0.87 | 0.82 | 0 | 0 | 0 | 0 | 0 | 0 | 0
2003 | 7 | 29 | 0.02 | 0.02 | 0 | 0 | 0.02 | 0 | 0 | 0 | 0 | 0 | 0 | 0 | 0
2003 | 7 | 30 | 0.01 | 0.01 | 0 | 0 | 0.01 | 0 | 0 | 0 | 0 | 0 | 0 | 0 | 0
2003 | 7 | 31 | 0 | 0 | 0 | 0 | 0 | 0 | 0 | 0 | 0 | 0 | 0 | 0 | 0
2003 | 8 | 1 | 0.89 | 0.89 | 0.84 | 0 | 0.89 | 0.84 | 0 | 0 | 0 | 0 | 0 | 0 | 0
2003 | 8 | 2 | 0.01 | 0.01 | 0 | 0 | 0.01 | 0 | 0 | 0 | 0 | 0 | 0 | 0 | 0
2003 | 8 | 3 | 0.23 | 0.23 | 0.18 | 0 | 0.23 | 0.18 | 0 | 0 | 0 | 0 | 0 | 0 | 0
2003 | 8 | 4 | 0.01 | 0.01 | 0 | 0 | 0.01 | 0 | 0 | 0 | 0 | 0 | 0 | 0 | 0
2003 | 8 | 5 | 0.39 | 0.39 | 0.34 | 0 | 0.39 | 0.34 | 0 | 0 | 0 | 0 | 0 | 0 | 0
2003 | 8 | 6 | 0 | 0 | 0 | 0 | 0 | 0 | 0 | 0 | 0 | 0 | 0 | 0 | 0
2003 | 8 | 7 | 0 | 0 | 0 | 0 | 0 | 0 | 0 | 0 | 0 | 0 | 0 | 0 | 0
2003 | 8 | 8 | 0 | 0 | 0 | 0 | 0 | 0 | 0 | 0 | 0 | 0 | 0 | 0 | 0
2003 | 8 | 9 | 0.44 | 0.44 | 0.39 | 0 | 0.44 | 0.39 | 0 | 0 | 0 | 0 | 0 | 0 | 0
2003 | 8 | 10 | 0.01 | 0.01 | 0 | 0 | 0.01 | 0 | 0 | 0 | 0 | 0 | 0 | 0 | 0
2003 | 8 | 11 | 0.04 | 0.04 | 0 | 0 | 0.04 | 0 | 0 | 0 | 0 | 0 | 0 | 0 | 0
2003 | 8 | 12 | 0 | 0 | 0 | 0 | 0 | 0 | 0 | 0 | 0 | 0 | 0 | 0 | 0
2003 | 8 | 13 | 0 | 0 | 0 | 0 | 0 | 0 | 0 | 0 | 0 | 0 | 0 | 0 | 0
2003 | 8 | 14 | 0 | 0 | 0 | 0 | 0 | 0 | 0 | 0 | 0 | 0 | 0 | 0 | 0
2003 | 8 | 15 | 0 | 0 | 0 | 0 | 0 | 0 | 0 | 0 | 0 | 0 | 0 | 0 | 0
2003 | 8 | 16 | 0.62 | 0.62 | 0.57 | 0 | 0.62 | 0.57 | 0 | 0 | 0 | 0 | 0 | 0 | 0
2003 | 8 | 17 | 0.2 | 0.2 | 0.15 | 0 | 0.2 | 0.15 | 0 | 0 | 0 | 0 | 0 | 0 | 0
2003 | 8 | 18 | 0 | 0 | 0 | 0 | 0 | 0 | 0 | 0 | 0 | 0 | 0 | 0 | 0
2003 | 8 | 19 | 0 | 0 | 0 | 0 | 0 | 0 | 0 | 0 | 0 | 0 | 0 | 0 | 0
2003 | 8 | 20 | 0 | 0 | 0 | 0 | 0 | 0 | 0 | 0 | 0 | 0 | 0 | 0 | 0
2003 | 8 | 21 | 0 | 0 | 0 | 0 | 0 | 0 | 0 | 0 | 0 | 0 | 0 | 0 | 0
2003 | 8 | 22 | 0 | 0 | 0 | 0 | 0 | 0 | 0 | 0 | 0 | 0 | 0 | 0 | 0
2003 | 8 | 23 | 0 | 0 | 0 | 0 | 0 | 0 | 0 | 0 | 0 | 0 | 0 | 0 | 0
2003 | 8 | 24 | 0 | 0 | 0 | 0 | 0 | 0 | 0 | 0 | 0 | 0 | 0 | 0 | 0
2003 | 8 | 25 | 0 | 0 | 0 | 0 | 0 | 0 | 0 | 0 | 0 | 0 | 0 | 0 | 0
2003 | 8 | 26 | 0.96 | 0.96 | 0.91 | 0 | 0.96 | 0.91 | 0 | 0 | 0 | 0 | 0 | 0 | 0
2003 | 8 | 27 | 0.56 | 0.56 | 0.51 | 0 | 0.56 | 0.51 | 0 | 0 | 0 | 0 | 0 | 0 | 0
2003 | 8 | 28 | 0 | 0 | 0 | 0 | 0 | 0 | 0 | 0 | 0 | 0 | 0 | 0 | 0
2003 | 8 | 29 | 0.06 | 0.06 | 0.01 | 0 | 0.06 | 0.01 | 0 | 0 | 0 | 0 | 0 | 0 | 0
2003 | 8 | 30 | 0.23 | 0.23 | 0.18 | 0 | 0.23 | 0.18 | 0 | 0 | 0 | 0 | 0 | 0 | 0
2003 | 8 | 31 | 0 | 0 | 0 | 0 | 0 | 0 | 0 | 0 | 0 | 0 | 0 | 0 | 0
2003 | 9 | 1 | 0.19 | 0.19 | 0.14 | 0 | 0.19 | 0.14 | 0 | 0 | 0 | 0 | 0 | 0 | 0
2003 | 9 | 2 | 0.17 | 0.17 | 0.12 | 0 | 0.17 | 0.12 | 0 | 0 | 0 | 0 | 0 | 0 | 0
2003 | 9 | 3 | 0.32 | 0.32 | 0.27 | 0 | 0.32 | 0.27 | 0 | 0 | 0 | 0 | 0 | 0 | 0
2003 | 9 | 4 | 0.12 | 0.12 | 0.07 | 0 | 0.12 | 0.07 | 0 | 0 | 0 | 0 | 0 | 0 | 0
2003 | 9 | 5 | 0 | 0 | 0 | 0 | 0 | 0 | 0 | 0 | 0 | 0 | 0 | 0 | 0
2003 | 9 | 6 | 0 | 0 | 0 | 0 | 0 | 0 | 0 | 0 | 0 | 0 | 0 | 0 | 0
2003 | 9 | 7 | 0 | 0 | 0 | 0 | 0 | 0 | 0 | 0 | 0 | 0 | 0 | 0 | 0
2003 | 9 | 8 | 0 | 0 | 0 | 0 | 0 | 0 | 0 | 0 | 0 | 0 | 0 | 0 | 0
2003 | 9 | 9 | 0 | 0 | 0 | 0 | 0 | 0 | 0 | 0 | 0 | 0 | 0 | 0 | 0
2003 | 9 | 10 | 0 | 0 | 0 | 0 | 0 | 0 | 0 | 0 | 0 | 0 | 0 | 0 | 0
2003 | 9 | 11 | 0 | 0 | 0 | 0 | 0 | 0 | 0 | 0 | 0 | 0 | 0 | 0 | 0
2003 | 9 | 12 | 0.85 | 0.85 | 0.8 | 0 | 0.85 | 0.8 | 0 | 0 | 0 | 0 | 0 | 0 | 0
2003 | 9 | 13 | 0.26 | 0.26 | 0.21 | 0 | 0.26 | 0.21 | 0 | 0 | 0 | 0 | 0 | 0 | 0
2003 | 9 | 14 | 0 | 0 | 0 | 0 | 0 | 0 | 0 | 0 | 0 | 0 | 0 | 0 | 0
2003 | 9 | 15 | 0 | 0 | 0 | 0 | 0 | 0 | 0 | 0 | 0 | 0 | 0 | 0 | 0
2003 | 9 | 16 | 0 | 0 | 0 | 0 | 0 | 0 | 0 | 0 | 0 | 0 | 0 | 0 | 0
2003 | 9 | 17 | 0 | 0 | 0 | 0 | 0 | 0 | 0 | 0 | 0 | 0 | 0 | 0 | 0
2003 | 9 | 18 | 2.28 | 1 | 0.95 | 0 | 1 | 0.95 | 0 | 0 | 0 | 0 | 0 | 0 | 0
2003 | 9 | 19 | 0.03 | 0.03 | 0 | 0 | 0.03 | 0 | 0 | 0 | 0 | 0 | 0 | 0 | 0
2003 | 9 | 20 | 0 | 0 | 0 | 0 | 0 | 0 | 0 | 0 | 0 | 0 | 0 | 0 | 0
2003 | 9 | 21 | 0 | 0 | 0 | 0 | 0 | 0 | 0 | 0 | 0 | 0 | 0 | 0 | 0
2003 | 9 | 22 | 0.78 | 0.78 | 0.73 | 0 | 0.78 | 0.73 | 0 | 0 | 0 | 0 | 0 | 0 | 0
2003 | 9 | 23 | 1.67 | 1 | 0.95 | 0 | 1 | 0.95 | 0 | 0 | 0 | 0 | 0 | 0 | 0
2003 | 9 | 24 | 0 | 0 | 0 | 0 | 0 | 0 | 0 | 0 | 0 | 0 | 0 | 0 | 0
2003 | 9 | 25 | 0 | 0 | 0 | 0 | 0 | 0 | 0 | 0 | 0 | 0 | 0 | 0 | 0
2003 | 9 | 26 | 0 | 0 | 0 | 0 | 0 | 0 | 0 | 0 | 0 | 0 | 0 | 0 | 0
2003 | 9 | 27 | 0.1 | 0.1 | 0.05 | 0 | 0.1 | 0.05 | 0 | 0 | 0 | 0 | 0 | 0 | 0
2003 | 9 | 28 | 0.02 | 0.02 | 0 | 0 | 0.02 | 0 | 0 | 0 | 0 | 0 | 0 | 0 | 0
2003 | 9 | 29 | 0 | 0 | 0 | 0 | 0 | 0 | 0 | 0 | 0 | 0 | 0 | 0 | 0
2003 | 9 | 30 | 0 | 0 | 0 | 0 | 0 | 0 | 0 | 0 | 0 | 0 | 0 | 0 | 0
2003 | 10 | 1 | 0 | 0 | 0 | 0 | 0 | 0 | 0 | 0 | 0 | 0 | 0 | 0 | 0
2003 | 10 | 2 | 0 | 0 | 0 | 0 | 0 | 0 | 0 | 0 | 0 | 0 | 0 | 0 | 0
2003 | 10 | 3 | 0 | 0 | 0 | 0 | 0 | 0 | 0 | 0 | 0 | 0 | 0 | 0 | 0
2003 | 10 | 4 | 0 | 0 | 0 | 0 | 0 | 0 | 0 | 0 | 0 | 0 | 0 | 0 | 0
2003 | 10 | 5 | 0 | 0 | 0 | 0 | 0 | 0 | 0 | 0 | 0 | 0 | 0 | 0 | 0
2003 | 10 | 6 | 0 | 0 | 0 | 0 | 0 | 0 | 0 | 0 | 0 | 0 | 0 | 0 | 0
2003 | 10 | 7 | 0 | 0 | 0 | 0 | 0 | 0 | 0 | 0 | 0 | 0 | 0 | 0 | 0
2003 | 10 | 8 | 0 | 0 | 0 | 0 | 0 | 0 | 0 | 0 | 0 | 0 | 0 | 0 | 0
2003 | 10 | 9 | 0 | 0 | 0 | 0 | 0 | 0 | 0 | 0 | 0 | 0 | 0 | 0 | 0
2003 | 10 | 10 | 0 | 0 | 0 | 0 | 0 | 0 | 0 | 0 | 0 | 0 | 0 | 0 | 0
2003 | 10 | 11 | 0 | 0 | 0 | 0 | 0 | 0 | 0 | 0 | 0 | 0 | 0 | 0 | 0
2003 | 10 | 12 | 0 | 0 | 0 | 0 | 0 | 0 | 0 | 0 | 0 | 0 | 0 | 0 | 0
2003 | 10 | 13 | 0 | 0 | 0 | 0 | 0 | 0 | 0 | 0 | 0 | 0 | 0 | 0 | 0
2003 | 10 | 14 | 1.21 | 1 | 0.95 | 0 | 1 | 0.95 | 0 | 0 | 0 | 0 | 0 | 0 | 0
2003 | 10 | 15 | 0 | 0 | 0 | 0 | 0 | 0 | 0 | 0 | 0 | 0 | 0 | 0 | 0
2003 | 10 | 16 | 0 | 0 | 0 | 0 | 0 | 0 | 0 | 0 | 0 | 0 | 0 | 0 | 0
2003 | 10 | 17 | 0 | 0 | 0 | 0 | 0 | 0 | 0 | 0 | 0 | 0 | 0 | 0 | 0
2003 | 10 | 18 | 0 | 0 | 0 | 0 | 0 | 0 | 0 | 0 | 0 | 0 | 0 | 0 | 0
2003 | 10 | 19 | 0 | 0 | 0 | 0 | 0 | 0 | 0 | 0 | 0 | 0 | 0 | 0 | 0
2003 | 10 | 20 | 0 | 0 | 0 | 0 | 0 | 0 | 0 | 0 | 0 | 0 | 0 | 0 | 0
2003 | 10 | 21 | 0 | 0 | 0 | 0 | 0 | 0 | 0 | 0 | 0 | 0 | 0 | 0 | 0
2003 | 10 | 22 | 0.05 | 0.05 | 0 | 0 | 0.05 | 0 | 0 | 0 | 0 | 0 | 0 | 0 | 0
2003 | 10 | 23 | 0 | 0 | 0 | 0 | 0 | 0 | 0 | 0 | 0 | 0 | 0 | 0 | 0
2003 | 10 | 24 | 0 | 0 | 0 | 0 | 0 | 0 | 0 | 0 | 0 | 0 | 0 | 0 | 0
2003 | 10 | 25 | 0 | 0 | 0 | 0 | 0 | 0 | 0 | 0 | 0 | 0 | 0 | 0 | 0
2003 | 10 | 26 | 0.45 | 0.45 | 0.4 | 0 | 0.45 | 0.4 | 0 | 0 | 0 | 0 | 0 | 0 | 0
2003 | 10 | 27 | 1.27 | 1 | 0.95 | 0 | 1 | 0.95 | 0 | 0 | 0 | 0 | 0 | 0 | 0
2003 | 10 | 28 | 0.24 | 0.24 | 0.19 | 0 | 0.24 | 0.19 | 0 | 0 | 0 | 0 | 0 | 0 | 0
2003 | 10 | 29 | 0.71 | 0.71 | 0.66 | 0 | 0.71 | 0.66 | 0 | 0 | 0 | 0 | 0 | 0 | 0
2003 | 10 | 30 | 0 | 0 | 0 | 0 | 0 | 0 | 0 | 0 | 0 | 0 | 0 | 0 | 0
2003 | 10 | 31 | 0 | 0 | 0 | 0 | 0 | 0 | 0 | 0 | 0 | 0 | 0 | 0 | 0
2003 | 11 | 1 | 0 | 0 | 0 | 0 | 0 | 0 | 0 | 0 | 0 | 0 | 0 | 0 | 0
2003 | 11 | 2 | 0 | 0 | 0 | 0 | 0 | 0 | 0 | 0 | 0 | 0 | 0 | 0 | 0
2003 | 11 | 3 | 0 | 0 | 0 | 0 | 0 | 0 | 0 | 0 | 0 | 0 | 0 | 0 | 0
2003 | 11 | 4 | 0 | 0 | 0 | 0 | 0 | 0 | 0 | 0 | 0 | 0 | 0 | 0 | 0
2003 | 11 | 5 | 0.53 | 0.53 | 0.48 | 0 | 0.53 | 0.48 | 0 | 0 | 0 | 0 | 0 | 0 | 0
2003 | 11 | 6 | 0.47 | 0.47 | 0.42 | 0 | 0.47 | 0.42 | 0 | 0 | 0 | 0 | 0 | 0 | 0
2003 | 11 | 7 | 0 | 0 | 0 | 0 | 0 | 0 | 0 | 0 | 0 | 0 | 0 | 0 | 0
2003 | 11 | 8 | 0 | 0 | 0 | 0 | 0 | 0 | 0 | 0 | 0 | 0 | 0 | 0 | 0
2003 | 11 | 9 | 0 | 0 | 0 | 0 | 0 | 0 | 0 | 0 | 0 | 0 | 0 | 0 | 0
2003 | 11 | 10 | 0 | 0 | 0 | 0 | 0 | 0 | 0 | 0 | 0 | 0 | 0 | 0 | 0
2003 | 11 | 11 | 0 | 0 | 0 | 0 | 0 | 0 | 0 | 0 | 0 | 0 | 0 | 0 | 0
2003 | 11 | 12 | 0.57 | 0.57 | 0.52 | 0 | 0.57 | 0.52 | 0 | 0 | 0 | 0 | 0 | 0 | 0
2003 | 11 | 13 | 0 | 0 | 0 | 0 | 0 | 0 | 0 | 0 | 0 | 0 | 0 | 0 | 0
2003 | 11 | 14 | 0 | 0 | 0 | 0 | 0 | 0 | 0 | 0 | 0 | 0 | 0 | 0 | 0
2003 | 11 | 15 | 0 | 0 | 0 | 0 | 0 | 0 | 0 | 0 | 0 | 0 | 0 | 0 | 0
2003 | 11 | 16 | 0.04 | 0.04 | 0 | 0 | 0.04 | 0 | 0 | 0 | 0 | 0 | 0 | 0 | 0
2003 | 11 | 17 | 0 | 0 | 0 | 0 | 0 | 0 | 0 | 0 | 0 | 0 | 0 | 0 | 0
2003 | 11 | 18 | 0 | 0 | 0 | 0 | 0 | 0 | 0 | 0 | 0 | 0 | 0 | 0 | 0
2003 | 11 | 19 | 1.47 | 1 | 0.95 | 0 | 1 | 0.95 | 0 | 0 | 0 | 0 | 0 | 0 | 0
2003 | 11 | 20 | 0 | 0 | 0 | 0 | 0 | 0 | 0 | 0 | 0 | 0 | 0 | 0 | 0
2003 | 11 | 21 | 0 | 0 | 0 | 0 | 0 | 0 | 0 | 0 | 0 | 0 | 0 | 0 | 0
2003 | 11 | 22 | 0 | 0 | 0 | 0 | 0 | 0 | 0 | 0 | 0 | 0 | 0 | 0 | 0
2003 | 11 | 23 | 0 | 0 | 0 | 0 | 0 | 0 | 0 | 0 | 0 | 0 | 0 | 0 | 0
2003 | 11 | 24 | 0.32 | 0.32 | 0.27 | 0 | 0.32 | 0.27 | 0 | 0 | 0 | 0 | 0 | 0 | 0
2003 | 11 | 25 | 0 | 0 | 0 | 0 | 0 | 0 | 0 | 0 | 0 | 0 | 0 | 0 | 0
2003 | 11 | 26 | 0 | 0 | 0 | 0 | 0 | 0 | 0 | 0 | 0 | 0 | 0 | 0 | 0
2003 | 11 | 27 | 0 | 0 | 0 | 0 | 0 | 0 | 0 | 0 | 0 | 0 | 0 | 0 | 0
2003 | 11 | 28 | 0.83 | 0.83 | 0.78 | 0 | 0.83 | 0.78 | 0 | 0 | 0 | 0 | 0 | 0 | 0
2003 | 11 | 29 | 0 | 0 | 0 | 0 | 0 | 0 | 0 | 0 | 0 | 0 | 0 | 0 | 0
2003 | 11 | 30 | 0 | 0 | 0 | 0 | 0 | 0 | 0 | 0 | 0 | 0 | 0 | 0 | 0
2003 | 12 | 1 | 0 | 0 | 0 | 0 | 0 | 0 | 0 | 0 | 0 | 0 | 0 | 0 | 0
2003 | 12 | 2 | 0 | 0 | 0 | 0 | 0 | 0 | 0 | 0 | 0 | 0 | 0 | 0 | 0
2003 | 12 | 3 | 0 | 0 | 0 | 0 | 0 | 0 | 0 | 0 | 0 | 0 | 0 | 0 | 0
2003 | 12 | 4 | 0.08 | 0.08 | 0.03 | 0 | 0.08 | 0.03 | 0 | 0 | 0 | 0 | 0 | 0 | 0
2003 | 12 | 5 | 0.81 | 0.81 | 0.76 | 0 | 0.81 | 0.76 | 0 | 0 | 0 | 0 | 0 | 0 | 0
2003 | 12 | 6 | 0.26 | 0.26 | 0.21 | 0 | 0.26 | 0.21 | 0 | 0 | 0 | 0 | 0 | 0 | 0
2003 | 12 | 7 | 0 | 0 | 0 | 0 | 0 | 0 | 0 | 0 | 0 | 0 | 0 | 0 | 0
2003 | 12 | 8 | 0 | 0 | 0 | 0 | 0 | 0 | 0 | 0 | 0 | 0 | 0 | 0 | 0
2003 | 12 | 9 | 0 | 0 | 0 | 0 | 0 | 0 | 0 | 0 | 0 | 0 | 0 | 0 | 0
2003 | 12 | 10 | 0.28 | 0.28 | 0.23 | 0 | 0.28 | 0.23 | 0 | 0 | 0 | 0 | 0 | 0 | 0
2003 | 12 | 11 | 0.75 | 0.75 | 0.7 | 0 | 0.75 | 0.7 | 0 | 0 | 0 | 0 | 0 | 0 | 0
2003 | 12 | 12 | 0 | 0 | 0 | 0 | 0 | 0 | 0 | 0 | 0 | 0 | 0 | 0 | 0
2003 | 12 | 13 | 0 | 0 | 0 | 0 | 0 | 0 | 0 | 0 | 0 | 0 | 0 | 0 | 0
2003 | 12 | 14 | 0.78 | 0.78 | 0.73 | 0 | 0.78 | 0.73 | 0 | 0 | 0 | 0 | 0 | 0 | 0
2003 | 12 | 15 | 0 | 0 | 0 | 0 | 0 | 0 | 0 | 0 | 0 | 0 | 0 | 0 | 0
2003 | 12 | 16 | 0 | 0 | 0 | 0 | 0 | 0 | 0 | 0 | 0 | 0 | 0 | 0 | 0
2003 | 12 | 17 | 0.75 | 0.75 | 0.7 | 0 | 0.75 | 0.7 | 0 | 0 | 0 | 0 | 0 | 0 | 0
2003 | 12 | 18 | 0 | 0 | 0 | 0 | 0 | 0 | 0 | 0 | 0 | 0 | 0 | 0 | 0
2003 | 12 | 19 | 0 | 0 | 0 | 0 | 0 | 0 | 0 | 0 | 0 | 0 | 0 | 0 | 0
2003 | 12 | 20 | 0 | 0 | 0 | 0 | 0 | 0 | 0 | 0 | 0 | 0 | 0 | 0 | 0
2003 | 12 | 21 | 0 | 0 | 0 | 0 | 0 | 0 | 0 | 0 | 0 | 0 | 0 | 0 | 0
2003 | 12 | 22 | 0 | 0 | 0 | 0 | 0 | 0 | 0 | 0 | 0 | 0 | 0 | 0 | 0
2003 | 12 | 23 | 0.08 | 0.08 | 0.03 | 0 | 0.08 | 0.03 | 0 | 0 | 0 | 0 | 0 | 0 | 0
2003 | 12 | 24 | 0.5 | 0.5 | 0.45 | 0 | 0.5 | 0.45 | 0 | 0 | 0 | 0 | 0 | 0 | 0
2003 | 12 | 25 | 0 | 0 | 0 | 0 | 0 | 0 | 0 | 0 | 0 | 0 | 0 | 0 | 0
2003 | 12 | 26 | 0 | 0 | 0 | 0 | 0 | 0 | 0 | 0 | 0 | 0 | 0 | 0 | 0
2003 | 12 | 27 | 0 | 0 | 0 | 0 | 0 | 0 | 0 | 0 | 0 | 0 | 0 | 0 | 0
2003 | 12 | 28 | 0 | 0 | 0 | 0 | 0 | 0 | 0 | 0 | 0 | 0 | 0 | 0 | 0
2003 | 12 | 29 | 0 | 0 | 0 | 0 | 0 | 0 | 0 | 0 | 0 | 0 | 0 | 0 | 0
2003 | 12 | 30 | 0.03 | 0.03 | 0 | 0 | 0.03 | 0 | 0 | 0 | 0 | 0 | 0 | 0 | 0
2003 | 12 | 31 | 0 | 0 | 0 | 0 | 0 | 0 | 0 | 0 | 0 | 0 | 0 | 0 | 0
2004 | 1 | 1 | 0 | 0 | 0 | 0 | 0 | 0 | 0 | 0 | 0 | 0 | 0 | 0 | 0
2004 | 1 | 2 | 0.15 | 0.15 | 0.1 | 0 | 0.15 | 0.1 | 0 | 0 | 0 | 0 | 0 | 0 | 0
2004 | 1 | 3 | 0 | 0 | 0 | 0 | 0 | 0 | 0 | 0 | 0 | 0 | 0 | 0 | 0
2004 | 1 | 4 | 0 | 0 | 0 | 0 | 0 | 0 | 0 | 0 | 0 | 0 | 0 | 0 | 0
2004 | 1 | 5 | 0.31 | 0.31 | 0.26 | 0 | 0.31 | 0.26 | 0 | 0 | 0 | 0 | 0 | 0 | 0
2004 | 1 | 6 | 0 | 0 | 0 | 0 | 0 | 0 | 0 | 0 | 0 | 0 | 0 | 0 | 0
2004 | 1 | 7 | 0 | 0 | 0 | 0 | 0 | 0 | 0 | 0 | 0 | 0 | 0 | 0 | 0
2004 | 1 | 8 | 0 | 0 | 0 | 0 | 0 | 0 | 0 | 0 | 0 | 0 | 0 | 0 | 0
2004 | 1 | 9 | 0.01 | 0.01 | 0 | 0 | 0.01 | 0 | 0 | 0 | 0 | 0 | 0 | 0 | 0
2004 | 1 | 10 | 0 | 0 | 0 | 0 | 0 | 0 | 0 | 0 | 0 | 0 | 0 | 0 | 0
2004 | 1 | 11 | 0 | 0 | 0 | 0 | 0 | 0 | 0 | 0 | 0 | 0 | 0 | 0 | 0
2004 | 1 | 12 | 0 | 0 | 0 | 0 | 0 | 0 | 0 | 0 | 0 | 0 | 0 | 0 | 0
2004 | 1 | 13 | 0 | 0 | 0 | 0 | 0 | 0 | 0 | 0 | 0 | 0 | 0 | 0 | 0
2004 | 1 | 14 | 0 | 0 | 0 | 0 | 0 | 0 | 0 | 0 | 0 | 0 | 0 | 0 | 0
2004 | 1 | 15 | 0 | 0 | 0 | 0 | 0 | 0 | 0 | 0 | 0 | 0 | 0 | 0 | 0
2004 | 1 | 16 | 0 | 0 | 0 | 0 | 0 | 0 | 0 | 0 | 0 | 0 | 0 | 0 | 0
2004 | 1 | 17 | 0.08 | 0.08 | 0.03 | 0 | 0.08 | 0.03 | 0 | 0 | 0 | 0 | 0 | 0 | 0
2004 | 1 | 18 | 0.35 | 0.35 | 0.3 | 0 | 0.35 | 0.3 | 0 | 0 | 0 | 0 | 0 | 0 | 0
2004 | 1 | 19 | 0 | 0 | 0 | 0 | 0 | 0 | 0 | 0 | 0 | 0 | 0 | 0 | 0
2004 | 1 | 20 | 0 | 0 | 0 | 0 | 0 | 0 | 0 | 0 | 0 | 0 | 0 | 0 | 0
2004 | 1 | 21 | 0 | 0 | 0 | 0 | 0 | 0 | 0 | 0 | 0 | 0 | 0 | 0 | 0
2004 | 1 | 22 | 0 | 0 | 0 | 0 | 0 | 0 | 0 | 0 | 0 | 0 | 0 | 0 | 0
2004 | 1 | 23 | 0 | 0 | 0 | 0 | 0 | 0 | 0 | 0 | 0 | 0 | 0 | 0 | 0
2004 | 1 | 24 | 0 | 0 | 0 | 0 | 0 | 0 | 0 | 0 | 0 | 0 | 0 | 0 | 0
2004 | 1 | 25 | 0.24 | 0.24 | 0.19 | 0 | 0.24 | 0.19 | 0 | 0 | 0 | 0 | 0 | 0 | 0
2004 | 1 | 26 | 0.1 | 0.1 | 0.05 | 0 | 0.1 | 0.05 | 0 | 0 | 0 | 0 | 0 | 0 | 0
2004 | 1 | 27 | 0.11 | 0.11 | 0.06 | 0 | 0.11 | 0.06 | 0 | 0 | 0 | 0 | 0 | 0 | 0
2004 | 1 | 28 | 0 | 0 | 0 | 0 | 0 | 0 | 0 | 0 | 0 | 0 | 0 | 0 | 0
2004 | 1 | 29 | 0 | 0 | 0 | 0 | 0 | 0 | 0 | 0 | 0 | 0 | 0 | 0 | 0
2004 | 1 | 30 | 0 | 0 | 0 | 0 | 0 | 0 | 0 | 0 | 0 | 0 | 0 | 0 | 0
2004 | 1 | 31 | 0 | 0 | 0 | 0 | 0 | 0 | 0 | 0 | 0 | 0 | 0 | 0 | 0
2004 | 2 | 1 | 0 | 0 | 0 | 0 | 0 | 0 | 0 | 0 | 0 | 0 | 0 | 0 | 0
2004 | 2 | 2 | 0 | 0 | 0 | 0 | 0 | 0 | 0 | 0 | 0 | 0 | 0 | 0 | 0
2004 | 2 | 3 | 0.53 | 0.53 | 0.48 | 0 | 0.53 | 0.48 | 0 | 0 | 0 | 0 | 0 | 0 | 0
2004 | 2 | 4 | 0 | 0 | 0 | 0 | 0 | 0 | 0 | 0 | 0 | 0 | 0 | 0 | 0
2004 | 2 | 5 | 0.07 | 0.07 | 0.02 | 0 | 0.07 | 0.02 | 0 | 0 | 0 | 0 | 0 | 0 | 0
2004 | 2 | 6 | 1.6 | 1 | 0.95 | 0 | 1 | 0.95 | 0 | 0 | 0 | 0 | 0 | 0 | 0
2004 | 2 | 7 | 0 | 0 | 0 | 0 | 0 | 0 | 0 | 0 | 0 | 0 | 0 | 0 | 0
2004 | 2 | 8 | 0 | 0 | 0 | 0 | 0 | 0 | 0 | 0 | 0 | 0 | 0 | 0 | 0
2004 | 2 | 9 | 0 | 0 | 0 | 0 | 0 | 0 | 0 | 0 | 0 | 0 | 0 | 0 | 0
2004 | 2 | 10 | 0 | 0 | 0 | 0 | 0 | 0 | 0 | 0 | 0 | 0 | 0 | 0 | 0
2004 | 2 | 11 | 0 | 0 | 0 | 0 | 0 | 0 | 0 | 0 | 0 | 0 | 0 | 0 | 0
2004 | 2 | 12 | 0 | 0 | 0 | 0 | 0 | 0 | 0 | 0 | 0 | 0 | 0 | 0 | 0
2004 | 2 | 13 | 0 | 0 | 0 | 0 | 0 | 0 | 0 | 0 | 0 | 0 | 0 | 0 | 0
2004 | 2 | 14 | 0 | 0 | 0 | 0 | 0 | 0 | 0 | 0 | 0 | 0 | 0 | 0 | 0
2004 | 2 | 15 | 0 | 0 | 0 | 0 | 0 | 0 | 0 | 0 | 0 | 0 | 0 | 0 | 0
2004 | 2 | 16 | 0 | 0 | 0 | 0 | 0 | 0 | 0 | 0 | 0 | 0 | 0 | 0 | 0
2004 | 2 | 17 | 0 | 0 | 0 | 0 | 0 | 0 | 0 | 0 | 0 | 0 | 0 | 0 | 0
2004 | 2 | 18 | 0 | 0 | 0 | 0 | 0 | 0 | 0 | 0 | 0 | 0 | 0 | 0 | 0
2004 | 2 | 19 | 0 | 0 | 0 | 0 | 0 | 0 | 0 | 0 | 0 | 0 | 0 | 0 | 0
2004 | 2 | 20 | 0 | 0 | 0 | 0 | 0 | 0 | 0 | 0 | 0 | 0 | 0 | 0 | 0
2004 | 2 | 21 | 0 | 0 | 0 | 0 | 0 | 0 | 0 | 0 | 0 | 0 | 0 | 0 | 0
2004 | 2 | 22 | 0 | 0 | 0 | 0 | 0 | 0 | 0 | 0 | 0 | 0 | 0 | 0 | 0
2004 | 2 | 23 | 0 | 0 | 0 | 0 | 0 | 0 | 0 | 0 | 0 | 0 | 0 | 0 | 0
2004 | 2 | 24 | 0.08 | 0.08 | 0.03 | 0 | 0.08 | 0.03 | 0 | 0 | 0 | 0 | 0 | 0 | 0
2004 | 2 | 25 | 0 | 0 | 0 | 0 | 0 | 0 | 0 | 0 | 0 | 0 | 0 | 0 | 0
2004 | 2 | 26 | 0 | 0 | 0 | 0 | 0 | 0 | 0 | 0 | 0 | 0 | 0 | 0 | 0
2004 | 2 | 27 | 0 | 0 | 0 | 0 | 0 | 0 | 0 | 0 | 0 | 0 | 0 | 0 | 0
2004 | 2 | 28 | 0 | 0 | 0 | 0 | 0 | 0 | 0 | 0 | 0 | 0 | 0 | 0 | 0
2004 | 2 | 29 | 0 | 0 | 0 | 0 | 0 | 0 | 0 | 0 | 0 | 0 | 0 | 0 | 0
2004 | 3 | 1 | 0 | 0 | 0 | 0 | 0 | 0 | 0 | 0 | 0 | 0 | 0 | 0 | 0
2004 | 3 | 2 | 0.16 | 0.16 | 0.11 | 0 | 0.16 | 0.11 | 0 | 0 | 0 | 0 | 0 | 0 | 0
2004 | 3 | 3 | 0 | 0 | 0 | 0 | 0 | 0 | 0 | 0 | 0 | 0 | 0 | 0 | 0
2004 | 3 | 4 | 0.09 | 0.09 | 0.04 | 0 | 0.09 | 0.04 | 0 | 0 | 0 | 0 | 0 | 0 | 0
2004 | 3 | 5 | 0 | 0 | 0 | 0 | 0 | 0 | 0 | 0 | 0 | 0 | 0 | 0 | 0
2004 | 3 | 6 | 0.85 | 0.85 | 0.8 | 0 | 0.85 | 0.8 | 0 | 0 | 0 | 0 | 0 | 0 | 0
2004 | 3 | 7 | 0.15 | 0.15 | 0.1 | 0 | 0.15 | 0.1 | 0 | 0 | 0 | 0 | 0 | 0 | 0
2004 | 3 | 8 | 0 | 0 | 0 | 0 | 0 | 0 | 0 | 0 | 0 | 0 | 0 | 0 | 0
2004 | 3 | 9 | 0 | 0 | 0 | 0 | 0 | 0 | 0 | 0 | 0 | 0 | 0 | 0 | 0
2004 | 3 | 10 | 0.01 | 0.01 | 0 | 0 | 0.01 | 0 | 0 | 0 | 0 | 0 | 0 | 0 | 0
2004 | 3 | 11 | 0 | 0 | 0 | 0 | 0 | 0 | 0 | 0 | 0 | 0 | 0 | 0 | 0
2004 | 3 | 12 | 0 | 0 | 0 | 0 | 0 | 0 | 0 | 0 | 0 | 0 | 0 | 0 | 0
2004 | 3 | 13 | 0 | 0 | 0 | 0 | 0 | 0 | 0 | 0 | 0 | 0 | 0 | 0 | 0
2004 | 3 | 14 | 0 | 0 | 0 | 0 | 0 | 0 | 0 | 0 | 0 | 0 | 0 | 0 | 0
2004 | 3 | 15 | 0 | 0 | 0 | 0 | 0 | 0 | 0 | 0 | 0 | 0 | 0 | 0 | 0
2004 | 3 | 16 | 0.38 | 0.38 | 0.33 | 0 | 0.38 | 0.33 | 0 | 0 | 0 | 0 | 0 | 0 | 0
2004 | 3 | 17 | 0.08 | 0.08 | 0.03 | 0 | 0.08 | 0.03 | 0 | 0 | 0 | 0 | 0 | 0 | 0
2004 | 3 | 18 | 0.04 | 0.04 | 0 | 0 | 0.04 | 0 | 0 | 0 | 0 | 0 | 0 | 0 | 0
2004 | 3 | 19 | 0.11 | 0.11 | 0.06 | 0 | 0.11 | 0.06 | 0 | 0 | 0 | 0 | 0 | 0 | 0
2004 | 3 | 20 | 0.01 | 0.01 | 0 | 0 | 0.01 | 0 | 0 | 0 | 0 | 0 | 0 | 0 | 0
2004 | 3 | 21 | 0 | 0 | 0 | 0 | 0 | 0 | 0 | 0 | 0 | 0 | 0 | 0 | 0
2004 | 3 | 22 | 0 | 0 | 0 | 0 | 0 | 0 | 0 | 0 | 0 | 0 | 0 | 0 | 0
2004 | 3 | 23 | 0 | 0 | 0 | 0 | 0 | 0 | 0 | 0 | 0 | 0 | 0 | 0 | 0
2004 | 3 | 24 | 0 | 0 | 0 | 0 | 0 | 0 | 0 | 0 | 0 | 0 | 0 | 0 | 0
2004 | 3 | 25 | 0.06 | 0.06 | 0.01 | 0 | 0.06 | 0.01 | 0 | 0 | 0 | 0 | 0 | 0 | 0
2004 | 3 | 26 | 0 | 0 | 0 | 0 | 0 | 0 | 0 | 0 | 0 | 0 | 0 | 0 | 0
2004 | 3 | 27 | 0.09 | 0.09 | 0.04 | 0 | 0.09 | 0.04 | 0 | 0 | 0 | 0 | 0 | 0 | 0
2004 | 3 | 28 | 0 | 0 | 0 | 0 | 0 | 0 | 0 | 0 | 0 | 0 | 0 | 0 | 0
2004 | 3 | 29 | 0 | 0 | 0 | 0 | 0 | 0 | 0 | 0 | 0 | 0 | 0 | 0 | 0
2004 | 3 | 30 | 0 | 0 | 0 | 0 | 0 | 0 | 0 | 0 | 0 | 0 | 0 | 0 | 0
2004 | 3 | 31 | 0.06 | 0.06 | 0.01 | 0 | 0.06 | 0.01 | 0 | 0 | 0 | 0 | 0 | 0 | 0
2004 | 4 | 1 | 0.93 | 0.93 | 0.88 | 0 | 0.93 | 0.88 | 0 | 0 | 0 | 0 | 0 | 0 | 0
2004 | 4 | 2 | 0.29 | 0.29 | 0.24 | 0 | 0.29 | 0.24 | 0 | 0 | 0 | 0 | 0 | 0 | 0
2004 | 4 | 3 | 0.05 | 0.05 | 0 | 0 | 0.05 | 0 | 0 | 0 | 0 | 0 | 0 | 0 | 0
2004 | 4 | 4 | 0.05 | 0.05 | 0 | 0 | 0.05 | 0 | 0 | 0 | 0 | 0 | 0 | 0 | 0
2004 | 4 | 5 | 0 | 0 | 0 | 0 | 0 | 0 | 0 | 0 | 0 | 0 | 0 | 0 | 0
2004 | 4 | 6 | 0 | 0 | 0 | 0 | 0 | 0 | 0 | 0 | 0 | 0 | 0 | 0 | 0
2004 | 4 | 7 | 0 | 0 | 0 | 0 | 0 | 0 | 0 | 0 | 0 | 0 | 0 | 0 | 0
2004 | 4 | 8 | 0.01 | 0.01 | 0 | 0 | 0.01 | 0 | 0 | 0 | 0 | 0 | 0 | 0 | 0
2004 | 4 | 9 | 0 | 0 | 0 | 0 | 0 | 0 | 0 | 0 | 0 | 0 | 0 | 0 | 0
2004 | 4 | 10 | 0 | 0 | 0 | 0 | 0 | 0 | 0 | 0 | 0 | 0 | 0 | 0 | 0
2004 | 4 | 11 | 0.05 | 0.05 | 0 | 0 | 0.05 | 0 | 0 | 0 | 0 | 0 | 0 | 0 | 0
2004 | 4 | 12 | 1.18 | 1 | 0.95 | 0 | 1 | 0.95 | 0 | 0 | 0 | 0 | 0 | 0 | 0
2004 | 4 | 13 | 0.22 | 0.22 | 0.17 | 0 | 0.22 | 0.17 | 0 | 0 | 0 | 0 | 0 | 0 | 0
2004 | 4 | 14 | 0.22 | 0.22 | 0.17 | 0 | 0.22 | 0.17 | 0 | 0 | 0 | 0 | 0 | 0 | 0
2004 | 4 | 15 | 0 | 0 | 0 | 0 | 0 | 0 | 0 | 0 | 0 | 0 | 0 | 0 | 0
2004 | 4 | 16 | 0 | 0 | 0 | 0 | 0 | 0 | 0 | 0 | 0 | 0 | 0 | 0 | 0
2004 | 4 | 17 | 0 | 0 | 0 | 0 | 0 | 0 | 0 | 0 | 0 | 0 | 0 | 0 | 0
2004 | 4 | 18 | 0 | 0 | 0 | 0 | 0 | 0 | 0 | 0 | 0 | 0 | 0 | 0 | 0
2004 | 4 | 19 | 0 | 0 | 0 | 0 | 0 | 0 | 0 | 0 | 0 | 0 | 0 | 0 | 0
2004 | 4 | 20 | 0 | 0 | 0 | 0 | 0 | 0 | 0 | 0 | 0 | 0 | 0 | 0 | 0
2004 | 4 | 21 | 0 | 0 | 0 | 0 | 0 | 0 | 0 | 0 | 0 | 0 | 0 | 0 | 0
2004 | 4 | 22 | 0 | 0 | 0 | 0 | 0 | 0 | 0 | 0 | 0 | 0 | 0 | 0 | 0
2004 | 4 | 23 | 0.31 | 0.31 | 0.26 | 0 | 0.31 | 0.26 | 0 | 0 | 0 | 0 | 0 | 0 | 0
2004 | 4 | 24 | 0 | 0 | 0 | 0 | 0 | 0 | 0 | 0 | 0 | 0 | 0 | 0 | 0
2004 | 4 | 25 | 0 | 0 | 0 | 0 | 0 | 0 | 0 | 0 | 0 | 0 | 0 | 0 | 0
2004 | 4 | 26 | 0.52 | 0.52 | 0.47 | 0 | 0.52 | 0.47 | 0 | 0 | 0 | 0 | 0 | 0 | 0
2004 | 4 | 27 | 0.01 | 0.01 | 0 | 0 | 0.01 | 0 | 0 | 0 | 0 | 0 | 0 | 0 | 0
2004 | 4 | 28 | 0 | 0 | 0 | 0 | 0 | 0 | 0 | 0 | 0 | 0 | 0 | 0 | 0
2004 | 4 | 29 | 0 | 0 | 0 | 0 | 0 | 0 | 0 | 0 | 0 | 0 | 0 | 0 | 0
2004 | 4 | 30 | 0 | 0 | 0 | 0 | 0 | 0 | 0 | 0 | 0 | 0 | 0 | 0 | 0
2004 | 5 | 1 | 0.07 | 0.07 | 0.02 | 0 | 0.07 | 0.02 | 0 | 0 | 0 | 0 | 0 | 0 | 0
2004 | 5 | 2 | 0.67 | 0.67 | 0.62 | 0 | 0.67 | 0.62 | 0 | 0 | 0 | 0 | 0 | 0 | 0
2004 | 5 | 3 | 0.36 | 0.36 | 0.31 | 0 | 0.36 | 0.31 | 0 | 0 | 0 | 0 | 0 | 0 | 0
2004 | 5 | 4 | 0 | 0 | 0 | 0 | 0 | 0 | 0 | 0 | 0 | 0 | 0 | 0 | 0
2004 | 5 | 5 | 0.41 | 0.41 | 0.36 | 0 | 0.41 | 0.36 | 0 | 0 | 0 | 0 | 0 | 0 | 0
2004 | 5 | 6 | 0 | 0 | 0 | 0 | 0 | 0 | 0 | 0 | 0 | 0 | 0 | 0 | 0
2004 | 5 | 7 | 0.2 | 0.2 | 0.15 | 0 | 0.2 | 0.15 | 0 | 0 | 0 | 0 | 0 | 0 | 0
2004 | 5 | 8 | 0 | 0 | 0 | 0 | 0 | 0 | 0 | 0 | 0 | 0 | 0 | 0 | 0
2004 | 5 | 9 | 0 | 0 | 0 | 0 | 0 | 0 | 0 | 0 | 0 | 0 | 0 | 0 | 0
2004 | 5 | 10 | 0.01 | 0.01 | 0 | 0 | 0.01 | 0 | 0 | 0 | 0 | 0 | 0 | 0 | 0
2004 | 5 | 11 | 0 | 0 | 0 | 0 | 0 | 0 | 0 | 0 | 0 | 0 | 0 | 0 | 0
2004 | 5 | 12 | 0 | 0 | 0 | 0 | 0 | 0 | 0 | 0 | 0 | 0 | 0 | 0 | 0
2004 | 5 | 13 | 0 | 0 | 0 | 0 | 0 | 0 | 0 | 0 | 0 | 0 | 0 | 0 | 0
2004 | 5 | 14 | 0 | 0 | 0 | 0 | 0 | 0 | 0 | 0 | 0 | 0 | 0 | 0 | 0
2004 | 5 | 15 | 0.15 | 0.15 | 0.1 | 0 | 0.15 | 0.1 | 0 | 0 | 0 | 0 | 0 | 0 | 0
2004 | 5 | 16 | 0.01 | 0.01 | 0 | 0 | 0.01 | 0 | 0 | 0 | 0 | 0 | 0 | 0 | 0
2004 | 5 | 17 | 0.02 | 0.02 | 0 | 0 | 0.02 | 0 | 0 | 0 | 0 | 0 | 0 | 0 | 0
2004 | 5 | 18 | 0.05 | 0.05 | 0 | 0 | 0.05 | 0 | 0 | 0 | 0 | 0 | 0 | 0 | 0
2004 | 5 | 19 | 0.1 | 0.1 | 0.05 | 0 | 0.1 | 0.05 | 0 | 0 | 0 | 0 | 0 | 0 | 0
2004 | 5 | 20 | 0 | 0 | 0 | 0 | 0 | 0 | 0 | 0 | 0 | 0 | 0 | 0 | 0
2004 | 5 | 21 | 0.04 | 0.04 | 0 | 0 | 0.04 | 0 | 0 | 0 | 0 | 0 | 0 | 0 | 0
2004 | 5 | 22 | 0 | 0 | 0 | 0 | 0 | 0 | 0 | 0 | 0 | 0 | 0 | 0 | 0
2004 | 5 | 23 | 0 | 0 | 0 | 0 | 0 | 0 | 0 | 0 | 0 | 0 | 0 | 0 | 0
2004 | 5 | 24 | 0 | 0 | 0 | 0 | 0 | 0 | 0 | 0 | 0 | 0 | 0 | 0 | 0
2004 | 5 | 25 | 0.39 | 0.39 | 0.34 | 0 | 0.39 | 0.34 | 0 | 0 | 0 | 0 | 0 | 0 | 0
2004 | 5 | 26 | 0.07 | 0.07 | 0.02 | 0 | 0.07 | 0.02 | 0 | 0 | 0 | 0 | 0 | 0 | 0
2004 | 5 | 27 | 0.04 | 0.04 | 0 | 0 | 0.04 | 0 | 0 | 0 | 0 | 0 | 0 | 0 | 0
2004 | 5 | 28 | 0.2 | 0.2 | 0.15 | 0 | 0.2 | 0.15 | 0 | 0 | 0 | 0 | 0 | 0 | 0
2004 | 5 | 29 | 0 | 0 | 0 | 0 | 0 | 0 | 0 | 0 | 0 | 0 | 0 | 0 | 0
2004 | 5 | 30 | 0.02 | 0.02 | 0 | 0 | 0.02 | 0 | 0 | 0 | 0 | 0 | 0 | 0 | 0
2004 | 5 | 31 | 0.17 | 0.17 | 0.12 | 0 | 0.17 | 0.12 | 0 | 0 | 0 | 0 | 0 | 0 | 0
2004 | 6 | 1 | 0.24 | 0.24 | 0.19 | 0 | 0.24 | 0.19 | 0 | 0 | 0 | 0 | 0 | 0 | 0
2004 | 6 | 2 | 0 | 0 | 0 | 0 | 0 | 0 | 0 | 0 | 0 | 0 | 0 | 0 | 0
2004 | 6 | 3 | 0.02 | 0.02 | 0 | 0 | 0.02 | 0 | 0 | 0 | 0 | 0 | 0 | 0 | 0
2004 | 6 | 4 | 0.12 | 0.12 | 0.07 | 0 | 0.12 | 0.07 | 0 | 0 | 0 | 0 | 0 | 0 | 0
2004 | 6 | 5 | 0.86 | 0.86 | 0.81 | 0 | 0.86 | 0.81 | 0 | 0 | 0 | 0 | 0 | 0 | 0
2004 | 6 | 6 | 0 | 0 | 0 | 0 | 0 | 0 | 0 | 0 | 0 | 0 | 0 | 0 | 0
2004 | 6 | 7 | 0 | 0 | 0 | 0 | 0 | 0 | 0 | 0 | 0 | 0 | 0 | 0 | 0
2004 | 6 | 8 | 0 | 0 | 0 | 0 | 0 | 0 | 0 | 0 | 0 | 0 | 0 | 0 | 0
2004 | 6 | 9 | 0 | 0 | 0 | 0 | 0 | 0 | 0 | 0 | 0 | 0 | 0 | 0 | 0
2004 | 6 | 10 | 0 | 0 | 0 | 0 | 0 | 0 | 0 | 0 | 0 | 0 | 0 | 0 | 0
2004 | 6 | 11 | 0.95 | 0.95 | 0.9 | 0 | 0.95 | 0.9 | 0 | 0 | 0 | 0 | 0 | 0 | 0
2004 | 6 | 12 | 0 | 0 | 0 | 0 | 0 | 0 | 0 | 0 | 0 | 0 | 0 | 0 | 0
2004 | 6 | 13 | 0 | 0 | 0 | 0 | 0 | 0 | 0 | 0 | 0 | 0 | 0 | 0 | 0
2004 | 6 | 14 | 0 | 0 | 0 | 0 | 0 | 0 | 0 | 0 | 0 | 0 | 0 | 0 | 0
2004 | 6 | 15 | 0.03 | 0.03 | 0 | 0 | 0.03 | 0 | 0 | 0 | 0 | 0 | 0 | 0 | 0
2004 | 6 | 16 | 0 | 0 | 0 | 0 | 0 | 0 | 0 | 0 | 0 | 0 | 0 | 0 | 0
2004 | 6 | 17 | 0.76 | 0.76 | 0.71 | 0 | 0.76 | 0.71 | 0 | 0 | 0 | 0 | 0 | 0 | 0
2004 | 6 | 18 | 0 | 0 | 0 | 0 | 0 | 0 | 0 | 0 | 0 | 0 | 0 | 0 | 0
2004 | 6 | 19 | 0 | 0 | 0 | 0 | 0 | 0 | 0 | 0 | 0 | 0 | 0 | 0 | 0
2004 | 6 | 20 | 0 | 0 | 0 | 0 | 0 | 0 | 0 | 0 | 0 | 0 | 0 | 0 | 0
2004 | 6 | 21 | 0 | 0 | 0 | 0 | 0 | 0 | 0 | 0 | 0 | 0 | 0 | 0 | 0
2004 | 6 | 22 | 1.26 | 1 | 0.95 | 0 | 1 | 0.95 | 0 | 0 | 0 | 0 | 0 | 0 | 0
2004 | 6 | 23 | 0.07 | 0.07 | 0.02 | 0 | 0.07 | 0.02 | 0 | 0 | 0 | 0 | 0 | 0 | 0
2004 | 6 | 24 | 0 | 0 | 0 | 0 | 0 | 0 | 0 | 0 | 0 | 0 | 0 | 0 | 0
2004 | 6 | 25 | 0.26 | 0.26 | 0.21 | 0 | 0.26 | 0.21 | 0 | 0 | 0 | 0 | 0 | 0 | 0
2004 | 6 | 26 | 0.03 | 0.03 | 0 | 0 | 0.03 | 0 | 0 | 0 | 0 | 0 | 0 | 0 | 0
2004 | 6 | 27 | 0 | 0 | 0 | 0 | 0 | 0 | 0 | 0 | 0 | 0 | 0 | 0 | 0
2004 | 6 | 28 | 0 | 0 | 0 | 0 | 0 | 0 | 0 | 0 | 0 | 0 | 0 | 0 | 0
2004 | 6 | 29 | 0 | 0 | 0 | 0 | 0 | 0 | 0 | 0 | 0 | 0 | 0 | 0 | 0
2004 | 6 | 30 | 0 | 0 | 0 | 0 | 0 | 0 | 0 | 0 | 0 | 0 | 0 | 0 | 0
2004 | 7 | 1 | 0 | 0 | 0 | 0 | 0 | 0 | 0 | 0 | 0 | 0 | 0 | 0 | 0
2004 | 7 | 2 | 0 | 0 | 0 | 0 | 0 | 0 | 0 | 0 | 0 | 0 | 0 | 0 | 0
2004 | 7 | 3 | 0 | 0 | 0 | 0 | 0 | 0 | 0 | 0 | 0 | 0 | 0 | 0 | 0
2004 | 7 | 4 | 2.18 | 1 | 0.95 | 0 | 1 | 0.95 | 0 | 0 | 0 | 0 | 0 | 0 | 0
2004 | 7 | 5 | 0.15 | 0.15 | 0.1 | 0 | 0.15 | 0.1 | 0 | 0 | 0 | 0 | 0 | 0 | 0
2004 | 7 | 6 | 0 | 0 | 0 | 0 | 0 | 0 | 0 | 0 | 0 | 0 | 0 | 0 | 0
2004 | 7 | 7 | 0.49 | 0.49 | 0.44 | 0 | 0.49 | 0.44 | 0 | 0 | 0 | 0 | 0 | 0 | 0
2004 | 7 | 8 | 0.04 | 0.04 | 0 | 0 | 0.04 | 0 | 0 | 0 | 0 | 0 | 0 | 0 | 0
2004 | 7 | 9 | 0 | 0 | 0 | 0 | 0 | 0 | 0 | 0 | 0 | 0 | 0 | 0 | 0
2004 | 7 | 10 | 0 | 0 | 0 | 0 | 0 | 0 | 0 | 0 | 0 | 0 | 0 | 0 | 0
2004 | 7 | 11 | 0 | 0 | 0 | 0 | 0 | 0 | 0 | 0 | 0 | 0 | 0 | 0 | 0
2004 | 7 | 12 | 0.03 | 0.03 | 0 | 0 | 0.03 | 0 | 0 | 0 | 0 | 0 | 0 | 0 | 0
2004 | 7 | 13 | 0 | 0 | 0 | 0 | 0 | 0 | 0 | 0 | 0 | 0 | 0 | 0 | 0
2004 | 7 | 14 | 0.06 | 0.06 | 0.01 | 0 | 0.06 | 0.01 | 0 | 0 | 0 | 0 | 0 | 0 | 0
2004 | 7 | 15 | 0 | 0 | 0 | 0 | 0 | 0 | 0 | 0 | 0 | 0 | 0 | 0 | 0
2004 | 7 | 16 | 0 | 0 | 0 | 0 | 0 | 0 | 0 | 0 | 0 | 0 | 0 | 0 | 0
2004 | 7 | 17 | 0.24 | 0.24 | 0.19 | 0 | 0.24 | 0.19 | 0 | 0 | 0 | 0 | 0 | 0 | 0
2004 | 7 | 18 | 0.22 | 0.22 | 0.17 | 0 | 0.22 | 0.17 | 0 | 0 | 0 | 0 | 0 | 0 | 0
2004 | 7 | 19 | 0.09 | 0.09 | 0.04 | 0 | 0.09 | 0.04 | 0 | 0 | 0 | 0 | 0 | 0 | 0
2004 | 7 | 20 | 0 | 0 | 0 | 0 | 0 | 0 | 0 | 0 | 0 | 0 | 0 | 0 | 0
2004 | 7 | 21 | 0 | 0 | 0 | 0 | 0 | 0 | 0 | 0 | 0 | 0 | 0 | 0 | 0
2004 | 7 | 22 | 0.74 | 0.74 | 0.69 | 0 | 0.74 | 0.69 | 0 | 0 | 0 | 0 | 0 | 0 | 0
2004 | 7 | 23 | 0.02 | 0.02 | 0 | 0 | 0.02 | 0 | 0 | 0 | 0 | 0 | 0 | 0 | 0
2004 | 7 | 24 | 0.01 | 0.01 | 0 | 0 | 0.01 | 0 | 0 | 0 | 0 | 0 | 0 | 0 | 0
2004 | 7 | 25 | 0 | 0 | 0 | 0 | 0 | 0 | 0 | 0 | 0 | 0 | 0 | 0 | 0
2004 | 7 | 26 | 0.58 | 0.58 | 0.53 | 0 | 0.58 | 0.53 | 0 | 0 | 0 | 0 | 0 | 0 | 0
2004 | 7 | 27 | 2.1 | 1 | 0.95 | 0 | 1 | 0.95 | 0 | 0 | 0 | 0 | 0 | 0 | 0
2004 | 7 | 28 | 0.03 | 0.03 | 0 | 0 | 0.03 | 0 | 0 | 0 | 0 | 0 | 0 | 0 | 0
2004 | 7 | 29 | 0 | 0 | 0 | 0 | 0 | 0 | 0 | 0 | 0 | 0 | 0 | 0 | 0
2004 | 7 | 30 | 0 | 0 | 0 | 0 | 0 | 0 | 0 | 0 | 0 | 0 | 0 | 0 | 0
2004 | 7 | 31 | 0 | 0 | 0 | 0 | 0 | 0 | 0 | 0 | 0 | 0 | 0 | 0 | 0
2004 | 8 | 1 | 0.22 | 0.22 | 0.17 | 0 | 0.22 | 0.17 | 0 | 0 | 0 | 0 | 0 | 0 | 0
2004 | 8 | 2 | 0.25 | 0.25 | 0.2 | 0 | 0.25 | 0.2 | 0 | 0 | 0 | 0 | 0 | 0 | 0
2004 | 8 | 3 | 0.02 | 0.02 | 0 | 0 | 0.02 | 0 | 0 | 0 | 0 | 0 | 0 | 0 | 0
2004 | 8 | 4 | 0.27 | 0.27 | 0.22 | 0 | 0.27 | 0.22 | 0 | 0 | 0 | 0 | 0 | 0 | 0
2004 | 8 | 5 | 0.01 | 0.01 | 0 | 0 | 0.01 | 0 | 0 | 0 | 0 | 0 | 0 | 0 | 0
2004 | 8 | 6 | 0 | 0 | 0 | 0 | 0 | 0 | 0 | 0 | 0 | 0 | 0 | 0 | 0
2004 | 8 | 7 | 0 | 0 | 0 | 0 | 0 | 0 | 0 | 0 | 0 | 0 | 0 | 0 | 0
2004 | 8 | 8 | 0 | 0 | 0 | 0 | 0 | 0 | 0 | 0 | 0 | 0 | 0 | 0 | 0
2004 | 8 | 9 | 0 | 0 | 0 | 0 | 0 | 0 | 0 | 0 | 0 | 0 | 0 | 0 | 0
2004 | 8 | 10 | 0 | 0 | 0 | 0 | 0 | 0 | 0 | 0 | 0 | 0 | 0 | 0 | 0
2004 | 8 | 11 | 0.82 | 0.82 | 0.77 | 0 | 0.82 | 0.77 | 0 | 0 | 0 | 0 | 0 | 0 | 0
2004 | 8 | 12 | 2.43 | 1 | 0.95 | 0 | 1 | 0.95 | 0 | 0 | 0 | 0 | 0 | 0 | 0
2004 | 8 | 13 | 0.02 | 0.02 | 0 | 0 | 0.02 | 0 | 0 | 0 | 0 | 0 | 0 | 0 | 0
2004 | 8 | 14 | 0.6 | 0.6 | 0.55 | 0 | 0.6 | 0.55 | 0 | 0 | 0 | 0 | 0 | 0 | 0
2004 | 8 | 15 | 0 | 0 | 0 | 0 | 0 | 0 | 0 | 0 | 0 | 0 | 0 | 0 | 0
2004 | 8 | 16 | 0 | 0 | 0 | 0 | 0 | 0 | 0 | 0 | 0 | 0 | 0 | 0 | 0
2004 | 8 | 17 | 0 | 0 | 0 | 0 | 0 | 0 | 0 | 0 | 0 | 0 | 0 | 0 | 0
2004 | 8 | 18 | 0.14 | 0.14 | 0.09 | 0 | 0.14 | 0.09 | 0 | 0 | 0 | 0 | 0 | 0 | 0
2004 | 8 | 19 | 0 | 0 | 0 | 0 | 0 | 0 | 0 | 0 | 0 | 0 | 0 | 0 | 0
2004 | 8 | 20 | 0 | 0 | 0 | 0 | 0 | 0 | 0 | 0 | 0 | 0 | 0 | 0 | 0
2004 | 8 | 21 | 0.23 | 0.23 | 0.18 | 0 | 0.23 | 0.18 | 0 | 0 | 0 | 0 | 0 | 0 | 0
2004 | 8 | 22 | 0 | 0 | 0 | 0 | 0 | 0 | 0 | 0 | 0 | 0 | 0 | 0 | 0
2004 | 8 | 23 | 0 | 0 | 0 | 0 | 0 | 0 | 0 | 0 | 0 | 0 | 0 | 0 | 0
2004 | 8 | 24 | 0 | 0 | 0 | 0 | 0 | 0 | 0 | 0 | 0 | 0 | 0 | 0 | 0
2004 | 8 | 25 | 0 | 0 | 0 | 0 | 0 | 0 | 0 | 0 | 0 | 0 | 0 | 0 | 0
2004 | 8 | 26 | 0 | 0 | 0 | 0 | 0 | 0 | 0 | 0 | 0 | 0 | 0 | 0 | 0
2004 | 8 | 27 | 0 | 0 | 0 | 0 | 0 | 0 | 0 | 0 | 0 | 0 | 0 | 0 | 0
2004 | 8 | 28 | 0 | 0 | 0 | 0 | 0 | 0 | 0 | 0 | 0 | 0 | 0 | 0 | 0
2004 | 8 | 29 | 0 | 0 | 0 | 0 | 0 | 0 | 0 | 0 | 0 | 0 | 0 | 0 | 0
2004 | 8 | 30 | 0.08 | 0.08 | 0.03 | 0 | 0.08 | 0.03 | 0 | 0 | 0 | 0 | 0 | 0 | 0
2004 | 8 | 31 | 0 | 0 | 0 | 0 | 0 | 0 | 0 | 0 | 0 | 0 | 0 | 0 | 0
2004 | 9 | 1 | 0 | 0 | 0 | 0 | 0 | 0 | 0 | 0 | 0 | 0 | 0 | 0 | 0
2004 | 9 | 2 | 0 | 0 | 0 | 0 | 0 | 0 | 0 | 0 | 0 | 0 | 0 | 0 | 0
2004 | 9 | 3 | 0 | 0 | 0 | 0 | 0 | 0 | 0 | 0 | 0 | 0 | 0 | 0 | 0
2004 | 9 | 4 | 0 | 0 | 0 | 0 | 0 | 0 | 0 | 0 | 0 | 0 | 0 | 0 | 0
2004 | 9 | 5 | 0.01 | 0.01 | 0 | 0 | 0.01 | 0 | 0 | 0 | 0 | 0 | 0 | 0 | 0
2004 | 9 | 6 | 0 | 0 | 0 | 0 | 0 | 0 | 0 | 0 | 0 | 0 | 0 | 0 | 0
2004 | 9 | 7 | 0.12 | 0.12 | 0.07 | 0 | 0.12 | 0.07 | 0 | 0 | 0 | 0 | 0 | 0 | 0
2004 | 9 | 8 | 0.31 | 0.31 | 0.26 | 0 | 0.31 | 0.26 | 0 | 0 | 0 | 0 | 0 | 0 | 0
2004 | 9 | 9 | 0.02 | 0.02 | 0 | 0 | 0.02 | 0 | 0 | 0 | 0 | 0 | 0 | 0 | 0
2004 | 9 | 10 | 0 | 0 | 0 | 0 | 0 | 0 | 0 | 0 | 0 | 0 | 0 | 0 | 0
2004 | 9 | 11 | 0 | 0 | 0 | 0 | 0 | 0 | 0 | 0 | 0 | 0 | 0 | 0 | 0
2004 | 9 | 12 | 0 | 0 | 0 | 0 | 0 | 0 | 0 | 0 | 0 | 0 | 0 | 0 | 0
2004 | 9 | 13 | 0 | 0 | 0 | 0 | 0 | 0 | 0 | 0 | 0 | 0 | 0 | 0 | 0
2004 | 9 | 14 | 0.03 | 0.03 | 0 | 0 | 0.03 | 0 | 0 | 0 | 0 | 0 | 0 | 0 | 0
2004 | 9 | 15 | 0.21 | 0.21 | 0.16 | 0 | 0.21 | 0.16 | 0 | 0 | 0 | 0 | 0 | 0 | 0
2004 | 9 | 16 | 0 | 0 | 0 | 0 | 0 | 0 | 0 | 0 | 0 | 0 | 0 | 0 | 0
2004 | 9 | 17 | 0.4 | 0.4 | 0.35 | 0 | 0.4 | 0.35 | 0 | 0 | 0 | 0 | 0 | 0 | 0
2004 | 9 | 18 | 0.43 | 0.43 | 0.38 | 0 | 0.43 | 0.38 | 0 | 0 | 0 | 0 | 0 | 0 | 0
2004 | 9 | 19 | 0 | 0 | 0 | 0 | 0 | 0 | 0 | 0 | 0 | 0 | 0 | 0 | 0
2004 | 9 | 20 | 0 | 0 | 0 | 0 | 0 | 0 | 0 | 0 | 0 | 0 | 0 | 0 | 0
2004 | 9 | 21 | 0 | 0 | 0 | 0 | 0 | 0 | 0 | 0 | 0 | 0 | 0 | 0 | 0
2004 | 9 | 22 | 0 | 0 | 0 | 0 | 0 | 0 | 0 | 0 | 0 | 0 | 0 | 0 | 0
2004 | 9 | 23 | 0 | 0 | 0 | 0 | 0 | 0 | 0 | 0 | 0 | 0 | 0 | 0 | 0
2004 | 9 | 24 | 0 | 0 | 0 | 0 | 0 | 0 | 0 | 0 | 0 | 0 | 0 | 0 | 0
2004 | 9 | 25 | 0 | 0 | 0 | 0 | 0 | 0 | 0 | 0 | 0 | 0 | 0 | 0 | 0
2004 | 9 | 26 | 0 | 0 | 0 | 0 | 0 | 0 | 0 | 0 | 0 | 0 | 0 | 0 | 0
2004 | 9 | 27 | 0 | 0 | 0 | 0 | 0 | 0 | 0 | 0 | 0 | 0 | 0 | 0 | 0
2004 | 9 | 28 | 2.46 | 1 | 0.95 | 0 | 1 | 0.95 | 0 | 0 | 0 | 0 | 0 | 0 | 0
2004 | 9 | 29 | 0 | 0 | 0 | 0 | 0 | 0 | 0 | 0 | 0 | 0 | 0 | 0 | 0
2004 | 9 | 30 | 0 | 0 | 0 | 0 | 0 | 0 | 0 | 0 | 0 | 0 | 0 | 0 | 0
2004 | 10 | 1 | 0 | 0 | 0 | 0 | 0 | 0 | 0 | 0 | 0 | 0 | 0 | 0 | 0
2004 | 10 | 2 | 0.84 | 0.84 | 0.79 | 0 | 0.84 | 0.79 | 0 | 0 | 0 | 0 | 0 | 0 | 0
2004 | 10 | 3 | 0 | 0 | 0 | 0 | 0 | 0 | 0 | 0 | 0 | 0 | 0 | 0 | 0
2004 | 10 | 4 | 0 | 0 | 0 | 0 | 0 | 0 | 0 | 0 | 0 | 0 | 0 | 0 | 0
2004 | 10 | 5 | 0 | 0 | 0 | 0 | 0 | 0 | 0 | 0 | 0 | 0 | 0 | 0 | 0
2004 | 10 | 6 | 0 | 0 | 0 | 0 | 0 | 0 | 0 | 0 | 0 | 0 | 0 | 0 | 0
2004 | 10 | 7 | 0 | 0 | 0 | 0 | 0 | 0 | 0 | 0 | 0 | 0 | 0 | 0 | 0
2004 | 10 | 8 | 0 | 0 | 0 | 0 | 0 | 0 | 0 | 0 | 0 | 0 | 0 | 0 | 0
2004 | 10 | 9 | 0 | 0 | 0 | 0 | 0 | 0 | 0 | 0 | 0 | 0 | 0 | 0 | 0
2004 | 10 | 10 | 0 | 0 | 0 | 0 | 0 | 0 | 0 | 0 | 0 | 0 | 0 | 0 | 0
2004 | 10 | 11 | 0 | 0 | 0 | 0 | 0 | 0 | 0 | 0 | 0 | 0 | 0 | 0 | 0
2004 | 10 | 12 | 0 | 0 | 0 | 0 | 0 | 0 | 0 | 0 | 0 | 0 | 0 | 0 | 0
2004 | 10 | 13 | 0 | 0 | 0 | 0 | 0 | 0 | 0 | 0 | 0 | 0 | 0 | 0 | 0
2004 | 10 | 14 | 0.01 | 0.01 | 0 | 0 | 0.01 | 0 | 0 | 0 | 0 | 0 | 0 | 0 | 0
2004 | 10 | 15 | 0.08 | 0.08 | 0.03 | 0 | 0.08 | 0.03 | 0 | 0 | 0 | 0 | 0 | 0 | 0
2004 | 10 | 16 | 0.02 | 0.02 | 0 | 0 | 0.02 | 0 | 0 | 0 | 0 | 0 | 0 | 0 | 0
2004 | 10 | 17 | 0 | 0 | 0 | 0 | 0 | 0 | 0 | 0 | 0 | 0 | 0 | 0 | 0
2004 | 10 | 18 | 0 | 0 | 0 | 0 | 0 | 0 | 0 | 0 | 0 | 0 | 0 | 0 | 0
2004 | 10 | 19 | 0.27 | 0.27 | 0.22 | 0 | 0.27 | 0.22 | 0 | 0 | 0 | 0 | 0 | 0 | 0
2004 | 10 | 20 | 0.21 | 0.21 | 0.16 | 0 | 0.21 | 0.16 | 0 | 0 | 0 | 0 | 0 | 0 | 0
2004 | 10 | 21 | 0.15 | 0.15 | 0.1 | 0 | 0.15 | 0.1 | 0 | 0 | 0 | 0 | 0 | 0 | 0
2004 | 10 | 22 | 0 | 0 | 0 | 0 | 0 | 0 | 0 | 0 | 0 | 0 | 0 | 0 | 0
2004 | 10 | 23 | 0 | 0 | 0 | 0 | 0 | 0 | 0 | 0 | 0 | 0 | 0 | 0 | 0
2004 | 10 | 24 | 0.08 | 0.08 | 0.03 | 0 | 0.08 | 0.03 | 0 | 0 | 0 | 0 | 0 | 0 | 0
2004 | 10 | 25 | 0 | 0 | 0 | 0 | 0 | 0 | 0 | 0 | 0 | 0 | 0 | 0 | 0
2004 | 10 | 26 | 0 | 0 | 0 | 0 | 0 | 0 | 0 | 0 | 0 | 0 | 0 | 0 | 0
2004 | 10 | 27 | 0 | 0 | 0 | 0 | 0 | 0 | 0 | 0 | 0 | 0 | 0 | 0 | 0
2004 | 10 | 28 | 0 | 0 | 0 | 0 | 0 | 0 | 0 | 0 | 0 | 0 | 0 | 0 | 0
2004 | 10 | 29 | 0.07 | 0.07 | 0.02 | 0 | 0.07 | 0.02 | 0 | 0 | 0 | 0 | 0 | 0 | 0
2004 | 10 | 30 | 0.01 | 0.01 | 0 | 0 | 0.01 | 0 | 0 | 0 | 0 | 0 | 0 | 0 | 0
2004 | 10 | 31 | 0 | 0 | 0 | 0 | 0 | 0 | 0 | 0 | 0 | 0 | 0 | 0 | 0
2004 | 11 | 1 | 0 | 0 | 0 | 0 | 0 | 0 | 0 | 0 | 0 | 0 | 0 | 0 | 0
2004 | 11 | 2 | 0 | 0 | 0 | 0 | 0 | 0 | 0 | 0 | 0 | 0 | 0 | 0 | 0
2004 | 11 | 3 | 0 | 0 | 0 | 0 | 0 | 0 | 0 | 0 | 0 | 0 | 0 | 0 | 0
2004 | 11 | 4 | 1.71 | 1 | 0.95 | 0 | 1 | 0.95 | 0 | 0 | 0 | 0 | 0 | 0 | 0
2004 | 11 | 5 | 0 | 0 | 0 | 0 | 0 | 0 | 0 | 0 | 0 | 0 | 0 | 0 | 0
2004 | 11 | 6 | 0 | 0 | 0 | 0 | 0 | 0 | 0 | 0 | 0 | 0 | 0 | 0 | 0
2004 | 11 | 7 | 0 | 0 | 0 | 0 | 0 | 0 | 0 | 0 | 0 | 0 | 0 | 0 | 0
2004 | 11 | 8 | 0 | 0 | 0 | 0 | 0 | 0 | 0 | 0 | 0 | 0 | 0 | 0 | 0
2004 | 11 | 9 | 0 | 0 | 0 | 0 | 0 | 0 | 0 | 0 | 0 | 0 | 0 | 0 | 0
2004 | 11 | 10 | 0 | 0 | 0 | 0 | 0 | 0 | 0 | 0 | 0 | 0 | 0 | 0 | 0
2004 | 11 | 11 | 0 | 0 | 0 | 0 | 0 | 0 | 0 | 0 | 0 | 0 | 0 | 0 | 0
2004 | 11 | 12 | 2.06 | 1 | 0.95 | 0 | 1 | 0.95 | 0 | 0 | 0 | 0 | 0 | 0 | 0
2004 | 11 | 13 | 0.05 | 0.05 | 0 | 0 | 0.05 | 0 | 0 | 0 | 0 | 0 | 0 | 0 | 0
2004 | 11 | 14 | 0 | 0 | 0 | 0 | 0 | 0 | 0 | 0 | 0 | 0 | 0 | 0 | 0
2004 | 11 | 15 | 0 | 0 | 0 | 0 | 0 | 0 | 0 | 0 | 0 | 0 | 0 | 0 | 0
2004 | 11 | 16 | 0 | 0 | 0 | 0 | 0 | 0 | 0 | 0 | 0 | 0 | 0 | 0 | 0
2004 | 11 | 17 | 0 | 0 | 0 | 0 | 0 | 0 | 0 | 0 | 0 | 0 | 0 | 0 | 0
2004 | 11 | 18 | 0.03 | 0.03 | 0 | 0 | 0.03 | 0 | 0 | 0 | 0 | 0 | 0 | 0 | 0
2004 | 11 | 19 | 0 | 0 | 0 | 0 | 0 | 0 | 0 | 0 | 0 | 0 | 0 | 0 | 0
2004 | 11 | 20 | 0.17 | 0.17 | 0.12 | 0 | 0.17 | 0.12 | 0 | 0 | 0 | 0 | 0 | 0 | 0
2004 | 11 | 21 | 0 | 0 | 0 | 0 | 0 | 0 | 0 | 0 | 0 | 0 | 0 | 0 | 0
2004 | 11 | 22 | 0.02 | 0.02 | 0 | 0 | 0.02 | 0 | 0 | 0 | 0 | 0 | 0 | 0 | 0
2004 | 11 | 23 | 0 | 0 | 0 | 0 | 0 | 0 | 0 | 0 | 0 | 0 | 0 | 0 | 0
2004 | 11 | 24 | 0.2 | 0.2 | 0.15 | 0 | 0.2 | 0.15 | 0 | 0 | 0 | 0 | 0 | 0 | 0
2004 | 11 | 25 | 0.04 | 0.04 | 0 | 0 | 0.04 | 0 | 0 | 0 | 0 | 0 | 0 | 0 | 0
2004 | 11 | 26 | 0 | 0 | 0 | 0 | 0 | 0 | 0 | 0 | 0 | 0 | 0 | 0 | 0
2004 | 11 | 27 | 0.03 | 0.03 | 0 | 0 | 0.03 | 0 | 0 | 0 | 0 | 0 | 0 | 0 | 0
2004 | 11 | 28 | 0.17 | 0.17 | 0.12 | 0 | 0.17 | 0.12 | 0 | 0 | 0 | 0 | 0 | 0 | 0
2004 | 11 | 29 | 0 | 0 | 0 | 0 | 0 | 0 | 0 | 0 | 0 | 0 | 0 | 0 | 0
2004 | 11 | 30 | 0.02 | 0.02 | 0 | 0 | 0.02 | 0 | 0 | 0 | 0 | 0 | 0 | 0 | 0
2004 | 12 | 1 | 0.37 | 0.37 | 0.32 | 0 | 0.37 | 0.32 | 0 | 0 | 0 | 0 | 0 | 0 | 0
2004 | 12 | 2 | 0 | 0 | 0 | 0 | 0 | 0 | 0 | 0 | 0 | 0 | 0 | 0 | 0
2004 | 12 | 3 | 0 | 0 | 0 | 0 | 0 | 0 | 0 | 0 | 0 | 0 | 0 | 0 | 0
2004 | 12 | 4 | 0 | 0 | 0 | 0 | 0 | 0 | 0 | 0 | 0 | 0 | 0 | 0 | 0
2004 | 12 | 5 | 0 | 0 | 0 | 0 | 0 | 0 | 0 | 0 | 0 | 0 | 0 | 0 | 0
2004 | 12 | 6 | 0 | 0 | 0 | 0 | 0 | 0 | 0 | 0 | 0 | 0 | 0 | 0 | 0
2004 | 12 | 7 | 0.56 | 0.56 | 0.51 | 0 | 0.56 | 0.51 | 0 | 0 | 0 | 0 | 0 | 0 | 0
2004 | 12 | 8 | 0 | 0 | 0 | 0 | 0 | 0 | 0 | 0 | 0 | 0 | 0 | 0 | 0
2004 | 12 | 9 | 0.66 | 0.66 | 0.61 | 0 | 0.66 | 0.61 | 0 | 0 | 0 | 0 | 0 | 0 | 0
2004 | 12 | 10 | 0.23 | 0.23 | 0.18 | 0 | 0.23 | 0.18 | 0 | 0 | 0 | 0 | 0 | 0 | 0
2004 | 12 | 11 | 0.26 | 0.26 | 0.21 | 0 | 0.26 | 0.21 | 0 | 0 | 0 | 0 | 0 | 0 | 0
2004 | 12 | 12 | 0 | 0 | 0 | 0 | 0 | 0 | 0 | 0 | 0 | 0 | 0 | 0 | 0
2004 | 12 | 13 | 0 | 0 | 0 | 0 | 0 | 0 | 0 | 0 | 0 | 0 | 0 | 0 | 0
2004 | 12 | 14 | 0 | 0 | 0 | 0 | 0 | 0 | 0 | 0 | 0 | 0 | 0 | 0 | 0
2004 | 12 | 15 | 0 | 0 | 0 | 0 | 0 | 0 | 0 | 0 | 0 | 0 | 0 | 0 | 0
2004 | 12 | 16 | 0 | 0 | 0 | 0 | 0 | 0 | 0 | 0 | 0 | 0 | 0 | 0 | 0
2004 | 12 | 17 | 0 | 0 | 0 | 0 | 0 | 0 | 0 | 0 | 0 | 0 | 0 | 0 | 0
2004 | 12 | 18 | 0 | 0 | 0 | 0 | 0 | 0 | 0 | 0 | 0 | 0 | 0 | 0 | 0
2004 | 12 | 19 | 0.08 | 0.08 | 0.03 | 0 | 0.08 | 0.03 | 0 | 0 | 0 | 0 | 0 | 0 | 0
2004 | 12 | 20 | 0 | 0 | 0 | 0 | 0 | 0 | 0 | 0 | 0 | 0 | 0 | 0 | 0
2004 | 12 | 21 | 0 | 0 | 0 | 0 | 0 | 0 | 0 | 0 | 0 | 0 | 0 | 0 | 0
2004 | 12 | 22 | 0 | 0 | 0 | 0 | 0 | 0 | 0 | 0 | 0 | 0 | 0 | 0 | 0
2004 | 12 | 23 | 0.89 | 0.89 | 0.84 | 0 | 0.89 | 0.84 | 0 | 0 | 0 | 0 | 0 | 0 | 0
2004 | 12 | 24 | 0 | 0 | 0 | 0 | 0 | 0 | 0 | 0 | 0 | 0 | 0 | 0 | 0
2004 | 12 | 25 | 0 | 0 | 0 | 0 | 0 | 0 | 0 | 0 | 0 | 0 | 0 | 0 | 0
2004 | 12 | 26 | 0 | 0 | 0 | 0 | 0 | 0 | 0 | 0 | 0 | 0 | 0 | 0 | 0
2004 | 12 | 27 | 0 | 0 | 0 | 0 | 0 | 0 | 0 | 0 | 0 | 0 | 0 | 0 | 0
2004 | 12 | 28 | 0 | 0 | 0 | 0 | 0 | 0 | 0 | 0 | 0 | 0 | 0 | 0 | 0
2004 | 12 | 29 | 0 | 0 | 0 | 0 | 0 | 0 | 0 | 0 | 0 | 0 | 0 | 0 | 0
2004 | 12 | 30 | 0 | 0 | 0 | 0 | 0 | 0 | 0 | 0 | 0 | 0 | 0 | 0 | 0
2004 | 12 | 31 | 0 | 0 | 0 | 0 | 0 | 0 | 0 | 0 | 0 | 0 | 0 | 0 | 0
2005 | 1 | 1 | 0 | 0 | 0 | 0 | 0 | 0 | 0 | 0 | 0 | 0 | 0 | 0 | 0
2005 | 1 | 2 | 0 | 0 | 0 | 0 | 0 | 0 | 0 | 0 | 0 | 0 | 0 | 0 | 0
2005 | 1 | 3 | 0.02 | 0.02 | 0 | 0 | 0.02 | 0 | 0 | 0 | 0 | 0 | 0 | 0 | 0
2005 | 1 | 4 | 0 | 0 | 0 | 0 | 0 | 0 | 0 | 0 | 0 | 0 | 0 | 0 | 0
2005 | 1 | 5 | 0.16 | 0.16 | 0.11 | 0 | 0.16 | 0.11 | 0 | 0 | 0 | 0 | 0 | 0 | 0
2005 | 1 | 6 | 0 | 0 | 0 | 0 | 0 | 0 | 0 | 0 | 0 | 0 | 0 | 0 | 0
2005 | 1 | 7 | 0 | 0 | 0 | 0 | 0 | 0 | 0 | 0 | 0 | 0 | 0 | 0 | 0
2005 | 1 | 8 | 0.15 | 0.15 | 0.1 | 0 | 0.15 | 0.1 | 0 | 0 | 0 | 0 | 0 | 0 | 0
2005 | 1 | 9 | 0 | 0 | 0 | 0 | 0 | 0 | 0 | 0 | 0 | 0 | 0 | 0 | 0
2005 | 1 | 10 | 0 | 0 | 0 | 0 | 0 | 0 | 0 | 0 | 0 | 0 | 0 | 0 | 0
2005 | 1 | 11 | 0.14 | 0.14 | 0.09 | 0 | 0.14 | 0.09 | 0 | 0 | 0 | 0 | 0 | 0 | 0
2005 | 1 | 12 | 0 | 0 | 0 | 0 | 0 | 0 | 0 | 0 | 0 | 0 | 0 | 0 | 0
2005 | 1 | 13 | 0.24 | 0.24 | 0.19 | 0 | 0.24 | 0.19 | 0 | 0 | 0 | 0 | 0 | 0 | 0
2005 | 1 | 14 | 1.82 | 1 | 0.95 | 0 | 1 | 0.95 | 0 | 0 | 0 | 0 | 0 | 0 | 0
2005 | 1 | 15 | 0 | 0 | 0 | 0 | 0 | 0 | 0 | 0 | 0 | 0 | 0 | 0 | 0
2005 | 1 | 16 | 0 | 0 | 0 | 0 | 0 | 0 | 0 | 0 | 0 | 0 | 0 | 0 | 0
2005 | 1 | 17 | 0 | 0 | 0 | 0 | 0 | 0 | 0 | 0 | 0 | 0 | 0 | 0 | 0
2005 | 1 | 18 | 0 | 0 | 0 | 0 | 0 | 0 | 0 | 0 | 0 | 0 | 0 | 0 | 0
2005 | 1 | 19 | 0.05 | 0.05 | 0 | 0 | 0.05 | 0 | 0 | 0 | 0 | 0 | 0 | 0 | 0
2005 | 1 | 20 | 0 | 0 | 0 | 0 | 0 | 0 | 0 | 0 | 0 | 0 | 0 | 0 | 0
2005 | 1 | 21 | 0 | 0 | 0 | 0 | 0 | 0 | 0 | 0 | 0 | 0 | 0 | 0 | 0
2005 | 1 | 22 | 0.34 | 0.34 | 0.29 | 0 | 0.34 | 0.29 | 0 | 0 | 0 | 0 | 0 | 0 | 0
2005 | 1 | 23 | 0 | 0 | 0 | 0 | 0 | 0 | 0 | 0 | 0 | 0 | 0 | 0 | 0
2005 | 1 | 24 | 0.01 | 0.01 | 0 | 0 | 0.01 | 0 | 0 | 0 | 0 | 0 | 0 | 0 | 0
2005 | 1 | 25 | 0 | 0 | 0 | 0 | 0 | 0 | 0 | 0 | 0 | 0 | 0 | 0 | 0
2005 | 1 | 26 | 0 | 0 | 0 | 0 | 0 | 0 | 0 | 0 | 0 | 0 | 0 | 0 | 0
2005 | 1 | 27 | 0 | 0 | 0 | 0 | 0 | 0 | 0 | 0 | 0 | 0 | 0 | 0 | 0
2005 | 1 | 28 | 0 | 0 | 0 | 0 | 0 | 0 | 0 | 0 | 0 | 0 | 0 | 0 | 0
2005 | 1 | 29 | 0.07 | 0.07 | 0.02 | 0 | 0.07 | 0.02 | 0 | 0 | 0 | 0 | 0 | 0 | 0
2005 | 1 | 30 | 0.31 | 0.31 | 0.26 | 0 | 0.31 | 0.26 | 0 | 0 | 0 | 0 | 0 | 0 | 0
2005 | 1 | 31 | 0 | 0 | 0 | 0 | 0 | 0 | 0 | 0 | 0 | 0 | 0 | 0 | 0
2005 | 2 | 1 | 0 | 0 | 0 | 0 | 0 | 0 | 0 | 0 | 0 | 0 | 0 | 0 | 0
2005 | 2 | 2 | 0 | 0 | 0 | 0 | 0 | 0 | 0 | 0 | 0 | 0 | 0 | 0 | 0
2005 | 2 | 3 | 0.04 | 0.04 | 0 | 0 | 0.04 | 0 | 0 | 0 | 0 | 0 | 0 | 0 | 0
2005 | 2 | 4 | 0 | 0 | 0 | 0 | 0 | 0 | 0 | 0 | 0 | 0 | 0 | 0 | 0
2005 | 2 | 5 | 0 | 0 | 0 | 0 | 0 | 0 | 0 | 0 | 0 | 0 | 0 | 0 | 0
2005 | 2 | 6 | 0 | 0 | 0 | 0 | 0 | 0 | 0 | 0 | 0 | 0 | 0 | 0 | 0
2005 | 2 | 7 | 0 | 0 | 0 | 0 | 0 | 0 | 0 | 0 | 0 | 0 | 0 | 0 | 0
2005 | 2 | 8 | 0 | 0 | 0 | 0 | 0 | 0 | 0 | 0 | 0 | 0 | 0 | 0 | 0
2005 | 2 | 9 | 0 | 0 | 0 | 0 | 0 | 0 | 0 | 0 | 0 | 0 | 0 | 0 | 0
2005 | 2 | 10 | 0.11 | 0.11 | 0.06 | 0 | 0.11 | 0.06 | 0 | 0 | 0 | 0 | 0 | 0 | 0
2005 | 2 | 11 | 0 | 0 | 0 | 0 | 0 | 0 | 0 | 0 | 0 | 0 | 0 | 0 | 0
2005 | 2 | 12 | 0 | 0 | 0 | 0 | 0 | 0 | 0 | 0 | 0 | 0 | 0 | 0 | 0
2005 | 2 | 13 | 0 | 0 | 0 | 0 | 0 | 0 | 0 | 0 | 0 | 0 | 0 | 0 | 0
2005 | 2 | 14 | 0.49 | 0.49 | 0.44 | 0 | 0.49 | 0.44 | 0 | 0 | 0 | 0 | 0 | 0 | 0
2005 | 2 | 15 | 0 | 0 | 0 | 0 | 0 | 0 | 0 | 0 | 0 | 0 | 0 | 0 | 0
2005 | 2 | 16 | 0.01 | 0.01 | 0 | 0 | 0.01 | 0 | 0 | 0 | 0 | 0 | 0 | 0 | 0
2005 | 2 | 17 | 0 | 0 | 0 | 0 | 0 | 0 | 0 | 0 | 0 | 0 | 0 | 0 | 0
2005 | 2 | 18 | 0 | 0 | 0 | 0 | 0 | 0 | 0 | 0 | 0 | 0 | 0 | 0 | 0
2005 | 2 | 19 | 0 | 0 | 0 | 0 | 0 | 0 | 0 | 0 | 0 | 0 | 0 | 0 | 0
2005 | 2 | 20 | 0 | 0 | 0 | 0 | 0 | 0 | 0 | 0 | 0 | 0 | 0 | 0 | 0
2005 | 2 | 21 | 0.39 | 0.39 | 0.34 | 0 | 0.39 | 0.34 | 0 | 0 | 0 | 0 | 0 | 0 | 0
2005 | 2 | 22 | 0 | 0 | 0 | 0 | 0 | 0 | 0 | 0 | 0 | 0 | 0 | 0 | 0
2005 | 2 | 23 | 0 | 0 | 0 | 0 | 0 | 0 | 0 | 0 | 0 | 0 | 0 | 0 | 0
2005 | 2 | 24 | 0.22 | 0.22 | 0.17 | 0 | 0.22 | 0.17 | 0 | 0 | 0 | 0 | 0 | 0 | 0
2005 | 2 | 25 | 0 | 0 | 0 | 0 | 0 | 0 | 0 | 0 | 0 | 0 | 0 | 0 | 0
2005 | 2 | 26 | 0 | 0 | 0 | 0 | 0 | 0 | 0 | 0 | 0 | 0 | 0 | 0 | 0
2005 | 2 | 27 | 0 | 0 | 0 | 0 | 0 | 0 | 0 | 0 | 0 | 0 | 0 | 0 | 0
2005 | 2 | 28 | 0.37 | 0.37 | 0.32 | 0 | 0.37 | 0.32 | 0 | 0 | 0 | 0 | 0 | 0 | 0
2005 | 3 | 1 | 0 | 0 | 0 | 0 | 0 | 0 | 0 | 0 | 0 | 0 | 0 | 0 | 0
2005 | 3 | 2 | 0 | 0 | 0 | 0 | 0 | 0 | 0 | 0 | 0 | 0 | 0 | 0 | 0
2005 | 3 | 3 | 0 | 0 | 0 | 0 | 0 | 0 | 0 | 0 | 0 | 0 | 0 | 0 | 0
2005 | 3 | 4 | 0 | 0 | 0 | 0 | 0 | 0 | 0 | 0 | 0 | 0 | 0 | 0 | 0
2005 | 3 | 5 | 0 | 0 | 0 | 0 | 0 | 0 | 0 | 0 | 0 | 0 | 0 | 0 | 0
2005 | 3 | 6 | 0 | 0 | 0 | 0 | 0 | 0 | 0 | 0 | 0 | 0 | 0 | 0 | 0
2005 | 3 | 7 | 0 | 0 | 0 | 0 | 0 | 0 | 0 | 0 | 0 | 0 | 0 | 0 | 0
2005 | 3 | 8 | 0.66 | 0.66 | 0.61 | 0 | 0.66 | 0.61 | 0 | 0 | 0 | 0 | 0 | 0 | 0
2005 | 3 | 9 | 0 | 0 | 0 | 0 | 0 | 0 | 0 | 0 | 0 | 0 | 0 | 0 | 0
2005 | 3 | 10 | 0 | 0 | 0 | 0 | 0 | 0 | 0 | 0 | 0 | 0 | 0 | 0 | 0
2005 | 3 | 11 | 0.02 | 0.02 | 0 | 0 | 0.02 | 0 | 0 | 0 | 0 | 0 | 0 | 0 | 0
2005 | 3 | 12 | 0 | 0 | 0 | 0 | 0 | 0 | 0 | 0 | 0 | 0 | 0 | 0 | 0
2005 | 3 | 13 | 0 | 0 | 0 | 0 | 0 | 0 | 0 | 0 | 0 | 0 | 0 | 0 | 0
2005 | 3 | 14 | 0 | 0 | 0 | 0 | 0 | 0 | 0 | 0 | 0 | 0 | 0 | 0 | 0
2005 | 3 | 15 | 0 | 0 | 0 | 0 | 0 | 0 | 0 | 0 | 0 | 0 | 0 | 0 | 0
2005 | 3 | 16 | 0 | 0 | 0 | 0 | 0 | 0 | 0 | 0 | 0 | 0 | 0 | 0 | 0
2005 | 3 | 17 | 0 | 0 | 0 | 0 | 0 | 0 | 0 | 0 | 0 | 0 | 0 | 0 | 0
2005 | 3 | 18 | 0 | 0 | 0 | 0 | 0 | 0 | 0 | 0 | 0 | 0 | 0 | 0 | 0
2005 | 3 | 19 | 0 | 0 | 0 | 0 | 0 | 0 | 0 | 0 | 0 | 0 | 0 | 0 | 0
2005 | 3 | 20 | 0.25 | 0.25 | 0.2 | 0 | 0.25 | 0.2 | 0 | 0 | 0 | 0 | 0 | 0 | 0
2005 | 3 | 21 | 0 | 0 | 0 | 0 | 0 | 0 | 0 | 0 | 0 | 0 | 0 | 0 | 0
2005 | 3 | 22 | 0.01 | 0.01 | 0 | 0 | 0.01 | 0 | 0 | 0 | 0 | 0 | 0 | 0 | 0
2005 | 3 | 23 | 1.85 | 1 | 0.95 | 0 | 1 | 0.95 | 0 | 0 | 0 | 0 | 0 | 0 | 0
2005 | 3 | 24 | 0 | 0 | 0 | 0 | 0 | 0 | 0 | 0 | 0 | 0 | 0 | 0 | 0
2005 | 3 | 25 | 0.06 | 0.06 | 0.01 | 0 | 0.06 | 0.01 | 0 | 0 | 0 | 0 | 0 | 0 | 0
2005 | 3 | 26 | 0 | 0 | 0 | 0 | 0 | 0 | 0 | 0 | 0 | 0 | 0 | 0 | 0
2005 | 3 | 27 | 0.11 | 0.11 | 0.06 | 0 | 0.11 | 0.06 | 0 | 0 | 0 | 0 | 0 | 0 | 0
2005 | 3 | 28 | 1.5 | 1 | 0.95 | 0 | 1 | 0.95 | 0 | 0 | 0 | 0 | 0 | 0 | 0
2005 | 3 | 29 | 0 | 0 | 0 | 0 | 0 | 0 | 0 | 0 | 0 | 0 | 0 | 0 | 0
2005 | 3 | 30 | 0 | 0 | 0 | 0 | 0 | 0 | 0 | 0 | 0 | 0 | 0 | 0 | 0
2005 | 3 | 31 | 0 | 0 | 0 | 0 | 0 | 0 | 0 | 0 | 0 | 0 | 0 | 0 | 0
2005 | 4 | 1 | 0.3 | 0.3 | 0.25 | 0 | 0.3 | 0.25 | 0 | 0 | 0 | 0 | 0 | 0 | 0
2005 | 4 | 2 | 1.79 | 1 | 0.95 | 0 | 1 | 0.95 | 0 | 0 | 0 | 0 | 0 | 0 | 0
2005 | 4 | 3 | 0.13 | 0.13 | 0.08 | 0 | 0.13 | 0.08 | 0 | 0 | 0 | 0 | 0 | 0 | 0
2005 | 4 | 4 | 0 | 0 | 0 | 0 | 0 | 0 | 0 | 0 | 0 | 0 | 0 | 0 | 0
2005 | 4 | 5 | 0 | 0 | 0 | 0 | 0 | 0 | 0 | 0 | 0 | 0 | 0 | 0 | 0
2005 | 4 | 6 | 0 | 0 | 0 | 0 | 0 | 0 | 0 | 0 | 0 | 0 | 0 | 0 | 0
2005 | 4 | 7 | 0.12 | 0.12 | 0.07 | 0 | 0.12 | 0.07 | 0 | 0 | 0 | 0 | 0 | 0 | 0
2005 | 4 | 8 | 0.21 | 0.21 | 0.16 | 0 | 0.21 | 0.16 | 0 | 0 | 0 | 0 | 0 | 0 | 0
2005 | 4 | 9 | 0 | 0 | 0 | 0 | 0 | 0 | 0 | 0 | 0 | 0 | 0 | 0 | 0
2005 | 4 | 10 | 0 | 0 | 0 | 0 | 0 | 0 | 0 | 0 | 0 | 0 | 0 | 0 | 0
2005 | 4 | 11 | 0 | 0 | 0 | 0 | 0 | 0 | 0 | 0 | 0 | 0 | 0 | 0 | 0
2005 | 4 | 12 | 0.01 | 0.01 | 0 | 0 | 0.01 | 0 | 0 | 0 | 0 | 0 | 0 | 0 | 0
2005 | 4 | 13 | 0 | 0 | 0 | 0 | 0 | 0 | 0 | 0 | 0 | 0 | 0 | 0 | 0
2005 | 4 | 14 | 0 | 0 | 0 | 0 | 0 | 0 | 0 | 0 | 0 | 0 | 0 | 0 | 0
2005 | 4 | 15 | 0 | 0 | 0 | 0 | 0 | 0 | 0 | 0 | 0 | 0 | 0 | 0 | 0
2005 | 4 | 16 | 0 | 0 | 0 | 0 | 0 | 0 | 0 | 0 | 0 | 0 | 0 | 0 | 0
2005 | 4 | 17 | 0 | 0 | 0 | 0 | 0 | 0 | 0 | 0 | 0 | 0 | 0 | 0 | 0
2005 | 4 | 18 | 0 | 0 | 0 | 0 | 0 | 0 | 0 | 0 | 0 | 0 | 0 | 0 | 0
2005 | 4 | 19 | 0 | 0 | 0 | 0 | 0 | 0 | 0 | 0 | 0 | 0 | 0 | 0 | 0
2005 | 4 | 20 | 0 | 0 | 0 | 0 | 0 | 0 | 0 | 0 | 0 | 0 | 0 | 0 | 0
2005 | 4 | 21 | 0.12 | 0.12 | 0.07 | 0 | 0.12 | 0.07 | 0 | 0 | 0 | 0 | 0 | 0 | 0
2005 | 4 | 22 | 0.16 | 0.16 | 0.11 | 0 | 0.16 | 0.11 | 0 | 0 | 0 | 0 | 0 | 0 | 0
2005 | 4 | 23 | 0.32 | 0.32 | 0.27 | 0 | 0.32 | 0.27 | 0 | 0 | 0 | 0 | 0 | 0 | 0
2005 | 4 | 24 | 0 | 0 | 0 | 0 | 0 | 0 | 0 | 0 | 0 | 0 | 0 | 0 | 0
2005 | 4 | 25 | 0 | 0 | 0 | 0 | 0 | 0 | 0 | 0 | 0 | 0 | 0 | 0 | 0
2005 | 4 | 26 | 0 | 0 | 0 | 0 | 0 | 0 | 0 | 0 | 0 | 0 | 0 | 0 | 0
2005 | 4 | 27 | 0 | 0 | 0 | 0 | 0 | 0 | 0 | 0 | 0 | 0 | 0 | 0 | 0
2005 | 4 | 28 | 0 | 0 | 0 | 0 | 0 | 0 | 0 | 0 | 0 | 0 | 0 | 0 | 0
2005 | 4 | 29 | 0.01 | 0.01 | 0 | 0 | 0.01 | 0 | 0 | 0 | 0 | 0 | 0 | 0 | 0
2005 | 4 | 30 | 1.16 | 1 | 0.95 | 0 | 1 | 0.95 | 0 | 0 | 0 | 0 | 0 | 0 | 0
2005 | 5 | 1 | 0.11 | 0.11 | 0.06 | 0 | 0.11 | 0.06 | 0 | 0 | 0 | 0 | 0 | 0 | 0
2005 | 5 | 2 | 0.01 | 0.01 | 0 | 0 | 0.01 | 0 | 0 | 0 | 0 | 0 | 0 | 0 | 0
2005 | 5 | 3 | 0 | 0 | 0 | 0 | 0 | 0 | 0 | 0 | 0 | 0 | 0 | 0 | 0
2005 | 5 | 4 | 0 | 0 | 0 | 0 | 0 | 0 | 0 | 0 | 0 | 0 | 0 | 0 | 0
2005 | 5 | 5 | 0 | 0 | 0 | 0 | 0 | 0 | 0 | 0 | 0 | 0 | 0 | 0 | 0
2005 | 5 | 6 | 0 | 0 | 0 | 0 | 0 | 0 | 0 | 0 | 0 | 0 | 0 | 0 | 0
2005 | 5 | 7 | 0 | 0 | 0 | 0 | 0 | 0 | 0 | 0 | 0 | 0 | 0 | 0 | 0
2005 | 5 | 8 | 0 | 0 | 0 | 0 | 0 | 0 | 0 | 0 | 0 | 0 | 0 | 0 | 0
2005 | 5 | 9 | 0 | 0 | 0 | 0 | 0 | 0 | 0 | 0 | 0 | 0 | 0 | 0 | 0
2005 | 5 | 10 | 0 | 0 | 0 | 0 | 0 | 0 | 0 | 0 | 0 | 0 | 0 | 0 | 0
2005 | 5 | 11 | 0 | 0 | 0 | 0 | 0 | 0 | 0 | 0 | 0 | 0 | 0 | 0 | 0
2005 | 5 | 12 | 0 | 0 | 0 | 0 | 0 | 0 | 0 | 0 | 0 | 0 | 0 | 0 | 0
2005 | 5 | 13 | 0 | 0 | 0 | 0 | 0 | 0 | 0 | 0 | 0 | 0 | 0 | 0 | 0
2005 | 5 | 14 | 1.13 | 1 | 0.95 | 0 | 1 | 0.95 | 0 | 0 | 0 | 0 | 0 | 0 | 0
2005 | 5 | 15 | 0 | 0 | 0 | 0 | 0 | 0 | 0 | 0 | 0 | 0 | 0 | 0 | 0
2005 | 5 | 16 | 0 | 0 | 0 | 0 | 0 | 0 | 0 | 0 | 0 | 0 | 0 | 0 | 0
2005 | 5 | 17 | 0 | 0 | 0 | 0 | 0 | 0 | 0 | 0 | 0 | 0 | 0 | 0 | 0
2005 | 5 | 18 | 0 | 0 | 0 | 0 | 0 | 0 | 0 | 0 | 0 | 0 | 0 | 0 | 0
2005 | 5 | 19 | 0.24 | 0.24 | 0.19 | 0 | 0.24 | 0.19 | 0 | 0 | 0 | 0 | 0 | 0 | 0
2005 | 5 | 20 | 2.63 | 1 | 0.95 | 0 | 1 | 0.95 | 0 | 0 | 0 | 0 | 0 | 0 | 0
2005 | 5 | 21 | 0 | 0 | 0 | 0 | 0 | 0 | 0 | 0 | 0 | 0 | 0 | 0 | 0
2005 | 5 | 22 | 0.02 | 0.02 | 0 | 0 | 0.02 | 0 | 0 | 0 | 0 | 0 | 0 | 0 | 0
2005 | 5 | 23 | 0.01 | 0.01 | 0 | 0 | 0.01 | 0 | 0 | 0 | 0 | 0 | 0 | 0 | 0
2005 | 5 | 24 | 0.44 | 0.44 | 0.39 | 0 | 0.44 | 0.39 | 0 | 0 | 0 | 0 | 0 | 0 | 0
2005 | 5 | 25 | 0 | 0 | 0 | 0 | 0 | 0 | 0 | 0 | 0 | 0 | 0 | 0 | 0
2005 | 5 | 26 | 0 | 0 | 0 | 0 | 0 | 0 | 0 | 0 | 0 | 0 | 0 | 0 | 0
2005 | 5 | 27 | 0 | 0 | 0 | 0 | 0 | 0 | 0 | 0 | 0 | 0 | 0 | 0 | 0
2005 | 5 | 28 | 0 | 0 | 0 | 0 | 0 | 0 | 0 | 0 | 0 | 0 | 0 | 0 | 0
2005 | 5 | 29 | 0 | 0 | 0 | 0 | 0 | 0 | 0 | 0 | 0 | 0 | 0 | 0 | 0
2005 | 5 | 30 | 0.02 | 0.02 | 0 | 0 | 0.02 | 0 | 0 | 0 | 0 | 0 | 0 | 0 | 0
2005 | 5 | 31 | 0 | 0 | 0 | 0 | 0 | 0 | 0 | 0 | 0 | 0 | 0 | 0 | 0
2005 | 6 | 1 | 0 | 0 | 0 | 0 | 0 | 0 | 0 | 0 | 0 | 0 | 0 | 0 | 0
2005 | 6 | 2 | 0.04 | 0.04 | 0 | 0 | 0.04 | 0 | 0 | 0 | 0 | 0 | 0 | 0 | 0
2005 | 6 | 3 | 0.64 | 0.64 | 0.59 | 0 | 0.64 | 0.59 | 0 | 0 | 0 | 0 | 0 | 0 | 0
2005 | 6 | 4 | 0 | 0 | 0 | 0 | 0 | 0 | 0 | 0 | 0 | 0 | 0 | 0 | 0
2005 | 6 | 5 | 0 | 0 | 0 | 0 | 0 | 0 | 0 | 0 | 0 | 0 | 0 | 0 | 0
2005 | 6 | 6 | 1 | 1 | 0.95 | 0 | 1 | 0.95 | 0 | 0 | 0 | 0 | 0 | 0 | 0
2005 | 6 | 7 | 0.01 | 0.01 | 0 | 0 | 0.01 | 0 | 0 | 0 | 0 | 0 | 0 | 0 | 0
2005 | 6 | 8 | 0 | 0 | 0 | 0 | 0 | 0 | 0 | 0 | 0 | 0 | 0 | 0 | 0
2005 | 6 | 9 | 0 | 0 | 0 | 0 | 0 | 0 | 0 | 0 | 0 | 0 | 0 | 0 | 0
2005 | 6 | 10 | 0 | 0 | 0 | 0 | 0 | 0 | 0 | 0 | 0 | 0 | 0 | 0 | 0
2005 | 6 | 11 | 0 | 0 | 0 | 0 | 0 | 0 | 0 | 0 | 0 | 0 | 0 | 0 | 0
2005 | 6 | 12 | 0 | 0 | 0 | 0 | 0 | 0 | 0 | 0 | 0 | 0 | 0 | 0 | 0
2005 | 6 | 13 | 0.05 | 0.05 | 0 | 0 | 0.05 | 0 | 0 | 0 | 0 | 0 | 0 | 0 | 0
2005 | 6 | 14 | 0 | 0 | 0 | 0 | 0 | 0 | 0 | 0 | 0 | 0 | 0 | 0 | 0
2005 | 6 | 15 | 0 | 0 | 0 | 0 | 0 | 0 | 0 | 0 | 0 | 0 | 0 | 0 | 0
2005 | 6 | 16 | 0 | 0 | 0 | 0 | 0 | 0 | 0 | 0 | 0 | 0 | 0 | 0 | 0
2005 | 6 | 17 | 0 | 0 | 0 | 0 | 0 | 0 | 0 | 0 | 0 | 0 | 0 | 0 | 0
2005 | 6 | 18 | 0 | 0 | 0 | 0 | 0 | 0 | 0 | 0 | 0 | 0 | 0 | 0 | 0
2005 | 6 | 19 | 0 | 0 | 0 | 0 | 0 | 0 | 0 | 0 | 0 | 0 | 0 | 0 | 0
2005 | 6 | 20 | 0 | 0 | 0 | 0 | 0 | 0 | 0 | 0 | 0 | 0 | 0 | 0 | 0
2005 | 6 | 21 | 0 | 0 | 0 | 0 | 0 | 0 | 0 | 0 | 0 | 0 | 0 | 0 | 0
2005 | 6 | 22 | 0.03 | 0.03 | 0 | 0 | 0.03 | 0 | 0 | 0 | 0 | 0 | 0 | 0 | 0
2005 | 6 | 23 | 0 | 0 | 0 | 0 | 0 | 0 | 0 | 0 | 0 | 0 | 0 | 0 | 0
2005 | 6 | 24 | 0 | 0 | 0 | 0 | 0 | 0 | 0 | 0 | 0 | 0 | 0 | 0 | 0
2005 | 6 | 25 | 0 | 0 | 0 | 0 | 0 | 0 | 0 | 0 | 0 | 0 | 0 | 0 | 0
2005 | 6 | 26 | 0 | 0 | 0 | 0 | 0 | 0 | 0 | 0 | 0 | 0 | 0 | 0 | 0
2005 | 6 | 27 | 0.06 | 0.06 | 0.01 | 0 | 0.06 | 0.01 | 0 | 0 | 0 | 0 | 0 | 0 | 0
2005 | 6 | 28 | 0.01 | 0.01 | 0 | 0 | 0.01 | 0 | 0 | 0 | 0 | 0 | 0 | 0 | 0
2005 | 6 | 29 | 1.03 | 1 | 0.95 | 0 | 1 | 0.95 | 0 | 0 | 0 | 0 | 0 | 0 | 0
2005 | 6 | 30 | 0 | 0 | 0 | 0 | 0 | 0 | 0 | 0 | 0 | 0 | 0 | 0 | 0
2005 | 7 | 1 | 0.18 | 0.18 | 0.13 | 0 | 0.18 | 0.13 | 0 | 0 | 0 | 0 | 0 | 0 | 0
2005 | 7 | 2 | 0 | 0 | 0 | 0 | 0 | 0 | 0 | 0 | 0 | 0 | 0 | 0 | 0
2005 | 7 | 3 | 0 | 0 | 0 | 0 | 0 | 0 | 0 | 0 | 0 | 0 | 0 | 0 | 0
2005 | 7 | 4 | 0 | 0 | 0 | 0 | 0 | 0 | 0 | 0 | 0 | 0 | 0 | 0 | 0
2005 | 7 | 5 | 0.68 | 0.68 | 0.63 | 0 | 0.68 | 0.63 | 0 | 0 | 0 | 0 | 0 | 0 | 0
2005 | 7 | 6 | 0 | 0 | 0 | 0 | 0 | 0 | 0 | 0 | 0 | 0 | 0 | 0 | 0
2005 | 7 | 7 | 0.33 | 0.33 | 0.28 | 0 | 0.33 | 0.28 | 0 | 0 | 0 | 0 | 0 | 0 | 0
2005 | 7 | 8 | 2.14 | 1 | 0.95 | 0 | 1 | 0.95 | 0 | 0 | 0 | 0 | 0 | 0 | 0
2005 | 7 | 9 | 0 | 0 | 0 | 0 | 0 | 0 | 0 | 0 | 0 | 0 | 0 | 0 | 0
2005 | 7 | 10 | 0 | 0 | 0 | 0 | 0 | 0 | 0 | 0 | 0 | 0 | 0 | 0 | 0
2005 | 7 | 11 | 0 | 0 | 0 | 0 | 0 | 0 | 0 | 0 | 0 | 0 | 0 | 0 | 0
2005 | 7 | 12 | 0 | 0 | 0 | 0 | 0 | 0 | 0 | 0 | 0 | 0 | 0 | 0 | 0
2005 | 7 | 13 | 0.3 | 0.3 | 0.25 | 0 | 0.3 | 0.25 | 0 | 0 | 0 | 0 | 0 | 0 | 0
2005 | 7 | 14 | 0.09 | 0.09 | 0.04 | 0 | 0.09 | 0.04 | 0 | 0 | 0 | 0 | 0 | 0 | 0
2005 | 7 | 15 | 1.18 | 1 | 0.95 | 0 | 1 | 0.95 | 0 | 0 | 0 | 0 | 0 | 0 | 0
2005 | 7 | 16 | 0.09 | 0.09 | 0.04 | 0 | 0.09 | 0.04 | 0 | 0 | 0 | 0 | 0 | 0 | 0
2005 | 7 | 17 | 0 | 0 | 0 | 0 | 0 | 0 | 0 | 0 | 0 | 0 | 0 | 0 | 0
2005 | 7 | 18 | 0 | 0 | 0 | 0 | 0 | 0 | 0 | 0 | 0 | 0 | 0 | 0 | 0
2005 | 7 | 19 | 0 | 0 | 0 | 0 | 0 | 0 | 0 | 0 | 0 | 0 | 0 | 0 | 0
2005 | 7 | 20 | 0 | 0 | 0 | 0 | 0 | 0 | 0 | 0 | 0 | 0 | 0 | 0 | 0
2005 | 7 | 21 | 0 | 0 | 0 | 0 | 0 | 0 | 0 | 0 | 0 | 0 | 0 | 0 | 0
2005 | 7 | 22 | 0 | 0 | 0 | 0 | 0 | 0 | 0 | 0 | 0 | 0 | 0 | 0 | 0
2005 | 7 | 23 | 0.87 | 0.87 | 0.82 | 0 | 0.87 | 0.82 | 0 | 0 | 0 | 0 | 0 | 0 | 0
2005 | 7 | 24 | 0 | 0 | 0 | 0 | 0 | 0 | 0 | 0 | 0 | 0 | 0 | 0 | 0
2005 | 7 | 25 | 0.08 | 0.08 | 0.03 | 0 | 0.08 | 0.03 | 0 | 0 | 0 | 0 | 0 | 0 | 0
2005 | 7 | 26 | 0 | 0 | 0 | 0 | 0 | 0 | 0 | 0 | 0 | 0 | 0 | 0 | 0
2005 | 7 | 27 | 0.11 | 0.11 | 0.06 | 0 | 0.11 | 0.06 | 0 | 0 | 0 | 0 | 0 | 0 | 0
2005 | 7 | 28 | 0 | 0 | 0 | 0 | 0 | 0 | 0 | 0 | 0 | 0 | 0 | 0 | 0
2005 | 7 | 29 | 0.01 | 0.01 | 0 | 0 | 0.01 | 0 | 0 | 0 | 0 | 0 | 0 | 0 | 0
2005 | 7 | 30 | 0 | 0 | 0 | 0 | 0 | 0 | 0 | 0 | 0 | 0 | 0 | 0 | 0
2005 | 7 | 31 | 0 | 0 | 0 | 0 | 0 | 0 | 0 | 0 | 0 | 0 | 0 | 0 | 0
2005 | 8 | 1 | 0 | 0 | 0 | 0 | 0 | 0 | 0 | 0 | 0 | 0 | 0 | 0 | 0
2005 | 8 | 2 | 0 | 0 | 0 | 0 | 0 | 0 | 0 | 0 | 0 | 0 | 0 | 0 | 0
2005 | 8 | 3 | 0 | 0 | 0 | 0 | 0 | 0 | 0 | 0 | 0 | 0 | 0 | 0 | 0
2005 | 8 | 4 | 0 | 0 | 0 | 0 | 0 | 0 | 0 | 0 | 0 | 0 | 0 | 0 | 0
2005 | 8 | 5 | 0.01 | 0.01 | 0 | 0 | 0.01 | 0 | 0 | 0 | 0 | 0 | 0 | 0 | 0
2005 | 8 | 6 | 0 | 0 | 0 | 0 | 0 | 0 | 0 | 0 | 0 | 0 | 0 | 0 | 0
2005 | 8 | 7 | 0 | 0 | 0 | 0 | 0 | 0 | 0 | 0 | 0 | 0 | 0 | 0 | 0
2005 | 8 | 8 | 1.17 | 1 | 0.95 | 0 | 1 | 0.95 | 0 | 0 | 0 | 0 | 0 | 0 | 0
2005 | 8 | 9 | 0.16 | 0.16 | 0.11 | 0 | 0.16 | 0.11 | 0 | 0 | 0 | 0 | 0 | 0 | 0
2005 | 8 | 10 | 0 | 0 | 0 | 0 | 0 | 0 | 0 | 0 | 0 | 0 | 0 | 0 | 0
2005 | 8 | 11 | 0 | 0 | 0 | 0 | 0 | 0 | 0 | 0 | 0 | 0 | 0 | 0 | 0
2005 | 8 | 12 | 0 | 0 | 0 | 0 | 0 | 0 | 0 | 0 | 0 | 0 | 0 | 0 | 0
2005 | 8 | 13 | 0 | 0 | 0 | 0 | 0 | 0 | 0 | 0 | 0 | 0 | 0 | 0 | 0
2005 | 8 | 14 | 0 | 0 | 0 | 0 | 0 | 0 | 0 | 0 | 0 | 0 | 0 | 0 | 0
2005 | 8 | 15 | 0 | 0 | 0 | 0 | 0 | 0 | 0 | 0 | 0 | 0 | 0 | 0 | 0
2005 | 8 | 16 | 0.13 | 0.13 | 0.08 | 0 | 0.13 | 0.08 | 0 | 0 | 0 | 0 | 0 | 0 | 0
2005 | 8 | 17 | 0 | 0 | 0 | 0 | 0 | 0 | 0 | 0 | 0 | 0 | 0 | 0 | 0
2005 | 8 | 18 | 0 | 0 | 0 | 0 | 0 | 0 | 0 | 0 | 0 | 0 | 0 | 0 | 0
2005 | 8 | 19 | 0.37 | 0.37 | 0.32 | 0 | 0.37 | 0.32 | 0 | 0 | 0 | 0 | 0 | 0 | 0
2005 | 8 | 20 | 0 | 0 | 0 | 0 | 0 | 0 | 0 | 0 | 0 | 0 | 0 | 0 | 0
2005 | 8 | 21 | 0 | 0 | 0 | 0 | 0 | 0 | 0 | 0 | 0 | 0 | 0 | 0 | 0
2005 | 8 | 22 | 0 | 0 | 0 | 0 | 0 | 0 | 0 | 0 | 0 | 0 | 0 | 0 | 0
2005 | 8 | 23 | 0 | 0 | 0 | 0 | 0 | 0 | 0 | 0 | 0 | 0 | 0 | 0 | 0
2005 | 8 | 24 | 0 | 0 | 0 | 0 | 0 | 0 | 0 | 0 | 0 | 0 | 0 | 0 | 0
2005 | 8 | 25 | 0 | 0 | 0 | 0 | 0 | 0 | 0 | 0 | 0 | 0 | 0 | 0 | 0
2005 | 8 | 26 | 0 | 0 | 0 | 0 | 0 | 0 | 0 | 0 | 0 | 0 | 0 | 0 | 0
2005 | 8 | 27 | 0.22 | 0.22 | 0.17 | 0 | 0.22 | 0.17 | 0 | 0 | 0 | 0 | 0 | 0 | 0
2005 | 8 | 28 | 0.27 | 0.27 | 0.22 | 0 | 0.27 | 0.22 | 0 | 0 | 0 | 0 | 0 | 0 | 0
2005 | 8 | 29 | 0 | 0 | 0 | 0 | 0 | 0 | 0 | 0 | 0 | 0 | 0 | 0 | 0
2005 | 8 | 30 | 0 | 0 | 0 | 0 | 0 | 0 | 0 | 0 | 0 | 0 | 0 | 0 | 0
2005 | 8 | 31 | 0 | 0 | 0 | 0 | 0 | 0 | 0 | 0 | 0 | 0 | 0 | 0 | 0
2005 | 9 | 1 | 0 | 0 | 0 | 0 | 0 | 0 | 0 | 0 | 0 | 0 | 0 | 0 | 0
2005 | 9 | 2 | 0 | 0 | 0 | 0 | 0 | 0 | 0 | 0 | 0 | 0 | 0 | 0 | 0
2005 | 9 | 3 | 0 | 0 | 0 | 0 | 0 | 0 | 0 | 0 | 0 | 0 | 0 | 0 | 0
2005 | 9 | 4 | 0 | 0 | 0 | 0 | 0 | 0 | 0 | 0 | 0 | 0 | 0 | 0 | 0
2005 | 9 | 5 | 0 | 0 | 0 | 0 | 0 | 0 | 0 | 0 | 0 | 0 | 0 | 0 | 0
2005 | 9 | 6 | 0 | 0 | 0 | 0 | 0 | 0 | 0 | 0 | 0 | 0 | 0 | 0 | 0
2005 | 9 | 7 | 0 | 0 | 0 | 0 | 0 | 0 | 0 | 0 | 0 | 0 | 0 | 0 | 0
2005 | 9 | 8 | 0 | 0 | 0 | 0 | 0 | 0 | 0 | 0 | 0 | 0 | 0 | 0 | 0
2005 | 9 | 9 | 0 | 0 | 0 | 0 | 0 | 0 | 0 | 0 | 0 | 0 | 0 | 0 | 0
2005 | 9 | 10 | 0 | 0 | 0 | 0 | 0 | 0 | 0 | 0 | 0 | 0 | 0 | 0 | 0
2005 | 9 | 11 | 0 | 0 | 0 | 0 | 0 | 0 | 0 | 0 | 0 | 0 | 0 | 0 | 0
2005 | 9 | 12 | 0 | 0 | 0 | 0 | 0 | 0 | 0 | 0 | 0 | 0 | 0 | 0 | 0
2005 | 9 | 13 | 0 | 0 | 0 | 0 | 0 | 0 | 0 | 0 | 0 | 0 | 0 | 0 | 0
2005 | 9 | 14 | 0 | 0 | 0 | 0 | 0 | 0 | 0 | 0 | 0 | 0 | 0 | 0 | 0
2005 | 9 | 15 | 0.01 | 0.01 | 0 | 0 | 0.01 | 0 | 0 | 0 | 0 | 0 | 0 | 0 | 0
2005 | 9 | 16 | 0 | 0 | 0 | 0 | 0 | 0 | 0 | 0 | 0 | 0 | 0 | 0 | 0
2005 | 9 | 17 | 0 | 0 | 0 | 0 | 0 | 0 | 0 | 0 | 0 | 0 | 0 | 0 | 0
2005 | 9 | 18 | 0 | 0 | 0 | 0 | 0 | 0 | 0 | 0 | 0 | 0 | 0 | 0 | 0
2005 | 9 | 19 | 0 | 0 | 0 | 0 | 0 | 0 | 0 | 0 | 0 | 0 | 0 | 0 | 0
2005 | 9 | 20 | 0 | 0 | 0 | 0 | 0 | 0 | 0 | 0 | 0 | 0 | 0 | 0 | 0
2005 | 9 | 21 | 0 | 0 | 0 | 0 | 0 | 0 | 0 | 0 | 0 | 0 | 0 | 0 | 0
2005 | 9 | 22 | 0 | 0 | 0 | 0 | 0 | 0 | 0 | 0 | 0 | 0 | 0 | 0 | 0
2005 | 9 | 23 | 0 | 0 | 0 | 0 | 0 | 0 | 0 | 0 | 0 | 0 | 0 | 0 | 0
2005 | 9 | 24 | 0 | 0 | 0 | 0 | 0 | 0 | 0 | 0 | 0 | 0 | 0 | 0 | 0
2005 | 9 | 25 | 0 | 0 | 0 | 0 | 0 | 0 | 0 | 0 | 0 | 0 | 0 | 0 | 0
2005 | 9 | 26 | 0.09 | 0.09 | 0.04 | 0 | 0.09 | 0.04 | 0 | 0 | 0 | 0 | 0 | 0 | 0
2005 | 9 | 27 | 0 | 0 | 0 | 0 | 0 | 0 | 0 | 0 | 0 | 0 | 0 | 0 | 0
2005 | 9 | 28 | 0 | 0 | 0 | 0 | 0 | 0 | 0 | 0 | 0 | 0 | 0 | 0 | 0
2005 | 9 | 29 | 0.01 | 0.01 | 0 | 0 | 0.01 | 0 | 0 | 0 | 0 | 0 | 0 | 0 | 0
2005 | 9 | 30 | 0 | 0 | 0 | 0 | 0 | 0 | 0 | 0 | 0 | 0 | 0 | 0 | 0
2005 | 10 | 1 | 0 | 0 | 0 | 0 | 0 | 0 | 0 | 0 | 0 | 0 | 0 | 0 | 0
2005 | 10 | 2 | 0 | 0 | 0 | 0 | 0 | 0 | 0 | 0 | 0 | 0 | 0 | 0 | 0
2005 | 10 | 3 | 0 | 0 | 0 | 0 | 0 | 0 | 0 | 0 | 0 | 0 | 0 | 0 | 0
2005 | 10 | 4 | 0 | 0 | 0 | 0 | 0 | 0 | 0 | 0 | 0 | 0 | 0 | 0 | 0
2005 | 10 | 5 | 0 | 0 | 0 | 0 | 0 | 0 | 0 | 0 | 0 | 0 | 0 | 0 | 0
2005 | 10 | 6 | 0.04 | 0.04 | 0 | 0 | 0.04 | 0 | 0 | 0 | 0 | 0 | 0 | 0 | 0
2005 | 10 | 7 | 3.63 | 1 | 0.95 | 0 | 1 | 0.95 | 0 | 0 | 0 | 0 | 0 | 0 | 0
2005 | 10 | 8 | 3.67 | 1 | 0.95 | 0 | 1 | 0.95 | 0 | 0 | 0 | 0 | 0 | 0 | 0
2005 | 10 | 9 | 0 | 0 | 0 | 0 | 0 | 0 | 0 | 0 | 0 | 0 | 0 | 0 | 0
2005 | 10 | 10 | 0 | 0 | 0 | 0 | 0 | 0 | 0 | 0 | 0 | 0 | 0 | 0 | 0
2005 | 10 | 11 | 0.09 | 0.09 | 0.04 | 0 | 0.09 | 0.04 | 0 | 0 | 0 | 0 | 0 | 0 | 0
2005 | 10 | 12 | 0.02 | 0.02 | 0 | 0 | 0.02 | 0 | 0 | 0 | 0 | 0 | 0 | 0 | 0
2005 | 10 | 13 | 0.14 | 0.14 | 0.09 | 0 | 0.14 | 0.09 | 0 | 0 | 0 | 0 | 0 | 0 | 0
2005 | 10 | 14 | 0.01 | 0.01 | 0 | 0 | 0.01 | 0 | 0 | 0 | 0 | 0 | 0 | 0 | 0
2005 | 10 | 15 | 0 | 0 | 0 | 0 | 0 | 0 | 0 | 0 | 0 | 0 | 0 | 0 | 0
2005 | 10 | 16 | 0 | 0 | 0 | 0 | 0 | 0 | 0 | 0 | 0 | 0 | 0 | 0 | 0
2005 | 10 | 17 | 0 | 0 | 0 | 0 | 0 | 0 | 0 | 0 | 0 | 0 | 0 | 0 | 0
2005 | 10 | 18 | 0 | 0 | 0 | 0 | 0 | 0 | 0 | 0 | 0 | 0 | 0 | 0 | 0
2005 | 10 | 19 | 0 | 0 | 0 | 0 | 0 | 0 | 0 | 0 | 0 | 0 | 0 | 0 | 0
2005 | 10 | 20 | 0 | 0 | 0 | 0 | 0 | 0 | 0 | 0 | 0 | 0 | 0 | 0 | 0
2005 | 10 | 21 | 0.04 | 0.04 | 0 | 0 | 0.04 | 0 | 0 | 0 | 0 | 0 | 0 | 0 | 0
2005 | 10 | 22 | 0.61 | 0.61 | 0.56 | 0 | 0.61 | 0.56 | 0 | 0 | 0 | 0 | 0 | 0 | 0
2005 | 10 | 23 | 0 | 0 | 0 | 0 | 0 | 0 | 0 | 0 | 0 | 0 | 0 | 0 | 0
2005 | 10 | 24 | 0.57 | 0.57 | 0.52 | 0 | 0.57 | 0.52 | 0 | 0 | 0 | 0 | 0 | 0 | 0
2005 | 10 | 25 | 0.59 | 0.59 | 0.54 | 0 | 0.59 | 0.54 | 0 | 0 | 0 | 0 | 0 | 0 | 0
2005 | 10 | 26 | 0 | 0 | 0 | 0 | 0 | 0 | 0 | 0 | 0 | 0 | 0 | 0 | 0
2005 | 10 | 27 | 0 | 0 | 0 | 0 | 0 | 0 | 0 | 0 | 0 | 0 | 0 | 0 | 0
2005 | 10 | 28 | 0 | 0 | 0 | 0 | 0 | 0 | 0 | 0 | 0 | 0 | 0 | 0 | 0
2005 | 10 | 29 | 0 | 0 | 0 | 0 | 0 | 0 | 0 | 0 | 0 | 0 | 0 | 0 | 0
2005 | 10 | 30 | 0 | 0 | 0 | 0 | 0 | 0 | 0 | 0 | 0 | 0 | 0 | 0 | 0
2005 | 10 | 31 | 0 | 0 | 0 | 0 | 0 | 0 | 0 | 0 | 0 | 0 | 0 | 0 | 0
2005 | 11 | 1 | 0 | 0 | 0 | 0 | 0 | 0 | 0 | 0 | 0 | 0 | 0 | 0 | 0
2005 | 11 | 2 | 0 | 0 | 0 | 0 | 0 | 0 | 0 | 0 | 0 | 0 | 0 | 0 | 0
2005 | 11 | 3 | 0 | 0 | 0 | 0 | 0 | 0 | 0 | 0 | 0 | 0 | 0 | 0 | 0
2005 | 11 | 4 | 0 | 0 | 0 | 0 | 0 | 0 | 0 | 0 | 0 | 0 | 0 | 0 | 0
2005 | 11 | 5 | 0 | 0 | 0 | 0 | 0 | 0 | 0 | 0 | 0 | 0 | 0 | 0 | 0
2005 | 11 | 6 | 0 | 0 | 0 | 0 | 0 | 0 | 0 | 0 | 0 | 0 | 0 | 0 | 0
2005 | 11 | 7 | 0 | 0 | 0 | 0 | 0 | 0 | 0 | 0 | 0 | 0 | 0 | 0 | 0
2005 | 11 | 8 | 0.05 | 0.05 | 0 | 0 | 0.05 | 0 | 0 | 0 | 0 | 0 | 0 | 0 | 0
2005 | 11 | 9 | 0 | 0 | 0 | 0 | 0 | 0 | 0 | 0 | 0 | 0 | 0 | 0 | 0
2005 | 11 | 10 | 0 | 0 | 0 | 0 | 0 | 0 | 0 | 0 | 0 | 0 | 0 | 0 | 0
2005 | 11 | 11 | 0 | 0 | 0 | 0 | 0 | 0 | 0 | 0 | 0 | 0 | 0 | 0 | 0
2005 | 11 | 12 | 0 | 0 | 0 | 0 | 0 | 0 | 0 | 0 | 0 | 0 | 0 | 0 | 0
2005 | 11 | 13 | 0 | 0 | 0 | 0 | 0 | 0 | 0 | 0 | 0 | 0 | 0 | 0 | 0
2005 | 11 | 14 | 0 | 0 | 0 | 0 | 0 | 0 | 0 | 0 | 0 | 0 | 0 | 0 | 0
2005 | 11 | 15 | 0.01 | 0.01 | 0 | 0 | 0.01 | 0 | 0 | 0 | 0 | 0 | 0 | 0 | 0
2005 | 11 | 16 | 0.48 | 0.48 | 0.43 | 0 | 0.48 | 0.43 | 0 | 0 | 0 | 0 | 0 | 0 | 0
2005 | 11 | 17 | 0 | 0 | 0 | 0 | 0 | 0 | 0 | 0 | 0 | 0 | 0 | 0 | 0
2005 | 11 | 18 | 0 | 0 | 0 | 0 | 0 | 0 | 0 | 0 | 0 | 0 | 0 | 0 | 0
2005 | 11 | 19 | 0 | 0 | 0 | 0 | 0 | 0 | 0 | 0 | 0 | 0 | 0 | 0 | 0
2005 | 11 | 20 | 0 | 0 | 0 | 0 | 0 | 0 | 0 | 0 | 0 | 0 | 0 | 0 | 0
2005 | 11 | 21 | 0.63 | 0.63 | 0.58 | 0 | 0.63 | 0.58 | 0 | 0 | 0 | 0 | 0 | 0 | 0
2005 | 11 | 22 | 0.18 | 0.18 | 0.13 | 0 | 0.18 | 0.13 | 0 | 0 | 0 | 0 | 0 | 0 | 0
2005 | 11 | 23 | 0.04 | 0.04 | 0 | 0 | 0.04 | 0 | 0 | 0 | 0 | 0 | 0 | 0 | 0
2005 | 11 | 24 | 0.01 | 0.01 | 0 | 0 | 0.01 | 0 | 0 | 0 | 0 | 0 | 0 | 0 | 0
2005 | 11 | 25 | 0 | 0 | 0 | 0 | 0 | 0 | 0 | 0 | 0 | 0 | 0 | 0 | 0
2005 | 11 | 26 | 0 | 0 | 0 | 0 | 0 | 0 | 0 | 0 | 0 | 0 | 0 | 0 | 0
2005 | 11 | 27 | 0 | 0 | 0 | 0 | 0 | 0 | 0 | 0 | 0 | 0 | 0 | 0 | 0
2005 | 11 | 28 | 0.04 | 0.04 | 0 | 0 | 0.04 | 0 | 0 | 0 | 0 | 0 | 0 | 0 | 0
2005 | 11 | 29 | 0.48 | 0.48 | 0.43 | 0 | 0.48 | 0.43 | 0 | 0 | 0 | 0 | 0 | 0 | 0
2005 | 11 | 30 | 0 | 0 | 0 | 0 | 0 | 0 | 0 | 0 | 0 | 0 | 0 | 0 | 0
2005 | 12 | 1 | 0 | 0 | 0 | 0 | 0 | 0 | 0 | 0 | 0 | 0 | 0 | 0 | 0
2005 | 12 | 2 | 0 | 0 | 0 | 0 | 0 | 0 | 0 | 0 | 0 | 0 | 0 | 0 | 0
2005 | 12 | 3 | 0.03 | 0.03 | 0 | 0 | 0.03 | 0 | 0 | 0 | 0 | 0 | 0 | 0 | 0
2005 | 12 | 4 | 0.21 | 0.21 | 0.16 | 0 | 0.21 | 0.16 | 0 | 0 | 0 | 0 | 0 | 0 | 0
2005 | 12 | 5 | 0.15 | 0.15 | 0.1 | 0 | 0.15 | 0.1 | 0 | 0 | 0 | 0 | 0 | 0 | 0
2005 | 12 | 6 | 0.02 | 0.02 | 0 | 0 | 0.02 | 0 | 0 | 0 | 0 | 0 | 0 | 0 | 0
2005 | 12 | 7 | 0 | 0 | 0 | 0 | 0 | 0 | 0 | 0 | 0 | 0 | 0 | 0 | 0
2005 | 12 | 8 | 0 | 0 | 0 | 0 | 0 | 0 | 0 | 0 | 0 | 0 | 0 | 0 | 0
2005 | 12 | 9 | 0.55 | 0.55 | 0.5 | 0 | 0.55 | 0.5 | 0 | 0 | 0 | 0 | 0 | 0 | 0
2005 | 12 | 10 | 0 | 0 | 0 | 0 | 0 | 0 | 0 | 0 | 0 | 0 | 0 | 0 | 0
2005 | 12 | 11 | 0 | 0 | 0 | 0 | 0 | 0 | 0 | 0 | 0 | 0 | 0 | 0 | 0
2005 | 12 | 12 | 0 | 0 | 0 | 0 | 0 | 0 | 0 | 0 | 0 | 0 | 0 | 0 | 0
2005 | 12 | 13 | 0 | 0 | 0 | 0 | 0 | 0 | 0 | 0 | 0 | 0 | 0 | 0 | 0
2005 | 12 | 14 | 0 | 0 | 0 | 0 | 0 | 0 | 0 | 0 | 0 | 0 | 0 | 0 | 0
2005 | 12 | 15 | 0.93 | 0.93 | 0.88 | 0 | 0.93 | 0.88 | 0 | 0 | 0 | 0 | 0 | 0 | 0
2005 | 12 | 16 | 0.3 | 0.3 | 0.25 | 0 | 0.3 | 0.25 | 0 | 0 | 0 | 0 | 0 | 0 | 0
2005 | 12 | 17 | 0 | 0 | 0 | 0 | 0 | 0 | 0 | 0 | 0 | 0 | 0 | 0 | 0
2005 | 12 | 18 | 0 | 0 | 0 | 0 | 0 | 0 | 0 | 0 | 0 | 0 | 0 | 0 | 0
2005 | 12 | 19 | 0 | 0 | 0 | 0 | 0 | 0 | 0 | 0 | 0 | 0 | 0 | 0 | 0
2005 | 12 | 20 | 0 | 0 | 0 | 0 | 0 | 0 | 0 | 0 | 0 | 0 | 0 | 0 | 0
2005 | 12 | 21 | 0 | 0 | 0 | 0 | 0 | 0 | 0 | 0 | 0 | 0 | 0 | 0 | 0
2005 | 12 | 22 | 0 | 0 | 0 | 0 | 0 | 0 | 0 | 0 | 0 | 0 | 0 | 0 | 0
2005 | 12 | 23 | 0 | 0 | 0 | 0 | 0 | 0 | 0 | 0 | 0 | 0 | 0 | 0 | 0
2005 | 12 | 24 | 0 | 0 | 0 | 0 | 0 | 0 | 0 | 0 | 0 | 0 | 0 | 0 | 0
2005 | 12 | 25 | 0.77 | 0.77 | 0.72 | 0 | 0.77 | 0.72 | 0 | 0 | 0 | 0 | 0 | 0 | 0
2005 | 12 | 26 | 0.03 | 0.03 | 0 | 0 | 0.03 | 0 | 0 | 0 | 0 | 0 | 0 | 0 | 0
2005 | 12 | 27 | 0 | 0 | 0 | 0 | 0 | 0 | 0 | 0 | 0 | 0 | 0 | 0 | 0
2005 | 12 | 28 | 0 | 0 | 0 | 0 | 0 | 0 | 0 | 0 | 0 | 0 | 0 | 0 | 0
2005 | 12 | 29 | 0.34 | 0.34 | 0.29 | 0 | 0.34 | 0.29 | 0 | 0 | 0 | 0 | 0 | 0 | 0
2005 | 12 | 30 | 0 | 0 | 0 | 0 | 0 | 0 | 0 | 0 | 0 | 0 | 0 | 0 | 0
2005 | 12 | 31 | 0.01 | 0.01 | 0 | 0 | 0.01 | 0 | 0 | 0 | 0 | 0 | 0 | 0 | 0
2006 | 1 | 1 | 0 | 0 | 0 | 0 | 0 | 0 | 0 | 0 | 0 | 0 | 0 | 0 | 0
2006 | 1 | 2 | 0.35 | 0.35 | 0.3 | 0 | 0.35 | 0.3 | 0 | 0 | 0 | 0 | 0 | 0 | 0
2006 | 1 | 3 | 0.11 | 0.11 | 0.06 | 0 | 0.11 | 0.06 | 0 | 0 | 0 | 0 | 0 | 0 | 0
2006 | 1 | 4 | 0 | 0 | 0 | 0 | 0 | 0 | 0 | 0 | 0 | 0 | 0 | 0 | 0
2006 | 1 | 5 | 0 | 0 | 0 | 0 | 0 | 0 | 0 | 0 | 0 | 0 | 0 | 0 | 0
2006 | 1 | 6 | 0 | 0 | 0 | 0 | 0 | 0 | 0 | 0 | 0 | 0 | 0 | 0 | 0
2006 | 1 | 7 | 0 | 0 | 0 | 0 | 0 | 0 | 0 | 0 | 0 | 0 | 0 | 0 | 0
2006 | 1 | 8 | 0 | 0 | 0 | 0 | 0 | 0 | 0 | 0 | 0 | 0 | 0 | 0 | 0
2006 | 1 | 9 | 0 | 0 | 0 | 0 | 0 | 0 | 0 | 0 | 0 | 0 | 0 | 0 | 0
2006 | 1 | 10 | 0 | 0 | 0 | 0 | 0 | 0 | 0 | 0 | 0 | 0 | 0 | 0 | 0
2006 | 1 | 11 | 0.2 | 0.2 | 0.15 | 0 | 0.2 | 0.15 | 0 | 0 | 0 | 0 | 0 | 0 | 0
2006 | 1 | 12 | 0 | 0 | 0 | 0 | 0 | 0 | 0 | 0 | 0 | 0 | 0 | 0 | 0
2006 | 1 | 13 | 0 | 0 | 0 | 0 | 0 | 0 | 0 | 0 | 0 | 0 | 0 | 0 | 0
2006 | 1 | 14 | 0.54 | 0.54 | 0.49 | 0 | 0.54 | 0.49 | 0 | 0 | 0 | 0 | 0 | 0 | 0
2006 | 1 | 15 | 0 | 0 | 0 | 0 | 0 | 0 | 0 | 0 | 0 | 0 | 0 | 0 | 0
2006 | 1 | 16 | 0 | 0 | 0 | 0 | 0 | 0 | 0 | 0 | 0 | 0 | 0 | 0 | 0
2006 | 1 | 17 | 0 | 0 | 0 | 0 | 0 | 0 | 0 | 0 | 0 | 0 | 0 | 0 | 0
2006 | 1 | 18 | 0.62 | 0.62 | 0.57 | 0 | 0.62 | 0.57 | 0 | 0 | 0 | 0 | 0 | 0 | 0
2006 | 1 | 19 | 0 | 0 | 0 | 0 | 0 | 0 | 0 | 0 | 0 | 0 | 0 | 0 | 0
2006 | 1 | 20 | 0 | 0 | 0 | 0 | 0 | 0 | 0 | 0 | 0 | 0 | 0 | 0 | 0
2006 | 1 | 21 | 0 | 0 | 0 | 0 | 0 | 0 | 0 | 0 | 0 | 0 | 0 | 0 | 0
2006 | 1 | 22 | 0.19 | 0.19 | 0.14 | 0 | 0.19 | 0.14 | 0 | 0 | 0 | 0 | 0 | 0 | 0
2006 | 1 | 23 | 0.79 | 0.79 | 0.74 | 0 | 0.79 | 0.74 | 0 | 0 | 0 | 0 | 0 | 0 | 0
2006 | 1 | 24 | 0.02 | 0.02 | 0 | 0 | 0.02 | 0 | 0 | 0 | 0 | 0 | 0 | 0 | 0
2006 | 1 | 25 | 0 | 0 | 0 | 0 | 0 | 0 | 0 | 0 | 0 | 0 | 0 | 0 | 0
2006 | 1 | 26 | 0 | 0 | 0 | 0 | 0 | 0 | 0 | 0 | 0 | 0 | 0 | 0 | 0
2006 | 1 | 27 | 0 | 0 | 0 | 0 | 0 | 0 | 0 | 0 | 0 | 0 | 0 | 0 | 0
2006 | 1 | 28 | 0 | 0 | 0 | 0 | 0 | 0 | 0 | 0 | 0 | 0 | 0 | 0 | 0
2006 | 1 | 29 | 0.02 | 0.02 | 0 | 0 | 0.02 | 0 | 0 | 0 | 0 | 0 | 0 | 0 | 0
2006 | 1 | 30 | 0 | 0 | 0 | 0 | 0 | 0 | 0 | 0 | 0 | 0 | 0 | 0 | 0
2006 | 1 | 31 | 0.41 | 0.41 | 0.36 | 0 | 0.41 | 0.36 | 0 | 0 | 0 | 0 | 0 | 0 | 0
2006 | 2 | 1 | 0 | 0 | 0 | 0 | 0 | 0 | 0 | 0 | 0 | 0 | 0 | 0 | 0
2006 | 2 | 2 | 0.03 | 0.03 | 0 | 0 | 0.03 | 0 | 0 | 0 | 0 | 0 | 0 | 0 | 0
2006 | 2 | 3 | 0.41 | 0.41 | 0.36 | 0 | 0.41 | 0.36 | 0 | 0 | 0 | 0 | 0 | 0 | 0
2006 | 2 | 4 | 0.66 | 0.66 | 0.61 | 0 | 0.66 | 0.61 | 0 | 0 | 0 | 0 | 0 | 0 | 0
2006 | 2 | 5 | 0 | 0 | 0 | 0 | 0 | 0 | 0 | 0 | 0 | 0 | 0 | 0 | 0
2006 | 2 | 6 | 0 | 0 | 0 | 0 | 0 | 0 | 0 | 0 | 0 | 0 | 0 | 0 | 0
2006 | 2 | 7 | 0 | 0 | 0 | 0 | 0 | 0 | 0 | 0 | 0 | 0 | 0 | 0 | 0
2006 | 2 | 8 | 0 | 0 | 0 | 0 | 0 | 0 | 0 | 0 | 0 | 0 | 0 | 0 | 0
2006 | 2 | 9 | 0 | 0 | 0 | 0 | 0 | 0 | 0 | 0 | 0 | 0 | 0 | 0 | 0
2006 | 2 | 10 | 0 | 0 | 0 | 0 | 0 | 0 | 0 | 0 | 0 | 0 | 0 | 0 | 0
2006 | 2 | 11 | 0.33 | 0.33 | 0.28 | 0 | 0.33 | 0.28 | 0 | 0 | 0 | 0 | 0 | 0 | 0
2006 | 2 | 12 | 0.78 | 0.78 | 0.73 | 0 | 0.78 | 0.73 | 0 | 0 | 0 | 0 | 0 | 0 | 0
2006 | 2 | 13 | 0 | 0 | 0 | 0 | 0 | 0 | 0 | 0 | 0 | 0 | 0 | 0 | 0
2006 | 2 | 14 | 0 | 0 | 0 | 0 | 0 | 0 | 0 | 0 | 0 | 0 | 0 | 0 | 0
2006 | 2 | 15 | 0 | 0 | 0 | 0 | 0 | 0 | 0 | 0 | 0 | 0 | 0 | 0 | 0
2006 | 2 | 16 | 0 | 0 | 0 | 0 | 0 | 0 | 0 | 0 | 0 | 0 | 0 | 0 | 0
2006 | 2 | 17 | 0 | 0 | 0 | 0 | 0 | 0 | 0 | 0 | 0 | 0 | 0 | 0 | 0
2006 | 2 | 18 | 0 | 0 | 0 | 0 | 0 | 0 | 0 | 0 | 0 | 0 | 0 | 0 | 0
2006 | 2 | 19 | 0 | 0 | 0 | 0 | 0 | 0 | 0 | 0 | 0 | 0 | 0 | 0 | 0
2006 | 2 | 20 | 0 | 0 | 0 | 0 | 0 | 0 | 0 | 0 | 0 | 0 | 0 | 0 | 0
2006 | 2 | 21 | 0 | 0 | 0 | 0 | 0 | 0 | 0 | 0 | 0 | 0 | 0 | 0 | 0
2006 | 2 | 22 | 0.25 | 0.25 | 0.2 | 0 | 0.25 | 0.2 | 0 | 0 | 0 | 0 | 0 | 0 | 0
2006 | 2 | 23 | 0 | 0 | 0 | 0 | 0 | 0 | 0 | 0 | 0 | 0 | 0 | 0 | 0
2006 | 2 | 24 | 0 | 0 | 0 | 0 | 0 | 0 | 0 | 0 | 0 | 0 | 0 | 0 | 0
2006 | 2 | 25 | 0 | 0 | 0 | 0 | 0 | 0 | 0 | 0 | 0 | 0 | 0 | 0 | 0
2006 | 2 | 26 | 0 | 0 | 0 | 0 | 0 | 0 | 0 | 0 | 0 | 0 | 0 | 0 | 0
2006 | 2 | 27 | 0 | 0 | 0 | 0 | 0 | 0 | 0 | 0 | 0 | 0 | 0 | 0 | 0
2006 | 2 | 28 | 0 | 0 | 0 | 0 | 0 | 0 | 0 | 0 | 0 | 0 | 0 | 0 | 0
2006 | 3 | 1 | 0 | 0 | 0 | 0 | 0 | 0 | 0 | 0 | 0 | 0 | 0 | 0 | 0
2006 | 3 | 2 | 0.03 | 0.03 | 0 | 0 | 0.03 | 0 | 0 | 0 | 0 | 0 | 0 | 0 | 0
2006 | 3 | 3 | 0 | 0 | 0 | 0 | 0 | 0 | 0 | 0 | 0 | 0 | 0 | 0 | 0
2006 | 3 | 4 | 0 | 0 | 0 | 0 | 0 | 0 | 0 | 0 | 0 | 0 | 0 | 0 | 0
2006 | 3 | 5 | 0 | 0 | 0 | 0 | 0 | 0 | 0 | 0 | 0 | 0 | 0 | 0 | 0
2006 | 3 | 6 | 0 | 0 | 0 | 0 | 0 | 0 | 0 | 0 | 0 | 0 | 0 | 0 | 0
2006 | 3 | 7 | 0 | 0 | 0 | 0 | 0 | 0 | 0 | 0 | 0 | 0 | 0 | 0 | 0
2006 | 3 | 8 | 0 | 0 | 0 | 0 | 0 | 0 | 0 | 0 | 0 | 0 | 0 | 0 | 0
2006 | 3 | 9 | 0 | 0 | 0 | 0 | 0 | 0 | 0 | 0 | 0 | 0 | 0 | 0 | 0
2006 | 3 | 10 | 0 | 0 | 0 | 0 | 0 | 0 | 0 | 0 | 0 | 0 | 0 | 0 | 0
2006 | 3 | 11 | 0 | 0 | 0 | 0 | 0 | 0 | 0 | 0 | 0 | 0 | 0 | 0 | 0
2006 | 3 | 12 | 0 | 0 | 0 | 0 | 0 | 0 | 0 | 0 | 0 | 0 | 0 | 0 | 0
2006 | 3 | 13 | 0 | 0 | 0 | 0 | 0 | 0 | 0 | 0 | 0 | 0 | 0 | 0 | 0
2006 | 3 | 14 | 0 | 0 | 0 | 0 | 0 | 0 | 0 | 0 | 0 | 0 | 0 | 0 | 0
2006 | 3 | 15 | 0 | 0 | 0 | 0 | 0 | 0 | 0 | 0 | 0 | 0 | 0 | 0 | 0
2006 | 3 | 16 | 0 | 0 | 0 | 0 | 0 | 0 | 0 | 0 | 0 | 0 | 0 | 0 | 0
2006 | 3 | 17 | 0 | 0 | 0 | 0 | 0 | 0 | 0 | 0 | 0 | 0 | 0 | 0 | 0
2006 | 3 | 18 | 0 | 0 | 0 | 0 | 0 | 0 | 0 | 0 | 0 | 0 | 0 | 0 | 0
2006 | 3 | 19 | 0 | 0 | 0 | 0 | 0 | 0 | 0 | 0 | 0 | 0 | 0 | 0 | 0
2006 | 3 | 20 | 0 | 0 | 0 | 0 | 0 | 0 | 0 | 0 | 0 | 0 | 0 | 0 | 0
2006 | 3 | 21 | 0.01 | 0.01 | 0 | 0 | 0.01 | 0 | 0 | 0 | 0 | 0 | 0 | 0 | 0
2006 | 3 | 22 | 0 | 0 | 0 | 0 | 0 | 0 | 0 | 0 | 0 | 0 | 0 | 0 | 0
2006 | 3 | 23 | 0 | 0 | 0 | 0 | 0 | 0 | 0 | 0 | 0 | 0 | 0 | 0 | 0
2006 | 3 | 24 | 0 | 0 | 0 | 0 | 0 | 0 | 0 | 0 | 0 | 0 | 0 | 0 | 0
2006 | 3 | 25 | 0 | 0 | 0 | 0 | 0 | 0 | 0 | 0 | 0 | 0 | 0 | 0 | 0
2006 | 3 | 26 | 0 | 0 | 0 | 0 | 0 | 0 | 0 | 0 | 0 | 0 | 0 | 0 | 0
2006 | 3 | 27 | 0 | 0 | 0 | 0 | 0 | 0 | 0 | 0 | 0 | 0 | 0 | 0 | 0
2006 | 3 | 28 | 0.01 | 0.01 | 0 | 0 | 0.01 | 0 | 0 | 0 | 0 | 0 | 0 | 0 | 0
2006 | 3 | 29 | 0 | 0 | 0 | 0 | 0 | 0 | 0 | 0 | 0 | 0 | 0 | 0 | 0
2006 | 3 | 30 | 0 | 0 | 0 | 0 | 0 | 0 | 0 | 0 | 0 | 0 | 0 | 0 | 0
2006 | 3 | 31 | 0 | 0 | 0 | 0 | 0 | 0 | 0 | 0 | 0 | 0 | 0 | 0 | 0
2006 | 4 | 1 | 0.01 | 0.01 | 0 | 0 | 0.01 | 0 | 0 | 0 | 0 | 0 | 0 | 0 | 0
2006 | 4 | 2 | 0 | 0 | 0 | 0 | 0 | 0 | 0 | 0 | 0 | 0 | 0 | 0 | 0
2006 | 4 | 3 | 0.56 | 0.56 | 0.51 | 0 | 0.56 | 0.51 | 0 | 0 | 0 | 0 | 0 | 0 | 0
2006 | 4 | 4 | 0 | 0 | 0 | 0 | 0 | 0 | 0 | 0 | 0 | 0 | 0 | 0 | 0
2006 | 4 | 5 | 0.02 | 0.02 | 0 | 0 | 0.02 | 0 | 0 | 0 | 0 | 0 | 0 | 0 | 0
2006 | 4 | 6 | 0 | 0 | 0 | 0 | 0 | 0 | 0 | 0 | 0 | 0 | 0 | 0 | 0
2006 | 4 | 7 | 0.18 | 0.18 | 0.13 | 0 | 0.18 | 0.13 | 0 | 0 | 0 | 0 | 0 | 0 | 0
2006 | 4 | 8 | 0.49 | 0.49 | 0.44 | 0 | 0.49 | 0.44 | 0 | 0 | 0 | 0 | 0 | 0 | 0
2006 | 4 | 9 | 0 | 0 | 0 | 0 | 0 | 0 | 0 | 0 | 0 | 0 | 0 | 0 | 0
2006 | 4 | 10 | 0 | 0 | 0 | 0 | 0 | 0 | 0 | 0 | 0 | 0 | 0 | 0 | 0
2006 | 4 | 11 | 0 | 0 | 0 | 0 | 0 | 0 | 0 | 0 | 0 | 0 | 0 | 0 | 0
2006 | 4 | 12 | 0 | 0 | 0 | 0 | 0 | 0 | 0 | 0 | 0 | 0 | 0 | 0 | 0
2006 | 4 | 13 | 0 | 0 | 0 | 0 | 0 | 0 | 0 | 0 | 0 | 0 | 0 | 0 | 0
2006 | 4 | 14 | 0 | 0 | 0 | 0 | 0 | 0 | 0 | 0 | 0 | 0 | 0 | 0 | 0
2006 | 4 | 15 | 0 | 0 | 0 | 0 | 0 | 0 | 0 | 0 | 0 | 0 | 0 | 0 | 0
2006 | 4 | 16 | 0.01 | 0.01 | 0 | 0 | 0.01 | 0 | 0 | 0 | 0 | 0 | 0 | 0 | 0
2006 | 4 | 17 | 0.35 | 0.35 | 0.3 | 0 | 0.35 | 0.3 | 0 | 0 | 0 | 0 | 0 | 0 | 0
2006 | 4 | 18 | 0 | 0 | 0 | 0 | 0 | 0 | 0 | 0 | 0 | 0 | 0 | 0 | 0
2006 | 4 | 19 | 0 | 0 | 0 | 0 | 0 | 0 | 0 | 0 | 0 | 0 | 0 | 0 | 0
2006 | 4 | 20 | 0 | 0 | 0 | 0 | 0 | 0 | 0 | 0 | 0 | 0 | 0 | 0 | 0
2006 | 4 | 21 | 0.37 | 0.37 | 0.32 | 0 | 0.37 | 0.32 | 0 | 0 | 0 | 0 | 0 | 0 | 0
2006 | 4 | 22 | 1.08 | 1 | 0.95 | 0 | 1 | 0.95 | 0 | 0 | 0 | 0 | 0 | 0 | 0
2006 | 4 | 23 | 0 | 0 | 0 | 0 | 0 | 0 | 0 | 0 | 0 | 0 | 0 | 0 | 0
2006 | 4 | 24 | 0 | 0 | 0 | 0 | 0 | 0 | 0 | 0 | 0 | 0 | 0 | 0 | 0
2006 | 4 | 25 | 0.01 | 0.01 | 0 | 0 | 0.01 | 0 | 0 | 0 | 0 | 0 | 0 | 0 | 0
2006 | 4 | 26 | 0.02 | 0.02 | 0 | 0 | 0.02 | 0 | 0 | 0 | 0 | 0 | 0 | 0 | 0
2006 | 4 | 27 | 0 | 0 | 0 | 0 | 0 | 0 | 0 | 0 | 0 | 0 | 0 | 0 | 0
2006 | 4 | 28 | 0 | 0 | 0 | 0 | 0 | 0 | 0 | 0 | 0 | 0 | 0 | 0 | 0
2006 | 4 | 29 | 0 | 0 | 0 | 0 | 0 | 0 | 0 | 0 | 0 | 0 | 0 | 0 | 0
2006 | 4 | 30 | 0 | 0 | 0 | 0 | 0 | 0 | 0 | 0 | 0 | 0 | 0 | 0 | 0
2006 | 5 | 1 | 0 | 0 | 0 | 0 | 0 | 0 | 0 | 0 | 0 | 0 | 0 | 0 | 0
2006 | 5 | 2 | 0 | 0 | 0 | 0 | 0 | 0 | 0 | 0 | 0 | 0 | 0 | 0 | 0
2006 | 5 | 3 | 0 | 0 | 0 | 0 | 0 | 0 | 0 | 0 | 0 | 0 | 0 | 0 | 0
2006 | 5 | 4 | 0 | 0 | 0 | 0 | 0 | 0 | 0 | 0 | 0 | 0 | 0 | 0 | 0
2006 | 5 | 5 | 0 | 0 | 0 | 0 | 0 | 0 | 0 | 0 | 0 | 0 | 0 | 0 | 0
2006 | 5 | 6 | 0 | 0 | 0 | 0 | 0 | 0 | 0 | 0 | 0 | 0 | 0 | 0 | 0
2006 | 5 | 7 | 0.11 | 0.11 | 0.06 | 0 | 0.11 | 0.06 | 0 | 0 | 0 | 0 | 0 | 0 | 0
2006 | 5 | 8 | 0.07 | 0.07 | 0.02 | 0 | 0.07 | 0.02 | 0 | 0 | 0 | 0 | 0 | 0 | 0
2006 | 5 | 9 | 0 | 0 | 0 | 0 | 0 | 0 | 0 | 0 | 0 | 0 | 0 | 0 | 0
2006 | 5 | 10 | 0 | 0 | 0 | 0 | 0 | 0 | 0 | 0 | 0 | 0 | 0 | 0 | 0
2006 | 5 | 11 | 0.81 | 0.81 | 0.76 | 0 | 0.81 | 0.76 | 0 | 0 | 0 | 0 | 0 | 0 | 0
2006 | 5 | 12 | 0.28 | 0.28 | 0.23 | 0 | 0.28 | 0.23 | 0 | 0 | 0 | 0 | 0 | 0 | 0
2006 | 5 | 13 | 0 | 0 | 0 | 0 | 0 | 0 | 0 | 0 | 0 | 0 | 0 | 0 | 0
2006 | 5 | 14 | 0.4 | 0.4 | 0.35 | 0 | 0.4 | 0.35 | 0 | 0 | 0 | 0 | 0 | 0 | 0
2006 | 5 | 15 | 0.1 | 0.1 | 0.05 | 0 | 0.1 | 0.05 | 0 | 0 | 0 | 0 | 0 | 0 | 0
2006 | 5 | 16 | 0 | 0 | 0 | 0 | 0 | 0 | 0 | 0 | 0 | 0 | 0 | 0 | 0
2006 | 5 | 17 | 0.13 | 0.13 | 0.08 | 0 | 0.13 | 0.08 | 0 | 0 | 0 | 0 | 0 | 0 | 0
2006 | 5 | 18 | 0.17 | 0.17 | 0.12 | 0 | 0.17 | 0.12 | 0 | 0 | 0 | 0 | 0 | 0 | 0
2006 | 5 | 19 | 0.03 | 0.03 | 0 | 0 | 0.03 | 0 | 0 | 0 | 0 | 0 | 0 | 0 | 0
2006 | 5 | 20 | 0 | 0 | 0 | 0 | 0 | 0 | 0 | 0 | 0 | 0 | 0 | 0 | 0
2006 | 5 | 21 | 0 | 0 | 0 | 0 | 0 | 0 | 0 | 0 | 0 | 0 | 0 | 0 | 0
2006 | 5 | 22 | 0 | 0 | 0 | 0 | 0 | 0 | 0 | 0 | 0 | 0 | 0 | 0 | 0
2006 | 5 | 23 | 0 | 0 | 0 | 0 | 0 | 0 | 0 | 0 | 0 | 0 | 0 | 0 | 0
2006 | 5 | 24 | 0 | 0 | 0 | 0 | 0 | 0 | 0 | 0 | 0 | 0 | 0 | 0 | 0
2006 | 5 | 25 | 0 | 0 | 0 | 0 | 0 | 0 | 0 | 0 | 0 | 0 | 0 | 0 | 0
2006 | 5 | 26 | 0.11 | 0.11 | 0.06 | 0 | 0.11 | 0.06 | 0 | 0 | 0 | 0 | 0 | 0 | 0
2006 | 5 | 27 | 0 | 0 | 0 | 0 | 0 | 0 | 0 | 0 | 0 | 0 | 0 | 0 | 0
2006 | 5 | 28 | 0 | 0 | 0 | 0 | 0 | 0 | 0 | 0 | 0 | 0 | 0 | 0 | 0
2006 | 5 | 29 | 0 | 0 | 0 | 0 | 0 | 0 | 0 | 0 | 0 | 0 | 0 | 0 | 0
2006 | 5 | 30 | 0 | 0 | 0 | 0 | 0 | 0 | 0 | 0 | 0 | 0 | 0 | 0 | 0
2006 | 5 | 31 | 0 | 0 | 0 | 0 | 0 | 0 | 0 | 0 | 0 | 0 | 0 | 0 | 0
2006 | 6 | 1 | 0 | 0 | 0 | 0 | 0 | 0 | 0 | 0 | 0 | 0 | 0 | 0 | 0
2006 | 6 | 2 | 0 | 0 | 0 | 0 | 0 | 0 | 0 | 0 | 0 | 0 | 0 | 0 | 0
2006 | 6 | 3 | 0.05 | 0.05 | 0 | 0 | 0.05 | 0 | 0 | 0 | 0 | 0 | 0 | 0 | 0
2006 | 6 | 4 | 0 | 0 | 0 | 0 | 0 | 0 | 0 | 0 | 0 | 0 | 0 | 0 | 0
2006 | 6 | 5 | 0 | 0 | 0 | 0 | 0 | 0 | 0 | 0 | 0 | 0 | 0 | 0 | 0
2006 | 6 | 6 | 0 | 0 | 0 | 0 | 0 | 0 | 0 | 0 | 0 | 0 | 0 | 0 | 0
2006 | 6 | 7 | 0.01 | 0.01 | 0 | 0 | 0.01 | 0 | 0 | 0 | 0 | 0 | 0 | 0 | 0
2006 | 6 | 8 | 0 | 0 | 0 | 0 | 0 | 0 | 0 | 0 | 0 | 0 | 0 | 0 | 0
2006 | 6 | 9 | 0.18 | 0.18 | 0.13 | 0 | 0.18 | 0.13 | 0 | 0 | 0 | 0 | 0 | 0 | 0
2006 | 6 | 10 | 0 | 0 | 0 | 0 | 0 | 0 | 0 | 0 | 0 | 0 | 0 | 0 | 0
2006 | 6 | 11 | 0 | 0 | 0 | 0 | 0 | 0 | 0 | 0 | 0 | 0 | 0 | 0 | 0
2006 | 6 | 12 | 0.39 | 0.39 | 0.34 | 0 | 0.39 | 0.34 | 0 | 0 | 0 | 0 | 0 | 0 | 0
2006 | 6 | 13 | 0 | 0 | 0 | 0 | 0 | 0 | 0 | 0 | 0 | 0 | 0 | 0 | 0
2006 | 6 | 14 | 0 | 0 | 0 | 0 | 0 | 0 | 0 | 0 | 0 | 0 | 0 | 0 | 0
2006 | 6 | 15 | 0 | 0 | 0 | 0 | 0 | 0 | 0 | 0 | 0 | 0 | 0 | 0 | 0
2006 | 6 | 16 | 0 | 0 | 0 | 0 | 0 | 0 | 0 | 0 | 0 | 0 | 0 | 0 | 0
2006 | 6 | 17 | 0 | 0 | 0 | 0 | 0 | 0 | 0 | 0 | 0 | 0 | 0 | 0 | 0
2006 | 6 | 18 | 0 | 0 | 0 | 0 | 0 | 0 | 0 | 0 | 0 | 0 | 0 | 0 | 0
2006 | 6 | 19 | 1.99 | 1 | 0.95 | 0 | 1 | 0.95 | 0 | 0 | 0 | 0 | 0 | 0 | 0
2006 | 6 | 20 | 0.03 | 0.03 | 0 | 0 | 0.03 | 0 | 0 | 0 | 0 | 0 | 0 | 0 | 0
2006 | 6 | 21 | 0 | 0 | 0 | 0 | 0 | 0 | 0 | 0 | 0 | 0 | 0 | 0 | 0
2006 | 6 | 22 | 0.04 | 0.04 | 0 | 0 | 0.04 | 0 | 0 | 0 | 0 | 0 | 0 | 0 | 0
2006 | 6 | 23 | 0.68 | 0.68 | 0.63 | 0 | 0.68 | 0.63 | 0 | 0 | 0 | 0 | 0 | 0 | 0
2006 | 6 | 24 | 0.14 | 0.14 | 0.09 | 0 | 0.14 | 0.09 | 0 | 0 | 0 | 0 | 0 | 0 | 0
2006 | 6 | 25 | 5.19 | 1 | 0.95 | 0 | 1 | 0.95 | 0 | 0 | 0 | 0 | 0 | 0 | 0
2006 | 6 | 26 | 4.22 | 1 | 0.95 | 0 | 1 | 0.95 | 0 | 0 | 0 | 0 | 0 | 0 | 0
2006 | 6 | 27 | 0.93 | 0.93 | 0.88 | 0 | 0.93 | 0.88 | 0 | 0 | 0 | 0 | 0 | 0 | 0
2006 | 6 | 28 | 0.17 | 0.17 | 0.12 | 0 | 0.17 | 0.12 | 0 | 0 | 0 | 0 | 0 | 0 | 0
2006 | 6 | 29 | 0 | 0 | 0 | 0 | 0 | 0 | 0 | 0 | 0 | 0 | 0 | 0 | 0
2006 | 6 | 30 | 0 | 0 | 0 | 0 | 0 | 0 | 0 | 0 | 0 | 0 | 0 | 0 | 0
2006 | 7 | 1 | 0 | 0 | 0 | 0 | 0 | 0 | 0 | 0 | 0 | 0 | 0 | 0 | 0
2006 | 7 | 2 | 0.7 | 0.7 | 0.65 | 0 | 0.7 | 0.65 | 0 | 0 | 0 | 0 | 0 | 0 | 0
2006 | 7 | 3 | 0 | 0 | 0 | 0 | 0 | 0 | 0 | 0 | 0 | 0 | 0 | 0 | 0
2006 | 7 | 4 | 0.35 | 0.35 | 0.3 | 0 | 0.35 | 0.3 | 0 | 0 | 0 | 0 | 0 | 0 | 0
2006 | 7 | 5 | 0.87 | 0.87 | 0.82 | 0 | 0.87 | 0.82 | 0 | 0 | 0 | 0 | 0 | 0 | 0
2006 | 7 | 6 | 0.61 | 0.61 | 0.56 | 0 | 0.61 | 0.56 | 0 | 0 | 0 | 0 | 0 | 0 | 0
2006 | 7 | 7 | 0 | 0 | 0 | 0 | 0 | 0 | 0 | 0 | 0 | 0 | 0 | 0 | 0
2006 | 7 | 8 | 0 | 0 | 0 | 0 | 0 | 0 | 0 | 0 | 0 | 0 | 0 | 0 | 0
2006 | 7 | 9 | 0 | 0 | 0 | 0 | 0 | 0 | 0 | 0 | 0 | 0 | 0 | 0 | 0
2006 | 7 | 10 | 0 | 0 | 0 | 0 | 0 | 0 | 0 | 0 | 0 | 0 | 0 | 0 | 0
2006 | 7 | 11 | 0 | 0 | 0 | 0 | 0 | 0 | 0 | 0 | 0 | 0 | 0 | 0 | 0
2006 | 7 | 12 | 0.69 | 0.69 | 0.64 | 0 | 0.69 | 0.64 | 0 | 0 | 0 | 0 | 0 | 0 | 0
2006 | 7 | 13 | 0 | 0 | 0 | 0 | 0 | 0 | 0 | 0 | 0 | 0 | 0 | 0 | 0
2006 | 7 | 14 | 0 | 0 | 0 | 0 | 0 | 0 | 0 | 0 | 0 | 0 | 0 | 0 | 0
2006 | 7 | 15 | 0 | 0 | 0 | 0 | 0 | 0 | 0 | 0 | 0 | 0 | 0 | 0 | 0
2006 | 7 | 16 | 0 | 0 | 0 | 0 | 0 | 0 | 0 | 0 | 0 | 0 | 0 | 0 | 0
2006 | 7 | 17 | 0 | 0 | 0 | 0 | 0 | 0 | 0 | 0 | 0 | 0 | 0 | 0 | 0
2006 | 7 | 18 | 0 | 0 | 0 | 0 | 0 | 0 | 0 | 0 | 0 | 0 | 0 | 0 | 0
2006 | 7 | 19 | 0 | 0 | 0 | 0 | 0 | 0 | 0 | 0 | 0 | 0 | 0 | 0 | 0
2006 | 7 | 20 | 0 | 0 | 0 | 0 | 0 | 0 | 0 | 0 | 0 | 0 | 0 | 0 | 0
2006 | 7 | 21 | 0 | 0 | 0 | 0 | 0 | 0 | 0 | 0 | 0 | 0 | 0 | 0 | 0
2006 | 7 | 22 | 0.34 | 0.34 | 0.29 | 0 | 0.34 | 0.29 | 0 | 0 | 0 | 0 | 0 | 0 | 0
2006 | 7 | 23 | 0 | 0 | 0 | 0 | 0 | 0 | 0 | 0 | 0 | 0 | 0 | 0 | 0
2006 | 7 | 24 | 0 | 0 | 0 | 0 | 0 | 0 | 0 | 0 | 0 | 0 | 0 | 0 | 0
2006 | 7 | 25 | 0 | 0 | 0 | 0 | 0 | 0 | 0 | 0 | 0 | 0 | 0 | 0 | 0
2006 | 7 | 26 | 0 | 0 | 0 | 0 | 0 | 0 | 0 | 0 | 0 | 0 | 0 | 0 | 0
2006 | 7 | 27 | 0 | 0 | 0 | 0 | 0 | 0 | 0 | 0 | 0 | 0 | 0 | 0 | 0
2006 | 7 | 28 | 0 | 0 | 0 | 0 | 0 | 0 | 0 | 0 | 0 | 0 | 0 | 0 | 0
2006 | 7 | 29 | 0 | 0 | 0 | 0 | 0 | 0 | 0 | 0 | 0 | 0 | 0 | 0 | 0
2006 | 7 | 30 | 0 | 0 | 0 | 0 | 0 | 0 | 0 | 0 | 0 | 0 | 0 | 0 | 0
2006 | 7 | 31 | 0 | 0 | 0 | 0 | 0 | 0 | 0 | 0 | 0 | 0 | 0 | 0 | 0
2006 | 8 | 1 | 0 | 0 | 0 | 0 | 0 | 0 | 0 | 0 | 0 | 0 | 0 | 0 | 0
2006 | 8 | 2 | 0 | 0 | 0 | 0 | 0 | 0 | 0 | 0 | 0 | 0 | 0 | 0 | 0
2006 | 8 | 3 | 0 | 0 | 0 | 0 | 0 | 0 | 0 | 0 | 0 | 0 | 0 | 0 | 0
2006 | 8 | 4 | 0 | 0 | 0 | 0 | 0 | 0 | 0 | 0 | 0 | 0 | 0 | 0 | 0
2006 | 8 | 5 | 0 | 0 | 0 | 0 | 0 | 0 | 0 | 0 | 0 | 0 | 0 | 0 | 0
2006 | 8 | 6 | 0 | 0 | 0 | 0 | 0 | 0 | 0 | 0 | 0 | 0 | 0 | 0 | 0
2006 | 8 | 7 | 0.79 | 0.79 | 0.74 | 0 | 0.79 | 0.74 | 0 | 0 | 0 | 0 | 0 | 0 | 0
2006 | 8 | 8 | 0 | 0 | 0 | 0 | 0 | 0 | 0 | 0 | 0 | 0 | 0 | 0 | 0
2006 | 8 | 9 | 0 | 0 | 0 | 0 | 0 | 0 | 0 | 0 | 0 | 0 | 0 | 0 | 0
2006 | 8 | 10 | 0.17 | 0.17 | 0.12 | 0 | 0.17 | 0.12 | 0 | 0 | 0 | 0 | 0 | 0 | 0
2006 | 8 | 11 | 0 | 0 | 0 | 0 | 0 | 0 | 0 | 0 | 0 | 0 | 0 | 0 | 0
2006 | 8 | 12 | 0 | 0 | 0 | 0 | 0 | 0 | 0 | 0 | 0 | 0 | 0 | 0 | 0
2006 | 8 | 13 | 0 | 0 | 0 | 0 | 0 | 0 | 0 | 0 | 0 | 0 | 0 | 0 | 0
2006 | 8 | 14 | 0 | 0 | 0 | 0 | 0 | 0 | 0 | 0 | 0 | 0 | 0 | 0 | 0
2006 | 8 | 15 | 0 | 0 | 0 | 0 | 0 | 0 | 0 | 0 | 0 | 0 | 0 | 0 | 0
2006 | 8 | 16 | 0 | 0 | 0 | 0 | 0 | 0 | 0 | 0 | 0 | 0 | 0 | 0 | 0
2006 | 8 | 17 | 0 | 0 | 0 | 0 | 0 | 0 | 0 | 0 | 0 | 0 | 0 | 0 | 0
2006 | 8 | 18 | 0 | 0 | 0 | 0 | 0 | 0 | 0 | 0 | 0 | 0 | 0 | 0 | 0
2006 | 8 | 19 | 0 | 0 | 0 | 0 | 0 | 0 | 0 | 0 | 0 | 0 | 0 | 0 | 0
2006 | 8 | 20 | 0 | 0 | 0 | 0 | 0 | 0 | 0 | 0 | 0 | 0 | 0 | 0 | 0
2006 | 8 | 21 | 0 | 0 | 0 | 0 | 0 | 0 | 0 | 0 | 0 | 0 | 0 | 0 | 0
2006 | 8 | 22 | 0 | 0 | 0 | 0 | 0 | 0 | 0 | 0 | 0 | 0 | 0 | 0 | 0
2006 | 8 | 23 | 0 | 0 | 0 | 0 | 0 | 0 | 0 | 0 | 0 | 0 | 0 | 0 | 0
2006 | 8 | 24 | 0 | 0 | 0 | 0 | 0 | 0 | 0 | 0 | 0 | 0 | 0 | 0 | 0
2006 | 8 | 25 | 0 | 0 | 0 | 0 | 0 | 0 | 0 | 0 | 0 | 0 | 0 | 0 | 0
2006 | 8 | 26 | 0 | 0 | 0 | 0 | 0 | 0 | 0 | 0 | 0 | 0 | 0 | 0 | 0
2006 | 8 | 27 | 0 | 0 | 0 | 0 | 0 | 0 | 0 | 0 | 0 | 0 | 0 | 0 | 0
2006 | 8 | 28 | 0 | 0 | 0 | 0 | 0 | 0 | 0 | 0 | 0 | 0 | 0 | 0 | 0
2006 | 8 | 29 | 0.01 | 0.01 | 0 | 0 | 0.01 | 0 | 0 | 0 | 0 | 0 | 0 | 0 | 0
2006 | 8 | 30 | 0.06 | 0.06 | 0.01 | 0 | 0.06 | 0.01 | 0 | 0 | 0 | 0 | 0 | 0 | 0
2006 | 8 | 31 | 0 | 0 | 0 | 0 | 0 | 0 | 0 | 0 | 0 | 0 | 0 | 0 | 0
2006 | 9 | 1 | 2.18 | 1 | 0.95 | 0 | 1 | 0.95 | 0 | 0 | 0 | 0 | 0 | 0 | 0
2006 | 9 | 2 | 0.53 | 0.53 | 0.48 | 0 | 0.53 | 0.48 | 0 | 0 | 0 | 0 | 0 | 0 | 0
2006 | 9 | 3 | 0 | 0 | 0 | 0 | 0 | 0 | 0 | 0 | 0 | 0 | 0 | 0 | 0
2006 | 9 | 4 | 0 | 0 | 0 | 0 | 0 | 0 | 0 | 0 | 0 | 0 | 0 | 0 | 0
2006 | 9 | 5 | 1.77 | 1 | 0.95 | 0 | 1 | 0.95 | 0 | 0 | 0 | 0 | 0 | 0 | 0
2006 | 9 | 6 | 0 | 0 | 0 | 0 | 0 | 0 | 0 | 0 | 0 | 0 | 0 | 0 | 0
2006 | 9 | 7 | 0 | 0 | 0 | 0 | 0 | 0 | 0 | 0 | 0 | 0 | 0 | 0 | 0
2006 | 9 | 8 | 0 | 0 | 0 | 0 | 0 | 0 | 0 | 0 | 0 | 0 | 0 | 0 | 0
2006 | 9 | 9 | 0 | 0 | 0 | 0 | 0 | 0 | 0 | 0 | 0 | 0 | 0 | 0 | 0
2006 | 9 | 10 | 0 | 0 | 0 | 0 | 0 | 0 | 0 | 0 | 0 | 0 | 0 | 0 | 0
2006 | 9 | 11 | 0 | 0 | 0 | 0 | 0 | 0 | 0 | 0 | 0 | 0 | 0 | 0 | 0
2006 | 9 | 12 | 0 | 0 | 0 | 0 | 0 | 0 | 0 | 0 | 0 | 0 | 0 | 0 | 0
2006 | 9 | 13 | 0 | 0 | 0 | 0 | 0 | 0 | 0 | 0 | 0 | 0 | 0 | 0 | 0
2006 | 9 | 14 | 0.71 | 0.71 | 0.66 | 0 | 0.71 | 0.66 | 0 | 0 | 0 | 0 | 0 | 0 | 0
2006 | 9 | 15 | 0.02 | 0.02 | 0 | 0 | 0.02 | 0 | 0 | 0 | 0 | 0 | 0 | 0 | 0
2006 | 9 | 16 | 0.05 | 0.05 | 0 | 0 | 0.05 | 0 | 0 | 0 | 0 | 0 | 0 | 0 | 0
2006 | 9 | 17 | 0 | 0 | 0 | 0 | 0 | 0 | 0 | 0 | 0 | 0 | 0 | 0 | 0
2006 | 9 | 18 | 0 | 0 | 0 | 0 | 0 | 0 | 0 | 0 | 0 | 0 | 0 | 0 | 0
2006 | 9 | 19 | 0 | 0 | 0 | 0 | 0 | 0 | 0 | 0 | 0 | 0 | 0 | 0 | 0
2006 | 9 | 20 | 0 | 0 | 0 | 0 | 0 | 0 | 0 | 0 | 0 | 0 | 0 | 0 | 0
2006 | 9 | 21 | 0 | 0 | 0 | 0 | 0 | 0 | 0 | 0 | 0 | 0 | 0 | 0 | 0
2006 | 9 | 22 | 0 | 0 | 0 | 0 | 0 | 0 | 0 | 0 | 0 | 0 | 0 | 0 | 0
2006 | 9 | 23 | 0 | 0 | 0 | 0 | 0 | 0 | 0 | 0 | 0 | 0 | 0 | 0 | 0
2006 | 9 | 24 | 0 | 0 | 0 | 0 | 0 | 0 | 0 | 0 | 0 | 0 | 0 | 0 | 0
2006 | 9 | 25 | 0 | 0 | 0 | 0 | 0 | 0 | 0 | 0 | 0 | 0 | 0 | 0 | 0
2006 | 9 | 26 | 0 | 0 | 0 | 0 | 0 | 0 | 0 | 0 | 0 | 0 | 0 | 0 | 0
2006 | 9 | 27 | 0 | 0 | 0 | 0 | 0 | 0 | 0 | 0 | 0 | 0 | 0 | 0 | 0
2006 | 9 | 28 | 1.04 | 1 | 0.95 | 0 | 1 | 0.95 | 0 | 0 | 0 | 0 | 0 | 0 | 0
2006 | 9 | 29 | 0 | 0 | 0 | 0 | 0 | 0 | 0 | 0 | 0 | 0 | 0 | 0 | 0
2006 | 9 | 30 | 0.01 | 0.01 | 0 | 0 | 0.01 | 0 | 0 | 0 | 0 | 0 | 0 | 0 | 0
2006 | 10 | 1 | 0.2 | 0.2 | 0.15 | 0 | 0.2 | 0.15 | 0 | 0 | 0 | 0 | 0 | 0 | 0
2006 | 10 | 2 | 0 | 0 | 0 | 0 | 0 | 0 | 0 | 0 | 0 | 0 | 0 | 0 | 0
2006 | 10 | 3 | 0 | 0 | 0 | 0 | 0 | 0 | 0 | 0 | 0 | 0 | 0 | 0 | 0
2006 | 10 | 4 | 0 | 0 | 0 | 0 | 0 | 0 | 0 | 0 | 0 | 0 | 0 | 0 | 0
2006 | 10 | 5 | 0.73 | 0.73 | 0.68 | 0 | 0.73 | 0.68 | 0 | 0 | 0 | 0 | 0 | 0 | 0
2006 | 10 | 6 | 1.31 | 1 | 0.95 | 0 | 1 | 0.95 | 0 | 0 | 0 | 0 | 0 | 0 | 0
2006 | 10 | 7 | 0.01 | 0.01 | 0 | 0 | 0.01 | 0 | 0 | 0 | 0 | 0 | 0 | 0 | 0
2006 | 10 | 8 | 0 | 0 | 0 | 0 | 0 | 0 | 0 | 0 | 0 | 0 | 0 | 0 | 0
2006 | 10 | 9 | 0 | 0 | 0 | 0 | 0 | 0 | 0 | 0 | 0 | 0 | 0 | 0 | 0
2006 | 10 | 10 | 0 | 0 | 0 | 0 | 0 | 0 | 0 | 0 | 0 | 0 | 0 | 0 | 0
2006 | 10 | 11 | 0 | 0 | 0 | 0 | 0 | 0 | 0 | 0 | 0 | 0 | 0 | 0 | 0
2006 | 10 | 12 | 0.23 | 0.23 | 0.18 | 0 | 0.23 | 0.18 | 0 | 0 | 0 | 0 | 0 | 0 | 0
2006 | 10 | 13 | 0 | 0 | 0 | 0 | 0 | 0 | 0 | 0 | 0 | 0 | 0 | 0 | 0
2006 | 10 | 14 | 0 | 0 | 0 | 0 | 0 | 0 | 0 | 0 | 0 | 0 | 0 | 0 | 0
2006 | 10 | 15 | 0 | 0 | 0 | 0 | 0 | 0 | 0 | 0 | 0 | 0 | 0 | 0 | 0
2006 | 10 | 16 | 0 | 0 | 0 | 0 | 0 | 0 | 0 | 0 | 0 | 0 | 0 | 0 | 0
2006 | 10 | 17 | 0.55 | 0.55 | 0.5 | 0 | 0.55 | 0.5 | 0 | 0 | 0 | 0 | 0 | 0 | 0
2006 | 10 | 18 | 0 | 0 | 0 | 0 | 0 | 0 | 0 | 0 | 0 | 0 | 0 | 0 | 0
2006 | 10 | 19 | 0.02 | 0.02 | 0 | 0 | 0.02 | 0 | 0 | 0 | 0 | 0 | 0 | 0 | 0
2006 | 10 | 20 | 0.22 | 0.22 | 0.17 | 0 | 0.22 | 0.17 | 0 | 0 | 0 | 0 | 0 | 0 | 0
2006 | 10 | 21 | 0 | 0 | 0 | 0 | 0 | 0 | 0 | 0 | 0 | 0 | 0 | 0 | 0
2006 | 10 | 22 | 0 | 0 | 0 | 0 | 0 | 0 | 0 | 0 | 0 | 0 | 0 | 0 | 0
2006 | 10 | 23 | 0 | 0 | 0 | 0 | 0 | 0 | 0 | 0 | 0 | 0 | 0 | 0 | 0
2006 | 10 | 24 | 0 | 0 | 0 | 0 | 0 | 0 | 0 | 0 | 0 | 0 | 0 | 0 | 0
2006 | 10 | 25 | 0 | 0 | 0 | 0 | 0 | 0 | 0 | 0 | 0 | 0 | 0 | 0 | 0
2006 | 10 | 26 | 0 | 0 | 0 | 0 | 0 | 0 | 0 | 0 | 0 | 0 | 0 | 0 | 0
2006 | 10 | 27 | 0.75 | 0.75 | 0.7 | 0 | 0.75 | 0.7 | 0 | 0 | 0 | 0 | 0 | 0 | 0
2006 | 10 | 28 | 1.04 | 1 | 0.95 | 0 | 1 | 0.95 | 0 | 0 | 0 | 0 | 0 | 0 | 0
2006 | 10 | 29 | 0 | 0 | 0 | 0 | 0 | 0 | 0 | 0 | 0 | 0 | 0 | 0 | 0
2006 | 10 | 30 | 0 | 0 | 0 | 0 | 0 | 0 | 0 | 0 | 0 | 0 | 0 | 0 | 0
2006 | 10 | 31 | 0 | 0 | 0 | 0 | 0 | 0 | 0 | 0 | 0 | 0 | 0 | 0 | 0
2006 | 11 | 1 | 0 | 0 | 0 | 0 | 0 | 0 | 0 | 0 | 0 | 0 | 0 | 0 | 0
2006 | 11 | 2 | 0.38 | 0.38 | 0.33 | 0 | 0.38 | 0.33 | 0 | 0 | 0 | 0 | 0 | 0 | 0
2006 | 11 | 3 | 0 | 0 | 0 | 0 | 0 | 0 | 0 | 0 | 0 | 0 | 0 | 0 | 0
2006 | 11 | 4 | 0 | 0 | 0 | 0 | 0 | 0 | 0 | 0 | 0 | 0 | 0 | 0 | 0
2006 | 11 | 5 | 0 | 0 | 0 | 0 | 0 | 0 | 0 | 0 | 0 | 0 | 0 | 0 | 0
2006 | 11 | 6 | 0 | 0 | 0 | 0 | 0 | 0 | 0 | 0 | 0 | 0 | 0 | 0 | 0
2006 | 11 | 7 | 0.27 | 0.27 | 0.22 | 0 | 0.27 | 0.22 | 0 | 0 | 0 | 0 | 0 | 0 | 0
2006 | 11 | 8 | 1.48 | 1 | 0.95 | 0 | 1 | 0.95 | 0 | 0 | 0 | 0 | 0 | 0 | 0
2006 | 11 | 9 | 0 | 0 | 0 | 0 | 0 | 0 | 0 | 0 | 0 | 0 | 0 | 0 | 0
2006 | 11 | 10 | 0 | 0 | 0 | 0 | 0 | 0 | 0 | 0 | 0 | 0 | 0 | 0 | 0
2006 | 11 | 11 | 0 | 0 | 0 | 0 | 0 | 0 | 0 | 0 | 0 | 0 | 0 | 0 | 0
2006 | 11 | 12 | 1.11 | 1 | 0.95 | 0 | 1 | 0.95 | 0 | 0 | 0 | 0 | 0 | 0 | 0
2006 | 11 | 13 | 0.03 | 0.03 | 0 | 0 | 0.03 | 0 | 0 | 0 | 0 | 0 | 0 | 0 | 0
2006 | 11 | 14 | 0 | 0 | 0 | 0 | 0 | 0 | 0 | 0 | 0 | 0 | 0 | 0 | 0
2006 | 11 | 15 | 0 | 0 | 0 | 0 | 0 | 0 | 0 | 0 | 0 | 0 | 0 | 0 | 0
2006 | 11 | 16 | 1.01 | 1 | 0.95 | 0 | 1 | 0.95 | 0 | 0 | 0 | 0 | 0 | 0 | 0
2006 | 11 | 17 | 0 | 0 | 0 | 0 | 0 | 0 | 0 | 0 | 0 | 0 | 0 | 0 | 0
2006 | 11 | 18 | 0 | 0 | 0 | 0 | 0 | 0 | 0 | 0 | 0 | 0 | 0 | 0 | 0
2006 | 11 | 19 | 0 | 0 | 0 | 0 | 0 | 0 | 0 | 0 | 0 | 0 | 0 | 0 | 0
2006 | 11 | 20 | 0 | 0 | 0 | 0 | 0 | 0 | 0 | 0 | 0 | 0 | 0 | 0 | 0
2006 | 11 | 21 | 0 | 0 | 0 | 0 | 0 | 0 | 0 | 0 | 0 | 0 | 0 | 0 | 0
2006 | 11 | 22 | 0.81 | 0.81 | 0.76 | 0 | 0.81 | 0.76 | 0 | 0 | 0 | 0 | 0 | 0 | 0
2006 | 11 | 23 | 0.07 | 0.07 | 0.02 | 0 | 0.07 | 0.02 | 0 | 0 | 0 | 0 | 0 | 0 | 0
2006 | 11 | 24 | 0 | 0 | 0 | 0 | 0 | 0 | 0 | 0 | 0 | 0 | 0 | 0 | 0
2006 | 11 | 25 | 0 | 0 | 0 | 0 | 0 | 0 | 0 | 0 | 0 | 0 | 0 | 0 | 0
2006 | 11 | 26 | 0 | 0 | 0 | 0 | 0 | 0 | 0 | 0 | 0 | 0 | 0 | 0 | 0
2006 | 11 | 27 | 0 | 0 | 0 | 0 | 0 | 0 | 0 | 0 | 0 | 0 | 0 | 0 | 0
2006 | 11 | 28 | 0 | 0 | 0 | 0 | 0 | 0 | 0 | 0 | 0 | 0 | 0 | 0 | 0
2006 | 11 | 29 | 0 | 0 | 0 | 0 | 0 | 0 | 0 | 0 | 0 | 0 | 0 | 0 | 0
2006 | 11 | 30 | 0 | 0 | 0 | 0 | 0 | 0 | 0 | 0 | 0 | 0 | 0 | 0 | 0
2006 | 12 | 1 | 0.06 | 0.06 | 0.01 | 0 | 0.06 | 0.01 | 0 | 0 | 0 | 0 | 0 | 0 | 0
2006 | 12 | 2 | 0 | 0 | 0 | 0 | 0 | 0 | 0 | 0 | 0 | 0 | 0 | 0 | 0
2006 | 12 | 3 | 0 | 0 | 0 | 0 | 0 | 0 | 0 | 0 | 0 | 0 | 0 | 0 | 0
2006 | 12 | 4 | 0 | 0 | 0 | 0 | 0 | 0 | 0 | 0 | 0 | 0 | 0 | 0 | 0
2006 | 12 | 5 | 0 | 0 | 0 | 0 | 0 | 0 | 0 | 0 | 0 | 0 | 0 | 0 | 0
2006 | 12 | 6 | 0 | 0 | 0 | 0 | 0 | 0 | 0 | 0 | 0 | 0 | 0 | 0 | 0
2006 | 12 | 7 | 0 | 0 | 0 | 0 | 0 | 0 | 0 | 0 | 0 | 0 | 0 | 0 | 0
2006 | 12 | 8 | 0 | 0 | 0 | 0 | 0 | 0 | 0 | 0 | 0 | 0 | 0 | 0 | 0
2006 | 12 | 9 | 0 | 0 | 0 | 0 | 0 | 0 | 0 | 0 | 0 | 0 | 0 | 0 | 0
2006 | 12 | 10 | 0 | 0 | 0 | 0 | 0 | 0 | 0 | 0 | 0 | 0 | 0 | 0 | 0
2006 | 12 | 11 | 0 | 0 | 0 | 0 | 0 | 0 | 0 | 0 | 0 | 0 | 0 | 0 | 0
2006 | 12 | 12 | 0 | 0 | 0 | 0 | 0 | 0 | 0 | 0 | 0 | 0 | 0 | 0 | 0
2006 | 12 | 13 | 0.09 | 0.09 | 0.04 | 0 | 0.09 | 0.04 | 0 | 0 | 0 | 0 | 0 | 0 | 0
2006 | 12 | 14 | 0 | 0 | 0 | 0 | 0 | 0 | 0 | 0 | 0 | 0 | 0 | 0 | 0
2006 | 12 | 15 | 0 | 0 | 0 | 0 | 0 | 0 | 0 | 0 | 0 | 0 | 0 | 0 | 0
2006 | 12 | 16 | 0 | 0 | 0 | 0 | 0 | 0 | 0 | 0 | 0 | 0 | 0 | 0 | 0
2006 | 12 | 17 | 0 | 0 | 0 | 0 | 0 | 0 | 0 | 0 | 0 | 0 | 0 | 0 | 0
2006 | 12 | 18 | 0 | 0 | 0 | 0 | 0 | 0 | 0 | 0 | 0 | 0 | 0 | 0 | 0
2006 | 12 | 19 | 0 | 0 | 0 | 0 | 0 | 0 | 0 | 0 | 0 | 0 | 0 | 0 | 0
2006 | 12 | 20 | 0 | 0 | 0 | 0 | 0 | 0 | 0 | 0 | 0 | 0 | 0 | 0 | 0
2006 | 12 | 21 | 0 | 0 | 0 | 0 | 0 | 0 | 0 | 0 | 0 | 0 | 0 | 0 | 0
2006 | 12 | 22 | 0.7 | 0.7 | 0.65 | 0 | 0.7 | 0.65 | 0 | 0 | 0 | 0 | 0 | 0 | 0
2006 | 12 | 23 | 0.06 | 0.06 | 0.01 | 0 | 0.06 | 0.01 | 0 | 0 | 0 | 0 | 0 | 0 | 0
2006 | 12 | 24 | 0 | 0 | 0 | 0 | 0 | 0 | 0 | 0 | 0 | 0 | 0 | 0 | 0
2006 | 12 | 25 | 0.49 | 0.49 | 0.44 | 0 | 0.49 | 0.44 | 0 | 0 | 0 | 0 | 0 | 0 | 0
2006 | 12 | 26 | 0.1 | 0.1 | 0.05 | 0 | 0.1 | 0.05 | 0 | 0 | 0 | 0 | 0 | 0 | 0
2006 | 12 | 27 | 0 | 0 | 0 | 0 | 0 | 0 | 0 | 0 | 0 | 0 | 0 | 0 | 0
2006 | 12 | 28 | 0 | 0 | 0 | 0 | 0 | 0 | 0 | 0 | 0 | 0 | 0 | 0 | 0
2006 | 12 | 29 | 0 | 0 | 0 | 0 | 0 | 0 | 0 | 0 | 0 | 0 | 0 | 0 | 0
2006 | 12 | 30 | 0 | 0 | 0 | 0 | 0 | 0 | 0 | 0 | 0 | 0 | 0 | 0 | 0
2006 | 12 | 31 | 0.06 | 0.06 | 0.01 | 0 | 0.06 | 0.01 | 0 | 0 | 0 | 0 | 0 | 0 | 0
2007 | 1 | 1 | 1.03 | 1 | 0.95 | 0 | 1 | 0.95 | 0 | 0 | 0 | 0 | 0 | 0 | 0
2007 | 1 | 2 | 0 | 0 | 0 | 0 | 0 | 0 | 0 | 0 | 0 | 0 | 0 | 0 | 0
2007 | 1 | 3 | 0 | 0 | 0 | 0 | 0 | 0 | 0 | 0 | 0 | 0 | 0 | 0 | 0
2007 | 1 | 4 | 0 | 0 | 0 | 0 | 0 | 0 | 0 | 0 | 0 | 0 | 0 | 0 | 0
2007 | 1 | 5 | 0.19 | 0.19 | 0.14 | 0 | 0.19 | 0.14 | 0 | 0 | 0 | 0 | 0 | 0 | 0
2007 | 1 | 6 | 0.02 | 0.02 | 0 | 0 | 0.02 | 0 | 0 | 0 | 0 | 0 | 0 | 0 | 0
2007 | 1 | 7 | 0.23 | 0.23 | 0.18 | 0 | 0.23 | 0.18 | 0 | 0 | 0 | 0 | 0 | 0 | 0
2007 | 1 | 8 | 0.5 | 0.5 | 0.45 | 0 | 0.5 | 0.45 | 0 | 0 | 0 | 0 | 0 | 0 | 0
2007 | 1 | 9 | 0 | 0 | 0 | 0 | 0 | 0 | 0 | 0 | 0 | 0 | 0 | 0 | 0
2007 | 1 | 10 | 0 | 0 | 0 | 0 | 0 | 0 | 0 | 0 | 0 | 0 | 0 | 0 | 0
2007 | 1 | 11 | 0 | 0 | 0 | 0 | 0 | 0 | 0 | 0 | 0 | 0 | 0 | 0 | 0
2007 | 1 | 12 | 0.02 | 0.02 | 0 | 0 | 0.02 | 0 | 0 | 0 | 0 | 0 | 0 | 0 | 0
2007 | 1 | 13 | 0.01 | 0.01 | 0 | 0 | 0.01 | 0 | 0 | 0 | 0 | 0 | 0 | 0 | 0
2007 | 1 | 14 | 0.06 | 0.06 | 0.01 | 0 | 0.06 | 0.01 | 0 | 0 | 0 | 0 | 0 | 0 | 0
2007 | 1 | 15 | 0 | 0 | 0 | 0 | 0 | 0 | 0 | 0 | 0 | 0 | 0 | 0 | 0
2007 | 1 | 16 | 0 | 0 | 0 | 0 | 0 | 0 | 0 | 0 | 0 | 0 | 0 | 0 | 0
2007 | 1 | 17 | 0 | 0 | 0 | 0 | 0 | 0 | 0 | 0 | 0 | 0 | 0 | 0 | 0
2007 | 1 | 18 | 0 | 0 | 0 | 0 | 0 | 0 | 0 | 0 | 0 | 0 | 0 | 0 | 0
2007 | 1 | 19 | 0 | 0 | 0 | 0 | 0 | 0 | 0 | 0 | 0 | 0 | 0 | 0 | 0
2007 | 1 | 20 | 0 | 0 | 0 | 0 | 0 | 0 | 0 | 0 | 0 | 0 | 0 | 0 | 0
2007 | 1 | 21 | 0.33 | 0.33 | 0.28 | 0 | 0.33 | 0.28 | 0 | 0 | 0 | 0 | 0 | 0 | 0
2007 | 1 | 22 | 0.02 | 0.02 | 0 | 0 | 0.02 | 0 | 0 | 0 | 0 | 0 | 0 | 0 | 0
2007 | 1 | 23 | 0 | 0 | 0 | 0 | 0 | 0 | 0 | 0 | 0 | 0 | 0 | 0 | 0
2007 | 1 | 24 | 0 | 0 | 0 | 0 | 0 | 0 | 0 | 0 | 0 | 0 | 0 | 0 | 0
2007 | 1 | 25 | 0 | 0 | 0 | 0 | 0 | 0 | 0 | 0 | 0 | 0 | 0 | 0 | 0
2007 | 1 | 26 | 0 | 0 | 0 | 0 | 0 | 0 | 0 | 0 | 0 | 0 | 0 | 0 | 0
2007 | 1 | 27 | 0 | 0 | 0 | 0 | 0 | 0 | 0 | 0 | 0 | 0 | 0 | 0 | 0
2007 | 1 | 28 | 0.05 | 0.05 | 0 | 0 | 0.05 | 0 | 0 | 0 | 0 | 0 | 0 | 0 | 0
2007 | 1 | 29 | 0 | 0 | 0 | 0 | 0 | 0 | 0 | 0 | 0 | 0 | 0 | 0 | 0
2007 | 1 | 30 | 0 | 0 | 0 | 0 | 0 | 0 | 0 | 0 | 0 | 0 | 0 | 0 | 0
2007 | 1 | 31 | 0 | 0 | 0 | 0 | 0 | 0 | 0 | 0 | 0 | 0 | 0 | 0 | 0
2007 | 2 | 1 | 0.01 | 0.01 | 0 | 0 | 0.01 | 0 | 0 | 0 | 0 | 0 | 0 | 0 | 0
2007 | 2 | 2 | 0.08 | 0.08 | 0.03 | 0 | 0.08 | 0.03 | 0 | 0 | 0 | 0 | 0 | 0 | 0
2007 | 2 | 3 | 0 | 0 | 0 | 0 | 0 | 0 | 0 | 0 | 0 | 0 | 0 | 0 | 0
2007 | 2 | 4 | 0 | 0 | 0 | 0 | 0 | 0 | 0 | 0 | 0 | 0 | 0 | 0 | 0
2007 | 2 | 5 | 0 | 0 | 0 | 0 | 0 | 0 | 0 | 0 | 0 | 0 | 0 | 0 | 0
2007 | 2 | 6 | 0.02 | 0.02 | 0 | 0 | 0.02 | 0 | 0 | 0 | 0 | 0 | 0 | 0 | 0
2007 | 2 | 7 | 0.04 | 0.04 | 0 | 0 | 0.04 | 0 | 0 | 0 | 0 | 0 | 0 | 0 | 0
2007 | 2 | 8 | 0 | 0 | 0 | 0 | 0 | 0 | 0 | 0 | 0 | 0 | 0 | 0 | 0
2007 | 2 | 9 | 0 | 0 | 0 | 0 | 0 | 0 | 0 | 0 | 0 | 0 | 0 | 0 | 0
2007 | 2 | 10 | 0 | 0 | 0 | 0 | 0 | 0 | 0 | 0 | 0 | 0 | 0 | 0 | 0
2007 | 2 | 11 | 0 | 0 | 0 | 0 | 0 | 0 | 0 | 0 | 0 | 0 | 0 | 0 | 0
2007 | 2 | 12 | 0 | 0 | 0 | 0 | 0 | 0 | 0 | 0 | 0 | 0 | 0 | 0 | 0
2007 | 2 | 13 | 0.17 | 0.17 | 0.12 | 0 | 0.17 | 0.12 | 0 | 0 | 0 | 0 | 0 | 0 | 0
2007 | 2 | 14 | 0.89 | 0.89 | 0.84 | 0 | 0.89 | 0.84 | 0 | 0 | 0 | 0 | 0 | 0 | 0
2007 | 2 | 15 | 0 | 0 | 0 | 0 | 0 | 0 | 0 | 0 | 0 | 0 | 0 | 0 | 0
2007 | 2 | 16 | 0 | 0 | 0 | 0 | 0 | 0 | 0 | 0 | 0 | 0 | 0 | 0 | 0
2007 | 2 | 17 | 0 | 0 | 0 | 0 | 0 | 0 | 0 | 0 | 0 | 0 | 0 | 0 | 0
2007 | 2 | 18 | 0 | 0 | 0 | 0 | 0 | 0 | 0 | 0 | 0 | 0 | 0 | 0 | 0
2007 | 2 | 19 | 0 | 0 | 0 | 0 | 0 | 0 | 0 | 0 | 0 | 0 | 0 | 0 | 0
2007 | 2 | 20 | 0.25 | 0.25 | 0.2 | 0 | 0.25 | 0.2 | 0 | 0 | 0 | 0 | 0 | 0 | 0
2007 | 2 | 21 | 0 | 0 | 0 | 0 | 0 | 0 | 0 | 0 | 0 | 0 | 0 | 0 | 0
2007 | 2 | 22 | 0.01 | 0.01 | 0 | 0 | 0.01 | 0 | 0 | 0 | 0 | 0 | 0 | 0 | 0
2007 | 2 | 23 | 0 | 0 | 0 | 0 | 0 | 0 | 0 | 0 | 0 | 0 | 0 | 0 | 0
2007 | 2 | 24 | 0 | 0 | 0 | 0 | 0 | 0 | 0 | 0 | 0 | 0 | 0 | 0 | 0
2007 | 2 | 25 | 0.75 | 0.75 | 0.7 | 0 | 0.75 | 0.7 | 0 | 0 | 0 | 0 | 0 | 0 | 0
2007 | 2 | 26 | 0 | 0 | 0 | 0 | 0 | 0 | 0 | 0 | 0 | 0 | 0 | 0 | 0
2007 | 2 | 27 | 0 | 0 | 0 | 0 | 0 | 0 | 0 | 0 | 0 | 0 | 0 | 0 | 0
2007 | 2 | 28 | 0 | 0 | 0 | 0 | 0 | 0 | 0 | 0 | 0 | 0 | 0 | 0 | 0
2007 | 3 | 1 | 0.19 | 0.19 | 0.14 | 0 | 0.19 | 0.14 | 0 | 0 | 0 | 0 | 0 | 0 | 0
2007 | 3 | 2 | 0.57 | 0.57 | 0.52 | 0 | 0.57 | 0.52 | 0 | 0 | 0 | 0 | 0 | 0 | 0
2007 | 3 | 3 | 0 | 0 | 0 | 0 | 0 | 0 | 0 | 0 | 0 | 0 | 0 | 0 | 0
2007 | 3 | 4 | 0 | 0 | 0 | 0 | 0 | 0 | 0 | 0 | 0 | 0 | 0 | 0 | 0
2007 | 3 | 5 | 0 | 0 | 0 | 0 | 0 | 0 | 0 | 0 | 0 | 0 | 0 | 0 | 0
2007 | 3 | 6 | 0 | 0 | 0 | 0 | 0 | 0 | 0 | 0 | 0 | 0 | 0 | 0 | 0
2007 | 3 | 7 | 0.15 | 0.15 | 0.1 | 0 | 0.15 | 0.1 | 0 | 0 | 0 | 0 | 0 | 0 | 0
2007 | 3 | 8 | 0 | 0 | 0 | 0 | 0 | 0 | 0 | 0 | 0 | 0 | 0 | 0 | 0
2007 | 3 | 9 | 0 | 0 | 0 | 0 | 0 | 0 | 0 | 0 | 0 | 0 | 0 | 0 | 0
2007 | 3 | 10 | 0.04 | 0.04 | 0 | 0 | 0.04 | 0 | 0 | 0 | 0 | 0 | 0 | 0 | 0
2007 | 3 | 11 | 0.05 | 0.05 | 0 | 0 | 0.05 | 0 | 0 | 0 | 0 | 0 | 0 | 0 | 0
2007 | 3 | 12 | 0 | 0 | 0 | 0 | 0 | 0 | 0 | 0 | 0 | 0 | 0 | 0 | 0
2007 | 3 | 13 | 0 | 0 | 0 | 0 | 0 | 0 | 0 | 0 | 0 | 0 | 0 | 0 | 0
2007 | 3 | 14 | 0 | 0 | 0 | 0 | 0 | 0 | 0 | 0 | 0 | 0 | 0 | 0 | 0
2007 | 3 | 15 | 0.36 | 0.36 | 0.31 | 0 | 0.36 | 0.31 | 0 | 0 | 0 | 0 | 0 | 0 | 0
2007 | 3 | 16 | 1.79 | 1 | 0.95 | 0 | 1 | 0.95 | 0 | 0 | 0 | 0 | 0 | 0 | 0
2007 | 3 | 17 | 0 | 0 | 0 | 0 | 0 | 0 | 0 | 0 | 0 | 0 | 0 | 0 | 0
2007 | 3 | 18 | 0 | 0 | 0 | 0 | 0 | 0 | 0 | 0 | 0 | 0 | 0 | 0 | 0
2007 | 3 | 19 | 0 | 0 | 0 | 0 | 0 | 0 | 0 | 0 | 0 | 0 | 0 | 0 | 0
2007 | 3 | 20 | 0 | 0 | 0 | 0 | 0 | 0 | 0 | 0 | 0 | 0 | 0 | 0 | 0
2007 | 3 | 21 | 0 | 0 | 0 | 0 | 0 | 0 | 0 | 0 | 0 | 0 | 0 | 0 | 0
2007 | 3 | 22 | 0 | 0 | 0 | 0 | 0 | 0 | 0 | 0 | 0 | 0 | 0 | 0 | 0
2007 | 3 | 23 | 0 | 0 | 0 | 0 | 0 | 0 | 0 | 0 | 0 | 0 | 0 | 0 | 0
2007 | 3 | 24 | 0.04 | 0.04 | 0 | 0 | 0.04 | 0 | 0 | 0 | 0 | 0 | 0 | 0 | 0
2007 | 3 | 25 | 0 | 0 | 0 | 0 | 0 | 0 | 0 | 0 | 0 | 0 | 0 | 0 | 0
2007 | 3 | 26 | 0 | 0 | 0 | 0 | 0 | 0 | 0 | 0 | 0 | 0 | 0 | 0 | 0
2007 | 3 | 27 | 0 | 0 | 0 | 0 | 0 | 0 | 0 | 0 | 0 | 0 | 0 | 0 | 0
2007 | 3 | 28 | 0 | 0 | 0 | 0 | 0 | 0 | 0 | 0 | 0 | 0 | 0 | 0 | 0
2007 | 3 | 29 | 0 | 0 | 0 | 0 | 0 | 0 | 0 | 0 | 0 | 0 | 0 | 0 | 0
2007 | 3 | 30 | 0 | 0 | 0 | 0 | 0 | 0 | 0 | 0 | 0 | 0 | 0 | 0 | 0
2007 | 3 | 31 | 0 | 0 | 0 | 0 | 0 | 0 | 0 | 0 | 0 | 0 | 0 | 0 | 0
2007 | 4 | 1 | 0 | 0 | 0 | 0 | 0 | 0 | 0 | 0 | 0 | 0 | 0 | 0 | 0
2007 | 4 | 2 | 0.01 | 0.01 | 0 | 0 | 0.01 | 0 | 0 | 0 | 0 | 0 | 0 | 0 | 0
2007 | 4 | 3 | 0 | 0 | 0 | 0 | 0 | 0 | 0 | 0 | 0 | 0 | 0 | 0 | 0
2007 | 4 | 4 | 0.29 | 0.29 | 0.24 | 0 | 0.29 | 0.24 | 0 | 0 | 0 | 0 | 0 | 0 | 0
2007 | 4 | 5 | 0 | 0 | 0 | 0 | 0 | 0 | 0 | 0 | 0 | 0 | 0 | 0 | 0
2007 | 4 | 6 | 0 | 0 | 0 | 0 | 0 | 0 | 0 | 0 | 0 | 0 | 0 | 0 | 0
2007 | 4 | 7 | 0.09 | 0.09 | 0.04 | 0 | 0.09 | 0.04 | 0 | 0 | 0 | 0 | 0 | 0 | 0
2007 | 4 | 8 | 0 | 0 | 0 | 0 | 0 | 0 | 0 | 0 | 0 | 0 | 0 | 0 | 0
2007 | 4 | 9 | 0 | 0 | 0 | 0 | 0 | 0 | 0 | 0 | 0 | 0 | 0 | 0 | 0
2007 | 4 | 10 | 0 | 0 | 0 | 0 | 0 | 0 | 0 | 0 | 0 | 0 | 0 | 0 | 0
2007 | 4 | 11 | 0.27 | 0.27 | 0.22 | 0 | 0.27 | 0.22 | 0 | 0 | 0 | 0 | 0 | 0 | 0
2007 | 4 | 12 | 0.74 | 0.74 | 0.69 | 0 | 0.74 | 0.69 | 0 | 0 | 0 | 0 | 0 | 0 | 0
2007 | 4 | 13 | 0 | 0 | 0 | 0 | 0 | 0 | 0 | 0 | 0 | 0 | 0 | 0 | 0
2007 | 4 | 14 | 0.15 | 0.15 | 0.1 | 0 | 0.15 | 0.1 | 0 | 0 | 0 | 0 | 0 | 0 | 0
2007 | 4 | 15 | 2.41 | 1 | 0.95 | 0 | 1 | 0.95 | 0 | 0 | 0 | 0 | 0 | 0 | 0
2007 | 4 | 16 | 0 | 0 | 0 | 0 | 0 | 0 | 0 | 0 | 0 | 0 | 0 | 0 | 0
2007 | 4 | 17 | 0 | 0 | 0 | 0 | 0 | 0 | 0 | 0 | 0 | 0 | 0 | 0 | 0
2007 | 4 | 18 | 0 | 0 | 0 | 0 | 0 | 0 | 0 | 0 | 0 | 0 | 0 | 0 | 0
2007 | 4 | 19 | 0 | 0 | 0 | 0 | 0 | 0 | 0 | 0 | 0 | 0 | 0 | 0 | 0
2007 | 4 | 20 | 0 | 0 | 0 | 0 | 0 | 0 | 0 | 0 | 0 | 0 | 0 | 0 | 0
2007 | 4 | 21 | 0 | 0 | 0 | 0 | 0 | 0 | 0 | 0 | 0 | 0 | 0 | 0 | 0
2007 | 4 | 22 | 0 | 0 | 0 | 0 | 0 | 0 | 0 | 0 | 0 | 0 | 0 | 0 | 0
2007 | 4 | 23 | 0 | 0 | 0 | 0 | 0 | 0 | 0 | 0 | 0 | 0 | 0 | 0 | 0
2007 | 4 | 24 | 0 | 0 | 0 | 0 | 0 | 0 | 0 | 0 | 0 | 0 | 0 | 0 | 0
2007 | 4 | 25 | 0 | 0 | 0 | 0 | 0 | 0 | 0 | 0 | 0 | 0 | 0 | 0 | 0
2007 | 4 | 26 | 0.04 | 0.04 | 0 | 0 | 0.04 | 0 | 0 | 0 | 0 | 0 | 0 | 0 | 0
2007 | 4 | 27 | 0.17 | 0.17 | 0.12 | 0 | 0.17 | 0.12 | 0 | 0 | 0 | 0 | 0 | 0 | 0
2007 | 4 | 28 | 0 | 0 | 0 | 0 | 0 | 0 | 0 | 0 | 0 | 0 | 0 | 0 | 0
2007 | 4 | 29 | 0 | 0 | 0 | 0 | 0 | 0 | 0 | 0 | 0 | 0 | 0 | 0 | 0
2007 | 4 | 30 | 0 | 0 | 0 | 0 | 0 | 0 | 0 | 0 | 0 | 0 | 0 | 0 | 0
2007 | 5 | 1 | 0 | 0 | 0 | 0 | 0 | 0 | 0 | 0 | 0 | 0 | 0 | 0 | 0
2007 | 5 | 2 | 0 | 0 | 0 | 0 | 0 | 0 | 0 | 0 | 0 | 0 | 0 | 0 | 0
2007 | 5 | 3 | 0 | 0 | 0 | 0 | 0 | 0 | 0 | 0 | 0 | 0 | 0 | 0 | 0
2007 | 5 | 4 | 0 | 0 | 0 | 0 | 0 | 0 | 0 | 0 | 0 | 0 | 0 | 0 | 0
2007 | 5 | 5 | 0.04 | 0.04 | 0 | 0 | 0.04 | 0 | 0 | 0 | 0 | 0 | 0 | 0 | 0
2007 | 5 | 6 | 0 | 0 | 0 | 0 | 0 | 0 | 0 | 0 | 0 | 0 | 0 | 0 | 0
2007 | 5 | 7 | 0 | 0 | 0 | 0 | 0 | 0 | 0 | 0 | 0 | 0 | 0 | 0 | 0
2007 | 5 | 8 | 0 | 0 | 0 | 0 | 0 | 0 | 0 | 0 | 0 | 0 | 0 | 0 | 0
2007 | 5 | 9 | 0 | 0 | 0 | 0 | 0 | 0 | 0 | 0 | 0 | 0 | 0 | 0 | 0
2007 | 5 | 10 | 0 | 0 | 0 | 0 | 0 | 0 | 0 | 0 | 0 | 0 | 0 | 0 | 0
2007 | 5 | 11 | 0 | 0 | 0 | 0 | 0 | 0 | 0 | 0 | 0 | 0 | 0 | 0 | 0
2007 | 5 | 12 | 0.93 | 0.93 | 0.88 | 0 | 0.93 | 0.88 | 0 | 0 | 0 | 0 | 0 | 0 | 0
2007 | 5 | 13 | 0 | 0 | 0 | 0 | 0 | 0 | 0 | 0 | 0 | 0 | 0 | 0 | 0
2007 | 5 | 14 | 0 | 0 | 0 | 0 | 0 | 0 | 0 | 0 | 0 | 0 | 0 | 0 | 0
2007 | 5 | 15 | 0 | 0 | 0 | 0 | 0 | 0 | 0 | 0 | 0 | 0 | 0 | 0 | 0
2007 | 5 | 16 | 0.48 | 0.48 | 0.43 | 0 | 0.48 | 0.43 | 0 | 0 | 0 | 0 | 0 | 0 | 0
2007 | 5 | 17 | 0 | 0 | 0 | 0 | 0 | 0 | 0 | 0 | 0 | 0 | 0 | 0 | 0
2007 | 5 | 18 | 0 | 0 | 0 | 0 | 0 | 0 | 0 | 0 | 0 | 0 | 0 | 0 | 0
2007 | 5 | 19 | 0 | 0 | 0 | 0 | 0 | 0 | 0 | 0 | 0 | 0 | 0 | 0 | 0
2007 | 5 | 20 | 0 | 0 | 0 | 0 | 0 | 0 | 0 | 0 | 0 | 0 | 0 | 0 | 0
2007 | 5 | 21 | 0 | 0 | 0 | 0 | 0 | 0 | 0 | 0 | 0 | 0 | 0 | 0 | 0
2007 | 5 | 22 | 0 | 0 | 0 | 0 | 0 | 0 | 0 | 0 | 0 | 0 | 0 | 0 | 0
2007 | 5 | 23 | 0 | 0 | 0 | 0 | 0 | 0 | 0 | 0 | 0 | 0 | 0 | 0 | 0
2007 | 5 | 24 | 0 | 0 | 0 | 0 | 0 | 0 | 0 | 0 | 0 | 0 | 0 | 0 | 0
2007 | 5 | 25 | 0 | 0 | 0 | 0 | 0 | 0 | 0 | 0 | 0 | 0 | 0 | 0 | 0
2007 | 5 | 26 | 0 | 0 | 0 | 0 | 0 | 0 | 0 | 0 | 0 | 0 | 0 | 0 | 0
2007 | 5 | 27 | 0.3 | 0.3 | 0.25 | 0 | 0.3 | 0.25 | 0 | 0 | 0 | 0 | 0 | 0 | 0
2007 | 5 | 28 | 0 | 0 | 0 | 0 | 0 | 0 | 0 | 0 | 0 | 0 | 0 | 0 | 0
2007 | 5 | 29 | 0 | 0 | 0 | 0 | 0 | 0 | 0 | 0 | 0 | 0 | 0 | 0 | 0
2007 | 5 | 30 | 0 | 0 | 0 | 0 | 0 | 0 | 0 | 0 | 0 | 0 | 0 | 0 | 0
2007 | 5 | 31 | 0 | 0 | 0 | 0 | 0 | 0 | 0 | 0 | 0 | 0 | 0 | 0 | 0
2007 | 6 | 1 | 0 | 0 | 0 | 0 | 0 | 0 | 0 | 0 | 0 | 0 | 0 | 0 | 0
2007 | 6 | 2 | 0 | 0 | 0 | 0 | 0 | 0 | 0 | 0 | 0 | 0 | 0 | 0 | 0
2007 | 6 | 3 | 0.88 | 0.88 | 0.83 | 0 | 0.88 | 0.83 | 0 | 0 | 0 | 0 | 0 | 0 | 0
2007 | 6 | 4 | 0.12 | 0.12 | 0.07 | 0 | 0.12 | 0.07 | 0 | 0 | 0 | 0 | 0 | 0 | 0
2007 | 6 | 5 | 0 | 0 | 0 | 0 | 0 | 0 | 0 | 0 | 0 | 0 | 0 | 0 | 0
2007 | 6 | 6 | 0.01 | 0.01 | 0 | 0 | 0.01 | 0 | 0 | 0 | 0 | 0 | 0 | 0 | 0
2007 | 6 | 7 | 0 | 0 | 0 | 0 | 0 | 0 | 0 | 0 | 0 | 0 | 0 | 0 | 0
2007 | 6 | 8 | 0.05 | 0.05 | 0 | 0 | 0.05 | 0 | 0 | 0 | 0 | 0 | 0 | 0 | 0
2007 | 6 | 9 | 0 | 0 | 0 | 0 | 0 | 0 | 0 | 0 | 0 | 0 | 0 | 0 | 0
2007 | 6 | 10 | 0 | 0 | 0 | 0 | 0 | 0 | 0 | 0 | 0 | 0 | 0 | 0 | 0
2007 | 6 | 11 | 0 | 0 | 0 | 0 | 0 | 0 | 0 | 0 | 0 | 0 | 0 | 0 | 0
2007 | 6 | 12 | 0.14 | 0.14 | 0.09 | 0 | 0.14 | 0.09 | 0 | 0 | 0 | 0 | 0 | 0 | 0
2007 | 6 | 13 | 0.06 | 0.06 | 0.01 | 0 | 0.06 | 0.01 | 0 | 0 | 0 | 0 | 0 | 0 | 0
2007 | 6 | 14 | 0.03 | 0.03 | 0 | 0 | 0.03 | 0 | 0 | 0 | 0 | 0 | 0 | 0 | 0
2007 | 6 | 15 | 0 | 0 | 0 | 0 | 0 | 0 | 0 | 0 | 0 | 0 | 0 | 0 | 0
2007 | 6 | 16 | 0 | 0 | 0 | 0 | 0 | 0 | 0 | 0 | 0 | 0 | 0 | 0 | 0
2007 | 6 | 17 | 0 | 0 | 0 | 0 | 0 | 0 | 0 | 0 | 0 | 0 | 0 | 0 | 0
2007 | 6 | 18 | 0 | 0 | 0 | 0 | 0 | 0 | 0 | 0 | 0 | 0 | 0 | 0 | 0
2007 | 6 | 19 | 0 | 0 | 0 | 0 | 0 | 0 | 0 | 0 | 0 | 0 | 0 | 0 | 0
2007 | 6 | 20 | 0.01 | 0.01 | 0 | 0 | 0.01 | 0 | 0 | 0 | 0 | 0 | 0 | 0 | 0
2007 | 6 | 21 | 0.04 | 0.04 | 0 | 0 | 0.04 | 0 | 0 | 0 | 0 | 0 | 0 | 0 | 0
2007 | 6 | 22 | 0 | 0 | 0 | 0 | 0 | 0 | 0 | 0 | 0 | 0 | 0 | 0 | 0
2007 | 6 | 23 | 0 | 0 | 0 | 0 | 0 | 0 | 0 | 0 | 0 | 0 | 0 | 0 | 0
2007 | 6 | 24 | 0 | 0 | 0 | 0 | 0 | 0 | 0 | 0 | 0 | 0 | 0 | 0 | 0
2007 | 6 | 25 | 0 | 0 | 0 | 0 | 0 | 0 | 0 | 0 | 0 | 0 | 0 | 0 | 0
2007 | 6 | 26 | 0 | 0 | 0 | 0 | 0 | 0 | 0 | 0 | 0 | 0 | 0 | 0 | 0
2007 | 6 | 27 | 0 | 0 | 0 | 0 | 0 | 0 | 0 | 0 | 0 | 0 | 0 | 0 | 0
2007 | 6 | 28 | 0.04 | 0.04 | 0 | 0 | 0.04 | 0 | 0 | 0 | 0 | 0 | 0 | 0 | 0
2007 | 6 | 29 | 0 | 0 | 0 | 0 | 0 | 0 | 0 | 0 | 0 | 0 | 0 | 0 | 0
2007 | 6 | 30 | 0 | 0 | 0 | 0 | 0 | 0 | 0 | 0 | 0 | 0 | 0 | 0 | 0
2007 | 7 | 1 | 0 | 0 | 0 | 0 | 0 | 0 | 0 | 0 | 0 | 0 | 0 | 0 | 0
2007 | 7 | 2 | 0 | 0 | 0 | 0 | 0 | 0 | 0 | 0 | 0 | 0 | 0 | 0 | 0
2007 | 7 | 3 | 0 | 0 | 0 | 0 | 0 | 0 | 0 | 0 | 0 | 0 | 0 | 0 | 0
2007 | 7 | 4 | 0.03 | 0.03 | 0 | 0 | 0.03 | 0 | 0 | 0 | 0 | 0 | 0 | 0 | 0
2007 | 7 | 5 | 0.11 | 0.11 | 0.06 | 0 | 0.11 | 0.06 | 0 | 0 | 0 | 0 | 0 | 0 | 0
2007 | 7 | 6 | 0 | 0 | 0 | 0 | 0 | 0 | 0 | 0 | 0 | 0 | 0 | 0 | 0
2007 | 7 | 7 | 0 | 0 | 0 | 0 | 0 | 0 | 0 | 0 | 0 | 0 | 0 | 0 | 0
2007 | 7 | 8 | 0 | 0 | 0 | 0 | 0 | 0 | 0 | 0 | 0 | 0 | 0 | 0 | 0
2007 | 7 | 9 | 0 | 0 | 0 | 0 | 0 | 0 | 0 | 0 | 0 | 0 | 0 | 0 | 0
2007 | 7 | 10 | 0.73 | 0.73 | 0.68 | 0 | 0.73 | 0.68 | 0 | 0 | 0 | 0 | 0 | 0 | 0
2007 | 7 | 11 | 0.4 | 0.4 | 0.35 | 0 | 0.4 | 0.35 | 0 | 0 | 0 | 0 | 0 | 0 | 0
2007 | 7 | 12 | 0 | 0 | 0 | 0 | 0 | 0 | 0 | 0 | 0 | 0 | 0 | 0 | 0
2007 | 7 | 13 | 0 | 0 | 0 | 0 | 0 | 0 | 0 | 0 | 0 | 0 | 0 | 0 | 0
2007 | 7 | 14 | 0 | 0 | 0 | 0 | 0 | 0 | 0 | 0 | 0 | 0 | 0 | 0 | 0
2007 | 7 | 15 | 0 | 0 | 0 | 0 | 0 | 0 | 0 | 0 | 0 | 0 | 0 | 0 | 0
2007 | 7 | 16 | 0 | 0 | 0 | 0 | 0 | 0 | 0 | 0 | 0 | 0 | 0 | 0 | 0
2007 | 7 | 17 | 0 | 0 | 0 | 0 | 0 | 0 | 0 | 0 | 0 | 0 | 0 | 0 | 0
2007 | 7 | 18 | 0 | 0 | 0 | 0 | 0 | 0 | 0 | 0 | 0 | 0 | 0 | 0 | 0
2007 | 7 | 19 | 0.06 | 0.06 | 0.01 | 0 | 0.06 | 0.01 | 0 | 0 | 0 | 0 | 0 | 0 | 0
2007 | 7 | 20 | 0 | 0 | 0 | 0 | 0 | 0 | 0 | 0 | 0 | 0 | 0 | 0 | 0
2007 | 7 | 21 | 0 | 0 | 0 | 0 | 0 | 0 | 0 | 0 | 0 | 0 | 0 | 0 | 0
2007 | 7 | 22 | 0 | 0 | 0 | 0 | 0 | 0 | 0 | 0 | 0 | 0 | 0 | 0 | 0
2007 | 7 | 23 | 0 | 0 | 0 | 0 | 0 | 0 | 0 | 0 | 0 | 0 | 0 | 0 | 0
2007 | 7 | 24 | 0.05 | 0.05 | 0 | 0 | 0.05 | 0 | 0 | 0 | 0 | 0 | 0 | 0 | 0
2007 | 7 | 25 | 0 | 0 | 0 | 0 | 0 | 0 | 0 | 0 | 0 | 0 | 0 | 0 | 0
2007 | 7 | 26 | 0 | 0 | 0 | 0 | 0 | 0 | 0 | 0 | 0 | 0 | 0 | 0 | 0
2007 | 7 | 27 | 0.02 | 0.02 | 0 | 0 | 0.02 | 0 | 0 | 0 | 0 | 0 | 0 | 0 | 0
2007 | 7 | 28 | 0.02 | 0.02 | 0 | 0 | 0.02 | 0 | 0 | 0 | 0 | 0 | 0 | 0 | 0
2007 | 7 | 29 | 0.98 | 0.98 | 0.93 | 0 | 0.98 | 0.93 | 0 | 0 | 0 | 0 | 0 | 0 | 0
2007 | 7 | 30 | 0 | 0 | 0 | 0 | 0 | 0 | 0 | 0 | 0 | 0 | 0 | 0 | 0
2007 | 7 | 31 | 0 | 0 | 0 | 0 | 0 | 0 | 0 | 0 | 0 | 0 | 0 | 0 | 0
2007 | 8 | 1 | 0 | 0 | 0 | 0 | 0 | 0 | 0 | 0 | 0 | 0 | 0 | 0 | 0
2007 | 8 | 2 | 0 | 0 | 0 | 0 | 0 | 0 | 0 | 0 | 0 | 0 | 0 | 0 | 0
2007 | 8 | 3 | 0 | 0 | 0 | 0 | 0 | 0 | 0 | 0 | 0 | 0 | 0 | 0 | 0
2007 | 8 | 4 | 0 | 0 | 0 | 0 | 0 | 0 | 0 | 0 | 0 | 0 | 0 | 0 | 0
2007 | 8 | 5 | 0.09 | 0.09 | 0.04 | 0 | 0.09 | 0.04 | 0 | 0 | 0 | 0 | 0 | 0 | 0
2007 | 8 | 6 | 0.22 | 0.22 | 0.17 | 0 | 0.22 | 0.17 | 0 | 0 | 0 | 0 | 0 | 0 | 0
2007 | 8 | 7 | 0 | 0 | 0 | 0 | 0 | 0 | 0 | 0 | 0 | 0 | 0 | 0 | 0
2007 | 8 | 8 | 0 | 0 | 0 | 0 | 0 | 0 | 0 | 0 | 0 | 0 | 0 | 0 | 0
2007 | 8 | 9 | 0.1 | 0.1 | 0.05 | 0 | 0.1 | 0.05 | 0 | 0 | 0 | 0 | 0 | 0 | 0
2007 | 8 | 10 | 0 | 0 | 0 | 0 | 0 | 0 | 0 | 0 | 0 | 0 | 0 | 0 | 0
2007 | 8 | 11 | 0 | 0 | 0 | 0 | 0 | 0 | 0 | 0 | 0 | 0 | 0 | 0 | 0
2007 | 8 | 12 | 0 | 0 | 0 | 0 | 0 | 0 | 0 | 0 | 0 | 0 | 0 | 0 | 0
2007 | 8 | 13 | 0 | 0 | 0 | 0 | 0 | 0 | 0 | 0 | 0 | 0 | 0 | 0 | 0
2007 | 8 | 14 | 0 | 0 | 0 | 0 | 0 | 0 | 0 | 0 | 0 | 0 | 0 | 0 | 0
2007 | 8 | 15 | 0 | 0 | 0 | 0 | 0 | 0 | 0 | 0 | 0 | 0 | 0 | 0 | 0
2007 | 8 | 16 | 0.07 | 0.07 | 0.02 | 0 | 0.07 | 0.02 | 0 | 0 | 0 | 0 | 0 | 0 | 0
2007 | 8 | 17 | 0.08 | 0.08 | 0.03 | 0 | 0.08 | 0.03 | 0 | 0 | 0 | 0 | 0 | 0 | 0
2007 | 8 | 18 | 0 | 0 | 0 | 0 | 0 | 0 | 0 | 0 | 0 | 0 | 0 | 0 | 0
2007 | 8 | 19 | 0 | 0 | 0 | 0 | 0 | 0 | 0 | 0 | 0 | 0 | 0 | 0 | 0
2007 | 8 | 20 | 0.66 | 0.66 | 0.61 | 0 | 0.66 | 0.61 | 0 | 0 | 0 | 0 | 0 | 0 | 0
2007 | 8 | 21 | 1.46 | 1 | 0.95 | 0 | 1 | 0.95 | 0 | 0 | 0 | 0 | 0 | 0 | 0
2007 | 8 | 22 | 0 | 0 | 0 | 0 | 0 | 0 | 0 | 0 | 0 | 0 | 0 | 0 | 0
2007 | 8 | 23 | 0 | 0 | 0 | 0 | 0 | 0 | 0 | 0 | 0 | 0 | 0 | 0 | 0
2007 | 8 | 24 | 0 | 0 | 0 | 0 | 0 | 0 | 0 | 0 | 0 | 0 | 0 | 0 | 0
2007 | 8 | 25 | 0.59 | 0.59 | 0.54 | 0 | 0.59 | 0.54 | 0 | 0 | 0 | 0 | 0 | 0 | 0
2007 | 8 | 26 | 0.2 | 0.2 | 0.15 | 0 | 0.2 | 0.15 | 0 | 0 | 0 | 0 | 0 | 0 | 0
2007 | 8 | 27 | 0 | 0 | 0 | 0 | 0 | 0 | 0 | 0 | 0 | 0 | 0 | 0 | 0
2007 | 8 | 28 | 0 | 0 | 0 | 0 | 0 | 0 | 0 | 0 | 0 | 0 | 0 | 0 | 0
2007 | 8 | 29 | 0 | 0 | 0 | 0 | 0 | 0 | 0 | 0 | 0 | 0 | 0 | 0 | 0
2007 | 8 | 30 | 0 | 0 | 0 | 0 | 0 | 0 | 0 | 0 | 0 | 0 | 0 | 0 | 0
2007 | 8 | 31 | 0 | 0 | 0 | 0 | 0 | 0 | 0 | 0 | 0 | 0 | 0 | 0 | 0
2007 | 9 | 1 | 0 | 0 | 0 | 0 | 0 | 0 | 0 | 0 | 0 | 0 | 0 | 0 | 0
2007 | 9 | 2 | 0 | 0 | 0 | 0 | 0 | 0 | 0 | 0 | 0 | 0 | 0 | 0 | 0
2007 | 9 | 3 | 0 | 0 | 0 | 0 | 0 | 0 | 0 | 0 | 0 | 0 | 0 | 0 | 0
2007 | 9 | 4 | 0 | 0 | 0 | 0 | 0 | 0 | 0 | 0 | 0 | 0 | 0 | 0 | 0
2007 | 9 | 5 | 0 | 0 | 0 | 0 | 0 | 0 | 0 | 0 | 0 | 0 | 0 | 0 | 0
2007 | 9 | 6 | 0 | 0 | 0 | 0 | 0 | 0 | 0 | 0 | 0 | 0 | 0 | 0 | 0
2007 | 9 | 7 | 0 | 0 | 0 | 0 | 0 | 0 | 0 | 0 | 0 | 0 | 0 | 0 | 0
2007 | 9 | 8 | 0 | 0 | 0 | 0 | 0 | 0 | 0 | 0 | 0 | 0 | 0 | 0 | 0
2007 | 9 | 9 | 0 | 0 | 0 | 0 | 0 | 0 | 0 | 0 | 0 | 0 | 0 | 0 | 0
2007 | 9 | 10 | 0.41 | 0.41 | 0.36 | 0 | 0.41 | 0.36 | 0 | 0 | 0 | 0 | 0 | 0 | 0
2007 | 9 | 11 | 0.04 | 0.04 | 0 | 0 | 0.04 | 0 | 0 | 0 | 0 | 0 | 0 | 0 | 0
2007 | 9 | 12 | 0 | 0 | 0 | 0 | 0 | 0 | 0 | 0 | 0 | 0 | 0 | 0 | 0
2007 | 9 | 13 | 0 | 0 | 0 | 0 | 0 | 0 | 0 | 0 | 0 | 0 | 0 | 0 | 0
2007 | 9 | 14 | 0.15 | 0.15 | 0.1 | 0 | 0.15 | 0.1 | 0 | 0 | 0 | 0 | 0 | 0 | 0
2007 | 9 | 15 | 0 | 0 | 0 | 0 | 0 | 0 | 0 | 0 | 0 | 0 | 0 | 0 | 0
2007 | 9 | 16 | 0 | 0 | 0 | 0 | 0 | 0 | 0 | 0 | 0 | 0 | 0 | 0 | 0
2007 | 9 | 17 | 0 | 0 | 0 | 0 | 0 | 0 | 0 | 0 | 0 | 0 | 0 | 0 | 0
2007 | 9 | 18 | 0 | 0 | 0 | 0 | 0 | 0 | 0 | 0 | 0 | 0 | 0 | 0 | 0
2007 | 9 | 19 | 0 | 0 | 0 | 0 | 0 | 0 | 0 | 0 | 0 | 0 | 0 | 0 | 0
2007 | 9 | 20 | 0 | 0 | 0 | 0 | 0 | 0 | 0 | 0 | 0 | 0 | 0 | 0 | 0
2007 | 9 | 21 | 0 | 0 | 0 | 0 | 0 | 0 | 0 | 0 | 0 | 0 | 0 | 0 | 0
2007 | 9 | 22 | 0 | 0 | 0 | 0 | 0 | 0 | 0 | 0 | 0 | 0 | 0 | 0 | 0
2007 | 9 | 23 | 0 | 0 | 0 | 0 | 0 | 0 | 0 | 0 | 0 | 0 | 0 | 0 | 0
2007 | 9 | 24 | 0 | 0 | 0 | 0 | 0 | 0 | 0 | 0 | 0 | 0 | 0 | 0 | 0
2007 | 9 | 25 | 0 | 0 | 0 | 0 | 0 | 0 | 0 | 0 | 0 | 0 | 0 | 0 | 0
2007 | 9 | 26 | 0 | 0 | 0 | 0 | 0 | 0 | 0 | 0 | 0 | 0 | 0 | 0 | 0
2007 | 9 | 27 | 0 | 0 | 0 | 0 | 0 | 0 | 0 | 0 | 0 | 0 | 0 | 0 | 0
2007 | 9 | 28 | 0 | 0 | 0 | 0 | 0 | 0 | 0 | 0 | 0 | 0 | 0 | 0 | 0
2007 | 9 | 29 | 0 | 0 | 0 | 0 | 0 | 0 | 0 | 0 | 0 | 0 | 0 | 0 | 0
2007 | 9 | 30 | 0 | 0 | 0 | 0 | 0 | 0 | 0 | 0 | 0 | 0 | 0 | 0 | 0
Note on F11: Rainfall minus initial abstraction of 0.05 inches
Note on I11: This column is all precipitation of 1 inch or less minus the initial abstraction of 0.05 inches before runoff occurs
Note on K11: Assumes 95% efficiency for filter and to account for first flush diversion.
Note on N12: Start with Cistern Full

## RWH C (hidden)
Approximation of Rainwater Harvesting System Runoff Reduction Percent Credit
Target Rainfall (in) = |  |  |  |  | 1 |  |  | Number of precip events = | 2458 |  |  |  |  | Total runoff of 1" or less (gallons) = | 0
Cistern Storage Available (gal) = |  |  |  |  | 0 |  |  | Frequency of Overflow = | 0 | 0% |  |  |  | Total volume captured by RWHS (gallons) = | 0
Roof Size (SF) = |  |  |  |  | 0 |  |  | Approx. Drawdown Time = | #DIV/0! | Days |  |  |  | Total Reuse Volume (gallons)= | 0
Daily Drawdown (gal) = |  |  |  |  | 0 | [8 empty] | Overflow Volume - 1" or less (gallons) = | 0
Target 1-inch Volume (gal) = |  |  |  |  | 0
Design Rainfall (in) = |  |  |  |  | 1 | [8 empty] | Percent Runoff Reduction Credit = | #DIV/0!
[6 empty] | 30-yr target runoff (gallons) |  |  | 30-yr design runoff (gallons) | 30-yr total to cistern (gallons) | 30-yr total first flush (gallons) |  |  |  | 30-yr overflow (gallons)
Reagan Int'l Precip | [5 empty] | 0 |  |  | 0 | 0 | 0 |  |  |  | 0
Y | M | D | Prcp Records | Target Daily Rainfall (in) | Inches of Runoff | Runoff (gal) | Design Daily Rainfall (in) | Runoff (inches) | Runoff Volume (gal) | Inflow to Cistern(gal) | To Filter (gal) | Daily Drawdown (gal) | Daily Volume in Tank (gal) | Avail Storage in Tank (gal) | Overflow w/ 1" rainfall (gal)
1977 | 9 | 1 | 0 | 0 | 0 | 0 | 0 | 0 | 0 | 0 | 0 | 0 | 0 | 0 | 0
1977 | 9 | 2 | 0 | 0 | 0 | 0 | 0 | 0 | 0 | 0 | 0 | 0 | 0 | 0 | 0
1977 | 9 | 3 | 0 | 0 | 0 | 0 | 0 | 0 | 0 | 0 | 0 | 0 | 0 | 0 | 0
1977 | 9 | 4 | 0 | 0 | 0 | 0 | 0 | 0 | 0 | 0 | 0 | 0 | 0 | 0 | 0
1977 | 9 | 5 | 0 | 0 | 0 | 0 | 0 | 0 | 0 | 0 | 0 | 0 | 0 | 0 | 0
1977 | 9 | 6 | 0.05 | 0.05 | 0 | 0 | 0.05 | 0 | 0 | 0 | 0 | 0 | 0 | 0 | 0
1977 | 9 | 7 | 0 | 0 | 0 | 0 | 0 | 0 | 0 | 0 | 0 | 0 | 0 | 0 | 0
1977 | 9 | 8 | 0 | 0 | 0 | 0 | 0 | 0 | 0 | 0 | 0 | 0 | 0 | 0 | 0
1977 | 9 | 9 | 0.09 | 0.09 | 0.04 | 0 | 0.09 | 0.04 | 0 | 0 | 0 | 0 | 0 | 0 | 0
1977 | 9 | 10 | 0 | 0 | 0 | 0 | 0 | 0 | 0 | 0 | 0 | 0 | 0 | 0 | 0
1977 | 9 | 11 | 0 | 0 | 0 | 0 | 0 | 0 | 0 | 0 | 0 | 0 | 0 | 0 | 0
1977 | 9 | 12 | 0 | 0 | 0 | 0 | 0 | 0 | 0 | 0 | 0 | 0 | 0 | 0 | 0
1977 | 9 | 13 | 0 | 0 | 0 | 0 | 0 | 0 | 0 | 0 | 0 | 0 | 0 | 0 | 0
1977 | 9 | 14 | 0 | 0 | 0 | 0 | 0 | 0 | 0 | 0 | 0 | 0 | 0 | 0 | 0
1977 | 9 | 15 | 0 | 0 | 0 | 0 | 0 | 0 | 0 | 0 | 0 | 0 | 0 | 0 | 0
1977 | 9 | 16 | 0.08 | 0.08 | 0.03 | 0 | 0.08 | 0.03 | 0 | 0 | 0 | 0 | 0 | 0 | 0
1977 | 9 | 17 | 0.03 | 0.03 | 0 | 0 | 0.03 | 0 | 0 | 0 | 0 | 0 | 0 | 0 | 0
1977 | 9 | 18 | 0 | 0 | 0 | 0 | 0 | 0 | 0 | 0 | 0 | 0 | 0 | 0 | 0
1977 | 9 | 19 | 0 | 0 | 0 | 0 | 0 | 0 | 0 | 0 | 0 | 0 | 0 | 0 | 0
1977 | 9 | 20 | 0 | 0 | 0 | 0 | 0 | 0 | 0 | 0 | 0 | 0 | 0 | 0 | 0
1977 | 9 | 21 | 0 | 0 | 0 | 0 | 0 | 0 | 0 | 0 | 0 | 0 | 0 | 0 | 0
1977 | 9 | 22 | 0 | 0 | 0 | 0 | 0 | 0 | 0 | 0 | 0 | 0 | 0 | 0 | 0
1977 | 9 | 23 | 0 | 0 | 0 | 0 | 0 | 0 | 0 | 0 | 0 | 0 | 0 | 0 | 0
1977 | 9 | 24 | 0 | 0 | 0 | 0 | 0 | 0 | 0 | 0 | 0 | 0 | 0 | 0 | 0
1977 | 9 | 25 | 0 | 0 | 0 | 0 | 0 | 0 | 0 | 0 | 0 | 0 | 0 | 0 | 0
1977 | 9 | 26 | 0.03 | 0.03 | 0 | 0 | 0.03 | 0 | 0 | 0 | 0 | 0 | 0 | 0 | 0
1977 | 9 | 27 | 0.04 | 0.04 | 0 | 0 | 0.04 | 0 | 0 | 0 | 0 | 0 | 0 | 0 | 0
1977 | 9 | 28 | 0 | 0 | 0 | 0 | 0 | 0 | 0 | 0 | 0 | 0 | 0 | 0 | 0
1977 | 9 | 29 | 0 | 0 | 0 | 0 | 0 | 0 | 0 | 0 | 0 | 0 | 0 | 0 | 0
1977 | 9 | 30 | 0 | 0 | 0 | 0 | 0 | 0 | 0 | 0 | 0 | 0 | 0 | 0 | 0
1977 | 10 | 1 | 0.01 | 0.01 | 0 | 0 | 0.01 | 0 | 0 | 0 | 0 | 0 | 0 | 0 | 0
1977 | 10 | 2 | 0.03 | 0.03 | 0 | 0 | 0.03 | 0 | 0 | 0 | 0 | 0 | 0 | 0 | 0
1977 | 10 | 3 | 0 | 0 | 0 | 0 | 0 | 0 | 0 | 0 | 0 | 0 | 0 | 0 | 0
1977 | 10 | 4 | 0 | 0 | 0 | 0 | 0 | 0 | 0 | 0 | 0 | 0 | 0 | 0 | 0
1977 | 10 | 5 | 0 | 0 | 0 | 0 | 0 | 0 | 0 | 0 | 0 | 0 | 0 | 0 | 0
1977 | 10 | 6 | 0 | 0 | 0 | 0 | 0 | 0 | 0 | 0 | 0 | 0 | 0 | 0 | 0
1977 | 10 | 7 | 0 | 0 | 0 | 0 | 0 | 0 | 0 | 0 | 0 | 0 | 0 | 0 | 0
1977 | 10 | 8 | 0.05 | 0.05 | 0 | 0 | 0.05 | 0 | 0 | 0 | 0 | 0 | 0 | 0 | 0
1977 | 10 | 9 | 1.02 | 1 | 0.95 | 0 | 1 | 0.95 | 0 | 0 | 0 | 0 | 0 | 0 | 0
1977 | 10 | 10 | 0 | 0 | 0 | 0 | 0 | 0 | 0 | 0 | 0 | 0 | 0 | 0 | 0
1977 | 10 | 11 | 0 | 0 | 0 | 0 | 0 | 0 | 0 | 0 | 0 | 0 | 0 | 0 | 0
1977 | 10 | 12 | 0 | 0 | 0 | 0 | 0 | 0 | 0 | 0 | 0 | 0 | 0 | 0 | 0
1977 | 10 | 13 | 0 | 0 | 0 | 0 | 0 | 0 | 0 | 0 | 0 | 0 | 0 | 0 | 0
1977 | 10 | 14 | 1.43 | 1 | 0.95 | 0 | 1 | 0.95 | 0 | 0 | 0 | 0 | 0 | 0 | 0
1977 | 10 | 15 | 0.02 | 0.02 | 0 | 0 | 0.02 | 0 | 0 | 0 | 0 | 0 | 0 | 0 | 0
1977 | 10 | 16 | 0.68 | 0.68 | 0.63 | 0 | 0.68 | 0.63 | 0 | 0 | 0 | 0 | 0 | 0 | 0
1977 | 10 | 17 | 0.09 | 0.09 | 0.04 | 0 | 0.09 | 0.04 | 0 | 0 | 0 | 0 | 0 | 0 | 0
1977 | 10 | 18 | 0 | 0 | 0 | 0 | 0 | 0 | 0 | 0 | 0 | 0 | 0 | 0 | 0
1977 | 10 | 19 | 0.05 | 0.05 | 0 | 0 | 0.05 | 0 | 0 | 0 | 0 | 0 | 0 | 0 | 0
1977 | 10 | 20 | 0 | 0 | 0 | 0 | 0 | 0 | 0 | 0 | 0 | 0 | 0 | 0 | 0
1977 | 10 | 21 | 0 | 0 | 0 | 0 | 0 | 0 | 0 | 0 | 0 | 0 | 0 | 0 | 0
1977 | 10 | 22 | 0 | 0 | 0 | 0 | 0 | 0 | 0 | 0 | 0 | 0 | 0 | 0 | 0
1977 | 10 | 23 | 0 | 0 | 0 | 0 | 0 | 0 | 0 | 0 | 0 | 0 | 0 | 0 | 0
1977 | 10 | 24 | 0 | 0 | 0 | 0 | 0 | 0 | 0 | 0 | 0 | 0 | 0 | 0 | 0
1977 | 10 | 25 | 0 | 0 | 0 | 0 | 0 | 0 | 0 | 0 | 0 | 0 | 0 | 0 | 0
1977 | 10 | 26 | 1.95 | 1 | 0.95 | 0 | 1 | 0.95 | 0 | 0 | 0 | 0 | 0 | 0 | 0
1977 | 10 | 27 | 0.02 | 0.02 | 0 | 0 | 0.02 | 0 | 0 | 0 | 0 | 0 | 0 | 0 | 0
1977 | 10 | 28 | 0 | 0 | 0 | 0 | 0 | 0 | 0 | 0 | 0 | 0 | 0 | 0 | 0
1977 | 10 | 29 | 0 | 0 | 0 | 0 | 0 | 0 | 0 | 0 | 0 | 0 | 0 | 0 | 0
1977 | 10 | 30 | 0 | 0 | 0 | 0 | 0 | 0 | 0 | 0 | 0 | 0 | 0 | 0 | 0
1977 | 10 | 31 | 0 | 0 | 0 | 0 | 0 | 0 | 0 | 0 | 0 | 0 | 0 | 0 | 0
1977 | 11 | 1 | 0.01 | 0.01 | 0 | 0 | 0.01 | 0 | 0 | 0 | 0 | 0 | 0 | 0 | 0
1977 | 11 | 2 | 0.02 | 0.02 | 0 | 0 | 0.02 | 0 | 0 | 0 | 0 | 0 | 0 | 0 | 0
1977 | 11 | 3 | 0.64 | 0.64 | 0.59 | 0 | 0.64 | 0.59 | 0 | 0 | 0 | 0 | 0 | 0 | 0
1977 | 11 | 4 | 0.01 | 0.01 | 0 | 0 | 0.01 | 0 | 0 | 0 | 0 | 0 | 0 | 0 | 0
1977 | 11 | 5 | 0.02 | 0.02 | 0 | 0 | 0.02 | 0 | 0 | 0 | 0 | 0 | 0 | 0 | 0
1977 | 11 | 6 | 0.92 | 0.92 | 0.87 | 0 | 0.92 | 0.87 | 0 | 0 | 0 | 0 | 0 | 0 | 0
1977 | 11 | 7 | 0.36 | 0.36 | 0.31 | 0 | 0.36 | 0.31 | 0 | 0 | 0 | 0 | 0 | 0 | 0
1977 | 11 | 8 | 0 | 0 | 0 | 0 | 0 | 0 | 0 | 0 | 0 | 0 | 0 | 0 | 0
1977 | 11 | 9 | 0 | 0 | 0 | 0 | 0 | 0 | 0 | 0 | 0 | 0 | 0 | 0 | 0
1977 | 11 | 10 | 0.24 | 0.24 | 0.19 | 0 | 0.24 | 0.19 | 0 | 0 | 0 | 0 | 0 | 0 | 0
1977 | 11 | 11 | 0 | 0 | 0 | 0 | 0 | 0 | 0 | 0 | 0 | 0 | 0 | 0 | 0
1977 | 11 | 12 | 0 | 0 | 0 | 0 | 0 | 0 | 0 | 0 | 0 | 0 | 0 | 0 | 0
1977 | 11 | 13 | 0 | 0 | 0 | 0 | 0 | 0 | 0 | 0 | 0 | 0 | 0 | 0 | 0
1977 | 11 | 14 | 0 | 0 | 0 | 0 | 0 | 0 | 0 | 0 | 0 | 0 | 0 | 0 | 0
1977 | 11 | 15 | 0 | 0 | 0 | 0 | 0 | 0 | 0 | 0 | 0 | 0 | 0 | 0 | 0
1977 | 11 | 16 | 0.09 | 0.09 | 0.04 | 0 | 0.09 | 0.04 | 0 | 0 | 0 | 0 | 0 | 0 | 0
1977 | 11 | 17 | 0.22 | 0.22 | 0.17 | 0 | 0.22 | 0.17 | 0 | 0 | 0 | 0 | 0 | 0 | 0
1977 | 11 | 18 | 0 | 0 | 0 | 0 | 0 | 0 | 0 | 0 | 0 | 0 | 0 | 0 | 0
1977 | 11 | 19 | 0 | 0 | 0 | 0 | 0 | 0 | 0 | 0 | 0 | 0 | 0 | 0 | 0
1977 | 11 | 20 | 0 | 0 | 0 | 0 | 0 | 0 | 0 | 0 | 0 | 0 | 0 | 0 | 0
1977 | 11 | 21 | 0.04 | 0.04 | 0 | 0 | 0.04 | 0 | 0 | 0 | 0 | 0 | 0 | 0 | 0
1977 | 11 | 22 | 0.43 | 0.43 | 0.38 | 0 | 0.43 | 0.38 | 0 | 0 | 0 | 0 | 0 | 0 | 0
1977 | 11 | 23 | 0.29 | 0.29 | 0.24 | 0 | 0.29 | 0.24 | 0 | 0 | 0 | 0 | 0 | 0 | 0
1977 | 11 | 24 | 0.01 | 0.01 | 0 | 0 | 0.01 | 0 | 0 | 0 | 0 | 0 | 0 | 0 | 0
1977 | 11 | 25 | 0.57 | 0.57 | 0.52 | 0 | 0.57 | 0.52 | 0 | 0 | 0 | 0 | 0 | 0 | 0
1977 | 11 | 26 | 0.06 | 0.06 | 0.01 | 0 | 0.06 | 0.01 | 0 | 0 | 0 | 0 | 0 | 0 | 0
1977 | 11 | 27 | 0 | 0 | 0 | 0 | 0 | 0 | 0 | 0 | 0 | 0 | 0 | 0 | 0
1977 | 11 | 28 | 0 | 0 | 0 | 0 | 0 | 0 | 0 | 0 | 0 | 0 | 0 | 0 | 0
1977 | 11 | 29 | 0.24 | 0.24 | 0.19 | 0 | 0.24 | 0.19 | 0 | 0 | 0 | 0 | 0 | 0 | 0
1977 | 11 | 30 | 0.64 | 0.64 | 0.59 | 0 | 0.64 | 0.59 | 0 | 0 | 0 | 0 | 0 | 0 | 0
1977 | 12 | 1 | 0.09 | 0.09 | 0.04 | 0 | 0.09 | 0.04 | 0 | 0 | 0 | 0 | 0 | 0 | 0
1977 | 12 | 2 | 0 | 0 | 0 | 0 | 0 | 0 | 0 | 0 | 0 | 0 | 0 | 0 | 0
1977 | 12 | 3 | 0 | 0 | 0 | 0 | 0 | 0 | 0 | 0 | 0 | 0 | 0 | 0 | 0
1977 | 12 | 4 | 0 | 0 | 0 | 0 | 0 | 0 | 0 | 0 | 0 | 0 | 0 | 0 | 0
1977 | 12 | 5 | 0.28 | 0.28 | 0.23 | 0 | 0.28 | 0.23 | 0 | 0 | 0 | 0 | 0 | 0 | 0
1977 | 12 | 6 | 0.02 | 0.02 | 0 | 0 | 0.02 | 0 | 0 | 0 | 0 | 0 | 0 | 0 | 0
1977 | 12 | 7 | 0 | 0 | 0 | 0 | 0 | 0 | 0 | 0 | 0 | 0 | 0 | 0 | 0
1977 | 12 | 8 | 0 | 0 | 0 | 0 | 0 | 0 | 0 | 0 | 0 | 0 | 0 | 0 | 0
1977 | 12 | 9 | 0.04 | 0.04 | 0 | 0 | 0.04 | 0 | 0 | 0 | 0 | 0 | 0 | 0 | 0
1977 | 12 | 10 | 0 | 0 | 0 | 0 | 0 | 0 | 0 | 0 | 0 | 0 | 0 | 0 | 0
1977 | 12 | 11 | 0 | 0 | 0 | 0 | 0 | 0 | 0 | 0 | 0 | 0 | 0 | 0 | 0
1977 | 12 | 12 | 0 | 0 | 0 | 0 | 0 | 0 | 0 | 0 | 0 | 0 | 0 | 0 | 0
1977 | 12 | 13 | 0 | 0 | 0 | 0 | 0 | 0 | 0 | 0 | 0 | 0 | 0 | 0 | 0
1977 | 12 | 14 | 0.48 | 0.48 | 0.43 | 0 | 0.48 | 0.43 | 0 | 0 | 0 | 0 | 0 | 0 | 0
1977 | 12 | 15 | 0 | 0 | 0 | 0 | 0 | 0 | 0 | 0 | 0 | 0 | 0 | 0 | 0
1977 | 12 | 16 | 0 | 0 | 0 | 0 | 0 | 0 | 0 | 0 | 0 | 0 | 0 | 0 | 0
1977 | 12 | 17 | 0.08 | 0.08 | 0.03 | 0 | 0.08 | 0.03 | 0 | 0 | 0 | 0 | 0 | 0 | 0
1977 | 12 | 18 | 2.81 | 1 | 0.95 | 0 | 1 | 0.95 | 0 | 0 | 0 | 0 | 0 | 0 | 0
1977 | 12 | 19 | 0.32 | 0.32 | 0.27 | 0 | 0.32 | 0.27 | 0 | 0 | 0 | 0 | 0 | 0 | 0
1977 | 12 | 20 | 0.18 | 0.18 | 0.13 | 0 | 0.18 | 0.13 | 0 | 0 | 0 | 0 | 0 | 0 | 0
1977 | 12 | 21 | 0.26 | 0.26 | 0.21 | 0 | 0.26 | 0.21 | 0 | 0 | 0 | 0 | 0 | 0 | 0
1977 | 12 | 22 | 0 | 0 | 0 | 0 | 0 | 0 | 0 | 0 | 0 | 0 | 0 | 0 | 0
1977 | 12 | 23 | 0 | 0 | 0 | 0 | 0 | 0 | 0 | 0 | 0 | 0 | 0 | 0 | 0
1977 | 12 | 24 | 0 | 0 | 0 | 0 | 0 | 0 | 0 | 0 | 0 | 0 | 0 | 0 | 0
1977 | 12 | 25 | 0.07 | 0.07 | 0.02 | 0 | 0.07 | 0.02 | 0 | 0 | 0 | 0 | 0 | 0 | 0
1977 | 12 | 26 | 0 | 0 | 0 | 0 | 0 | 0 | 0 | 0 | 0 | 0 | 0 | 0 | 0
1977 | 12 | 27 | 0 | 0 | 0 | 0 | 0 | 0 | 0 | 0 | 0 | 0 | 0 | 0 | 0
1977 | 12 | 28 | 0 | 0 | 0 | 0 | 0 | 0 | 0 | 0 | 0 | 0 | 0 | 0 | 0
1977 | 12 | 29 | 0 | 0 | 0 | 0 | 0 | 0 | 0 | 0 | 0 | 0 | 0 | 0 | 0
1977 | 12 | 30 | 0.2 | 0.2 | 0.15 | 0 | 0.2 | 0.15 | 0 | 0 | 0 | 0 | 0 | 0 | 0
1977 | 12 | 31 | 0.03 | 0.03 | 0 | 0 | 0.03 | 0 | 0 | 0 | 0 | 0 | 0 | 0 | 0
1978 | 1 | 1 | 0.02 | 0.02 | 0 | 0 | 0.02 | 0 | 0 | 0 | 0 | 0 | 0 | 0 | 0
1978 | 1 | 2 | 0 | 0 | 0 | 0 | 0 | 0 | 0 | 0 | 0 | 0 | 0 | 0 | 0
1978 | 1 | 3 | 0 | 0 | 0 | 0 | 0 | 0 | 0 | 0 | 0 | 0 | 0 | 0 | 0
1978 | 1 | 4 | 0 | 0 | 0 | 0 | 0 | 0 | 0 | 0 | 0 | 0 | 0 | 0 | 0
1978 | 1 | 5 | 0 | 0 | 0 | 0 | 0 | 0 | 0 | 0 | 0 | 0 | 0 | 0 | 0
1978 | 1 | 6 | 0 | 0 | 0 | 0 | 0 | 0 | 0 | 0 | 0 | 0 | 0 | 0 | 0
1978 | 1 | 7 | 0 | 0 | 0 | 0 | 0 | 0 | 0 | 0 | 0 | 0 | 0 | 0 | 0
1978 | 1 | 8 | 0.83 | 0.83 | 0.78 | 0 | 0.83 | 0.78 | 0 | 0 | 0 | 0 | 0 | 0 | 0
1978 | 1 | 9 | 0.91 | 0.91 | 0.86 | 0 | 0.91 | 0.86 | 0 | 0 | 0 | 0 | 0 | 0 | 0
1978 | 1 | 10 | 0 | 0 | 0 | 0 | 0 | 0 | 0 | 0 | 0 | 0 | 0 | 0 | 0
1978 | 1 | 11 | 0 | 0 | 0 | 0 | 0 | 0 | 0 | 0 | 0 | 0 | 0 | 0 | 0
1978 | 1 | 12 | 0 | 0 | 0 | 0 | 0 | 0 | 0 | 0 | 0 | 0 | 0 | 0 | 0
1978 | 1 | 13 | 1.13 | 1 | 0.95 | 0 | 1 | 0.95 | 0 | 0 | 0 | 0 | 0 | 0 | 0
1978 | 1 | 14 | 0.1 | 0.1 | 0.05 | 0 | 0.1 | 0.05 | 0 | 0 | 0 | 0 | 0 | 0 | 0
1978 | 1 | 15 | 0.01 | 0.01 | 0 | 0 | 0.01 | 0 | 0 | 0 | 0 | 0 | 0 | 0 | 0
1978 | 1 | 16 | 0 | 0 | 0 | 0 | 0 | 0 | 0 | 0 | 0 | 0 | 0 | 0 | 0
1978 | 1 | 17 | 1.03 | 1 | 0.95 | 0 | 1 | 0.95 | 0 | 0 | 0 | 0 | 0 | 0 | 0
1978 | 1 | 18 | 0 | 0 | 0 | 0 | 0 | 0 | 0 | 0 | 0 | 0 | 0 | 0 | 0
1978 | 1 | 19 | 0.29 | 0.29 | 0.24 | 0 | 0.29 | 0.24 | 0 | 0 | 0 | 0 | 0 | 0 | 0
1978 | 1 | 20 | 0.48 | 0.48 | 0.43 | 0 | 0.48 | 0.43 | 0 | 0 | 0 | 0 | 0 | 0 | 0
1978 | 1 | 21 | 0 | 0 | 0 | 0 | 0 | 0 | 0 | 0 | 0 | 0 | 0 | 0 | 0
1978 | 1 | 22 | 0 | 0 | 0 | 0 | 0 | 0 | 0 | 0 | 0 | 0 | 0 | 0 | 0
1978 | 1 | 23 | 0 | 0 | 0 | 0 | 0 | 0 | 0 | 0 | 0 | 0 | 0 | 0 | 0
1978 | 1 | 24 | 0.03 | 0.03 | 0 | 0 | 0.03 | 0 | 0 | 0 | 0 | 0 | 0 | 0 | 0
1978 | 1 | 25 | 1.66 | 1 | 0.95 | 0 | 1 | 0.95 | 0 | 0 | 0 | 0 | 0 | 0 | 0
1978 | 1 | 26 | 0.62 | 0.62 | 0.57 | 0 | 0.62 | 0.57 | 0 | 0 | 0 | 0 | 0 | 0 | 0
1978 | 1 | 27 | 0 | 0 | 0 | 0 | 0 | 0 | 0 | 0 | 0 | 0 | 0 | 0 | 0
1978 | 1 | 28 | 0 | 0 | 0 | 0 | 0 | 0 | 0 | 0 | 0 | 0 | 0 | 0 | 0
1978 | 1 | 29 | 0 | 0 | 0 | 0 | 0 | 0 | 0 | 0 | 0 | 0 | 0 | 0 | 0
1978 | 1 | 30 | 0 | 0 | 0 | 0 | 0 | 0 | 0 | 0 | 0 | 0 | 0 | 0 | 0
1978 | 1 | 31 | 0 | 0 | 0 | 0 | 0 | 0 | 0 | 0 | 0 | 0 | 0 | 0 | 0
1978 | 2 | 1 | 0 | 0 | 0 | 0 | 0 | 0 | 0 | 0 | 0 | 0 | 0 | 0 | 0
1978 | 2 | 2 | 0.04 | 0.04 | 0 | 0 | 0.04 | 0 | 0 | 0 | 0 | 0 | 0 | 0 | 0
1978 | 2 | 3 | 0 | 0 | 0 | 0 | 0 | 0 | 0 | 0 | 0 | 0 | 0 | 0 | 0
1978 | 2 | 4 | 0 | 0 | 0 | 0 | 0 | 0 | 0 | 0 | 0 | 0 | 0 | 0 | 0
1978 | 2 | 5 | 0.06 | 0.06 | 0.01 | 0 | 0.06 | 0.01 | 0 | 0 | 0 | 0 | 0 | 0 | 0
1978 | 2 | 6 | 0.14 | 0.14 | 0.09 | 0 | 0.14 | 0.09 | 0 | 0 | 0 | 0 | 0 | 0 | 0
1978 | 2 | 7 | 0 | 0 | 0 | 0 | 0 | 0 | 0 | 0 | 0 | 0 | 0 | 0 | 0
1978 | 2 | 8 | 0 | 0 | 0 | 0 | 0 | 0 | 0 | 0 | 0 | 0 | 0 | 0 | 0
1978 | 2 | 9 | 0 | 0 | 0 | 0 | 0 | 0 | 0 | 0 | 0 | 0 | 0 | 0 | 0
1978 | 2 | 10 | 0 | 0 | 0 | 0 | 0 | 0 | 0 | 0 | 0 | 0 | 0 | 0 | 0
1978 | 2 | 11 | 0 | 0 | 0 | 0 | 0 | 0 | 0 | 0 | 0 | 0 | 0 | 0 | 0
1978 | 2 | 12 | 0 | 0 | 0 | 0 | 0 | 0 | 0 | 0 | 0 | 0 | 0 | 0 | 0
1978 | 2 | 13 | 0.17 | 0.17 | 0.12 | 0 | 0.17 | 0.12 | 0 | 0 | 0 | 0 | 0 | 0 | 0
1978 | 2 | 14 | 0 | 0 | 0 | 0 | 0 | 0 | 0 | 0 | 0 | 0 | 0 | 0 | 0
1978 | 2 | 15 | 0 | 0 | 0 | 0 | 0 | 0 | 0 | 0 | 0 | 0 | 0 | 0 | 0
1978 | 2 | 16 | 0.01 | 0.01 | 0 | 0 | 0.01 | 0 | 0 | 0 | 0 | 0 | 0 | 0 | 0
1978 | 2 | 17 | 0 | 0 | 0 | 0 | 0 | 0 | 0 | 0 | 0 | 0 | 0 | 0 | 0
1978 | 2 | 18 | 0 | 0 | 0 | 0 | 0 | 0 | 0 | 0 | 0 | 0 | 0 | 0 | 0
1978 | 2 | 19 | 0 | 0 | 0 | 0 | 0 | 0 | 0 | 0 | 0 | 0 | 0 | 0 | 0
1978 | 2 | 20 | 0 | 0 | 0 | 0 | 0 | 0 | 0 | 0 | 0 | 0 | 0 | 0 | 0
1978 | 2 | 21 | 0 | 0 | 0 | 0 | 0 | 0 | 0 | 0 | 0 | 0 | 0 | 0 | 0
1978 | 2 | 22 | 0 | 0 | 0 | 0 | 0 | 0 | 0 | 0 | 0 | 0 | 0 | 0 | 0
1978 | 2 | 23 | 0 | 0 | 0 | 0 | 0 | 0 | 0 | 0 | 0 | 0 | 0 | 0 | 0
1978 | 2 | 24 | 0 | 0 | 0 | 0 | 0 | 0 | 0 | 0 | 0 | 0 | 0 | 0 | 0
1978 | 2 | 25 | 0 | 0 | 0 | 0 | 0 | 0 | 0 | 0 | 0 | 0 | 0 | 0 | 0
1978 | 2 | 26 | 0 | 0 | 0 | 0 | 0 | 0 | 0 | 0 | 0 | 0 | 0 | 0 | 0
1978 | 2 | 27 | 0 | 0 | 0 | 0 | 0 | 0 | 0 | 0 | 0 | 0 | 0 | 0 | 0
1978 | 2 | 28 | 0 | 0 | 0 | 0 | 0 | 0 | 0 | 0 | 0 | 0 | 0 | 0 | 0
1978 | 3 | 1 | 0.08 | 0.08 | 0.03 | 0 | 0.08 | 0.03 | 0 | 0 | 0 | 0 | 0 | 0 | 0
1978 | 3 | 2 | 0 | 0 | 0 | 0 | 0 | 0 | 0 | 0 | 0 | 0 | 0 | 0 | 0
1978 | 3 | 3 | 0.42 | 0.42 | 0.37 | 0 | 0.42 | 0.37 | 0 | 0 | 0 | 0 | 0 | 0 | 0
1978 | 3 | 4 | 0 | 0 | 0 | 0 | 0 | 0 | 0 | 0 | 0 | 0 | 0 | 0 | 0
1978 | 3 | 5 | 0 | 0 | 0 | 0 | 0 | 0 | 0 | 0 | 0 | 0 | 0 | 0 | 0
1978 | 3 | 6 | 0 | 0 | 0 | 0 | 0 | 0 | 0 | 0 | 0 | 0 | 0 | 0 | 0
1978 | 3 | 7 | 0 | 0 | 0 | 0 | 0 | 0 | 0 | 0 | 0 | 0 | 0 | 0 | 0
1978 | 3 | 8 | 0.28 | 0.28 | 0.23 | 0 | 0.28 | 0.23 | 0 | 0 | 0 | 0 | 0 | 0 | 0
1978 | 3 | 9 | 0 | 0 | 0 | 0 | 0 | 0 | 0 | 0 | 0 | 0 | 0 | 0 | 0
1978 | 3 | 10 | 0.45 | 0.45 | 0.4 | 0 | 0.45 | 0.4 | 0 | 0 | 0 | 0 | 0 | 0 | 0
1978 | 3 | 11 | 0 | 0 | 0 | 0 | 0 | 0 | 0 | 0 | 0 | 0 | 0 | 0 | 0
1978 | 3 | 12 | 0 | 0 | 0 | 0 | 0 | 0 | 0 | 0 | 0 | 0 | 0 | 0 | 0
1978 | 3 | 13 | 0 | 0 | 0 | 0 | 0 | 0 | 0 | 0 | 0 | 0 | 0 | 0 | 0
1978 | 3 | 14 | 0.17 | 0.17 | 0.12 | 0 | 0.17 | 0.12 | 0 | 0 | 0 | 0 | 0 | 0 | 0
1978 | 3 | 15 | 0 | 0 | 0 | 0 | 0 | 0 | 0 | 0 | 0 | 0 | 0 | 0 | 0
1978 | 3 | 16 | 0.15 | 0.15 | 0.1 | 0 | 0.15 | 0.1 | 0 | 0 | 0 | 0 | 0 | 0 | 0
1978 | 3 | 17 | 0 | 0 | 0 | 0 | 0 | 0 | 0 | 0 | 0 | 0 | 0 | 0 | 0
1978 | 3 | 18 | 0 | 0 | 0 | 0 | 0 | 0 | 0 | 0 | 0 | 0 | 0 | 0 | 0
1978 | 3 | 19 | 0 | 0 | 0 | 0 | 0 | 0 | 0 | 0 | 0 | 0 | 0 | 0 | 0
1978 | 3 | 20 | 0 | 0 | 0 | 0 | 0 | 0 | 0 | 0 | 0 | 0 | 0 | 0 | 0
1978 | 3 | 21 | 0.09 | 0.09 | 0.04 | 0 | 0.09 | 0.04 | 0 | 0 | 0 | 0 | 0 | 0 | 0
1978 | 3 | 22 | 0 | 0 | 0 | 0 | 0 | 0 | 0 | 0 | 0 | 0 | 0 | 0 | 0
1978 | 3 | 23 | 0 | 0 | 0 | 0 | 0 | 0 | 0 | 0 | 0 | 0 | 0 | 0 | 0
1978 | 3 | 24 | 0 | 0 | 0 | 0 | 0 | 0 | 0 | 0 | 0 | 0 | 0 | 0 | 0
1978 | 3 | 25 | 0.27 | 0.27 | 0.22 | 0 | 0.27 | 0.22 | 0 | 0 | 0 | 0 | 0 | 0 | 0
1978 | 3 | 26 | 2.16 | 1 | 0.95 | 0 | 1 | 0.95 | 0 | 0 | 0 | 0 | 0 | 0 | 0
1978 | 3 | 27 | 0.41 | 0.41 | 0.36 | 0 | 0.41 | 0.36 | 0 | 0 | 0 | 0 | 0 | 0 | 0
1978 | 3 | 28 | 0 | 0 | 0 | 0 | 0 | 0 | 0 | 0 | 0 | 0 | 0 | 0 | 0
1978 | 3 | 29 | 0 | 0 | 0 | 0 | 0 | 0 | 0 | 0 | 0 | 0 | 0 | 0 | 0
1978 | 3 | 30 | 0 | 0 | 0 | 0 | 0 | 0 | 0 | 0 | 0 | 0 | 0 | 0 | 0
1978 | 3 | 31 | 0 | 0 | 0 | 0 | 0 | 0 | 0 | 0 | 0 | 0 | 0 | 0 | 0
1978 | 4 | 1 | 0 | 0 | 0 | 0 | 0 | 0 | 0 | 0 | 0 | 0 | 0 | 0 | 0
1978 | 4 | 2 | 0 | 0 | 0 | 0 | 0 | 0 | 0 | 0 | 0 | 0 | 0 | 0 | 0
1978 | 4 | 3 | 0.02 | 0.02 | 0 | 0 | 0.02 | 0 | 0 | 0 | 0 | 0 | 0 | 0 | 0
1978 | 4 | 4 | 0 | 0 | 0 | 0 | 0 | 0 | 0 | 0 | 0 | 0 | 0 | 0 | 0
1978 | 4 | 5 | 0 | 0 | 0 | 0 | 0 | 0 | 0 | 0 | 0 | 0 | 0 | 0 | 0
1978 | 4 | 6 | 0.02 | 0.02 | 0 | 0 | 0.02 | 0 | 0 | 0 | 0 | 0 | 0 | 0 | 0
1978 | 4 | 7 | 0.08 | 0.08 | 0.03 | 0 | 0.08 | 0.03 | 0 | 0 | 0 | 0 | 0 | 0 | 0
1978 | 4 | 8 | 0 | 0 | 0 | 0 | 0 | 0 | 0 | 0 | 0 | 0 | 0 | 0 | 0
1978 | 4 | 9 | 0 | 0 | 0 | 0 | 0 | 0 | 0 | 0 | 0 | 0 | 0 | 0 | 0
1978 | 4 | 10 | 0 | 0 | 0 | 0 | 0 | 0 | 0 | 0 | 0 | 0 | 0 | 0 | 0
1978 | 4 | 11 | 0.1 | 0.1 | 0.05 | 0 | 0.1 | 0.05 | 0 | 0 | 0 | 0 | 0 | 0 | 0
1978 | 4 | 12 | 0 | 0 | 0 | 0 | 0 | 0 | 0 | 0 | 0 | 0 | 0 | 0 | 0
1978 | 4 | 13 | 0 | 0 | 0 | 0 | 0 | 0 | 0 | 0 | 0 | 0 | 0 | 0 | 0
1978 | 4 | 14 | 0 | 0 | 0 | 0 | 0 | 0 | 0 | 0 | 0 | 0 | 0 | 0 | 0
1978 | 4 | 15 | 0 | 0 | 0 | 0 | 0 | 0 | 0 | 0 | 0 | 0 | 0 | 0 | 0
1978 | 4 | 16 | 0 | 0 | 0 | 0 | 0 | 0 | 0 | 0 | 0 | 0 | 0 | 0 | 0
1978 | 4 | 17 | 0 | 0 | 0 | 0 | 0 | 0 | 0 | 0 | 0 | 0 | 0 | 0 | 0
1978 | 4 | 18 | 0.38 | 0.38 | 0.33 | 0 | 0.38 | 0.33 | 0 | 0 | 0 | 0 | 0 | 0 | 0
1978 | 4 | 19 | 0.48 | 0.48 | 0.43 | 0 | 0.48 | 0.43 | 0 | 0 | 0 | 0 | 0 | 0 | 0
1978 | 4 | 20 | 0 | 0 | 0 | 0 | 0 | 0 | 0 | 0 | 0 | 0 | 0 | 0 | 0
1978 | 4 | 21 | 0 | 0 | 0 | 0 | 0 | 0 | 0 | 0 | 0 | 0 | 0 | 0 | 0
1978 | 4 | 22 | 0 | 0 | 0 | 0 | 0 | 0 | 0 | 0 | 0 | 0 | 0 | 0 | 0
1978 | 4 | 23 | 0 | 0 | 0 | 0 | 0 | 0 | 0 | 0 | 0 | 0 | 0 | 0 | 0
1978 | 4 | 24 | 0 | 0 | 0 | 0 | 0 | 0 | 0 | 0 | 0 | 0 | 0 | 0 | 0
1978 | 4 | 25 | 0.07 | 0.07 | 0.02 | 0 | 0.07 | 0.02 | 0 | 0 | 0 | 0 | 0 | 0 | 0
1978 | 4 | 26 | 0.23 | 0.23 | 0.18 | 0 | 0.23 | 0.18 | 0 | 0 | 0 | 0 | 0 | 0 | 0
1978 | 4 | 27 | 0 | 0 | 0 | 0 | 0 | 0 | 0 | 0 | 0 | 0 | 0 | 0 | 0
1978 | 4 | 28 | 0 | 0 | 0 | 0 | 0 | 0 | 0 | 0 | 0 | 0 | 0 | 0 | 0
1978 | 4 | 29 | 0 | 0 | 0 | 0 | 0 | 0 | 0 | 0 | 0 | 0 | 0 | 0 | 0
1978 | 4 | 30 | 0 | 0 | 0 | 0 | 0 | 0 | 0 | 0 | 0 | 0 | 0 | 0 | 0
1978 | 5 | 1 | 0 | 0 | 0 | 0 | 0 | 0 | 0 | 0 | 0 | 0 | 0 | 0 | 0
1978 | 5 | 2 | 0 | 0 | 0 | 0 | 0 | 0 | 0 | 0 | 0 | 0 | 0 | 0 | 0
1978 | 5 | 3 | 0 | 0 | 0 | 0 | 0 | 0 | 0 | 0 | 0 | 0 | 0 | 0 | 0
1978 | 5 | 4 | 1.26 | 1 | 0.95 | 0 | 1 | 0.95 | 0 | 0 | 0 | 0 | 0 | 0 | 0
1978 | 5 | 5 | 0.06 | 0.06 | 0.01 | 0 | 0.06 | 0.01 | 0 | 0 | 0 | 0 | 0 | 0 | 0
1978 | 5 | 6 | 0.02 | 0.02 | 0 | 0 | 0.02 | 0 | 0 | 0 | 0 | 0 | 0 | 0 | 0
1978 | 5 | 7 | 0 | 0 | 0 | 0 | 0 | 0 | 0 | 0 | 0 | 0 | 0 | 0 | 0
1978 | 5 | 8 | 0.53 | 0.53 | 0.48 | 0 | 0.53 | 0.48 | 0 | 0 | 0 | 0 | 0 | 0 | 0
1978 | 5 | 9 | 0.34 | 0.34 | 0.29 | 0 | 0.34 | 0.29 | 0 | 0 | 0 | 0 | 0 | 0 | 0
1978 | 5 | 10 | 0 | 0 | 0 | 0 | 0 | 0 | 0 | 0 | 0 | 0 | 0 | 0 | 0
1978 | 5 | 11 | 0 | 0 | 0 | 0 | 0 | 0 | 0 | 0 | 0 | 0 | 0 | 0 | 0
1978 | 5 | 12 | 0 | 0 | 0 | 0 | 0 | 0 | 0 | 0 | 0 | 0 | 0 | 0 | 0
1978 | 5 | 13 | 0.34 | 0.34 | 0.29 | 0 | 0.34 | 0.29 | 0 | 0 | 0 | 0 | 0 | 0 | 0
1978 | 5 | 14 | 0.56 | 0.56 | 0.51 | 0 | 0.56 | 0.51 | 0 | 0 | 0 | 0 | 0 | 0 | 0
1978 | 5 | 15 | 1.24 | 1 | 0.95 | 0 | 1 | 0.95 | 0 | 0 | 0 | 0 | 0 | 0 | 0
1978 | 5 | 16 | 0.55 | 0.55 | 0.5 | 0 | 0.55 | 0.5 | 0 | 0 | 0 | 0 | 0 | 0 | 0
1978 | 5 | 17 | 0 | 0 | 0 | 0 | 0 | 0 | 0 | 0 | 0 | 0 | 0 | 0 | 0
1978 | 5 | 18 | 0.02 | 0.02 | 0 | 0 | 0.02 | 0 | 0 | 0 | 0 | 0 | 0 | 0 | 0
1978 | 5 | 19 | 0 | 0 | 0 | 0 | 0 | 0 | 0 | 0 | 0 | 0 | 0 | 0 | 0
1978 | 5 | 20 | 0 | 0 | 0 | 0 | 0 | 0 | 0 | 0 | 0 | 0 | 0 | 0 | 0
1978 | 5 | 21 | 0 | 0 | 0 | 0 | 0 | 0 | 0 | 0 | 0 | 0 | 0 | 0 | 0
1978 | 5 | 22 | 0 | 0 | 0 | 0 | 0 | 0 | 0 | 0 | 0 | 0 | 0 | 0 | 0
1978 | 5 | 23 | 0.08 | 0.08 | 0.03 | 0 | 0.08 | 0.03 | 0 | 0 | 0 | 0 | 0 | 0 | 0
1978 | 5 | 24 | 0.13 | 0.13 | 0.08 | 0 | 0.13 | 0.08 | 0 | 0 | 0 | 0 | 0 | 0 | 0
1978 | 5 | 25 | 0 | 0 | 0 | 0 | 0 | 0 | 0 | 0 | 0 | 0 | 0 | 0 | 0
1978 | 5 | 26 | 0 | 0 | 0 | 0 | 0 | 0 | 0 | 0 | 0 | 0 | 0 | 0 | 0
1978 | 5 | 27 | 0 | 0 | 0 | 0 | 0 | 0 | 0 | 0 | 0 | 0 | 0 | 0 | 0
1978 | 5 | 28 | 0 | 0 | 0 | 0 | 0 | 0 | 0 | 0 | 0 | 0 | 0 | 0 | 0
1978 | 5 | 29 | 0 | 0 | 0 | 0 | 0 | 0 | 0 | 0 | 0 | 0 | 0 | 0 | 0
1978 | 5 | 30 | 0 | 0 | 0 | 0 | 0 | 0 | 0 | 0 | 0 | 0 | 0 | 0 | 0
1978 | 5 | 31 | 0 | 0 | 0 | 0 | 0 | 0 | 0 | 0 | 0 | 0 | 0 | 0 | 0
1978 | 6 | 1 | 0 | 0 | 0 | 0 | 0 | 0 | 0 | 0 | 0 | 0 | 0 | 0 | 0
1978 | 6 | 2 | 0 | 0 | 0 | 0 | 0 | 0 | 0 | 0 | 0 | 0 | 0 | 0 | 0
1978 | 6 | 3 | 0.1 | 0.1 | 0.05 | 0 | 0.1 | 0.05 | 0 | 0 | 0 | 0 | 0 | 0 | 0
1978 | 6 | 4 | 0 | 0 | 0 | 0 | 0 | 0 | 0 | 0 | 0 | 0 | 0 | 0 | 0
1978 | 6 | 5 | 0.02 | 0.02 | 0 | 0 | 0.02 | 0 | 0 | 0 | 0 | 0 | 0 | 0 | 0
1978 | 6 | 6 | 0 | 0 | 0 | 0 | 0 | 0 | 0 | 0 | 0 | 0 | 0 | 0 | 0
1978 | 6 | 7 | 0.12 | 0.12 | 0.07 | 0 | 0.12 | 0.07 | 0 | 0 | 0 | 0 | 0 | 0 | 0
1978 | 6 | 8 | 0.04 | 0.04 | 0 | 0 | 0.04 | 0 | 0 | 0 | 0 | 0 | 0 | 0 | 0
1978 | 6 | 9 | 0 | 0 | 0 | 0 | 0 | 0 | 0 | 0 | 0 | 0 | 0 | 0 | 0
1978 | 6 | 10 | 0 | 0 | 0 | 0 | 0 | 0 | 0 | 0 | 0 | 0 | 0 | 0 | 0
1978 | 6 | 11 | 0 | 0 | 0 | 0 | 0 | 0 | 0 | 0 | 0 | 0 | 0 | 0 | 0
1978 | 6 | 12 | 0 | 0 | 0 | 0 | 0 | 0 | 0 | 0 | 0 | 0 | 0 | 0 | 0
1978 | 6 | 13 | 0.4 | 0.4 | 0.35 | 0 | 0.4 | 0.35 | 0 | 0 | 0 | 0 | 0 | 0 | 0
1978 | 6 | 14 | 0 | 0 | 0 | 0 | 0 | 0 | 0 | 0 | 0 | 0 | 0 | 0 | 0
1978 | 6 | 15 | 0 | 0 | 0 | 0 | 0 | 0 | 0 | 0 | 0 | 0 | 0 | 0 | 0
1978 | 6 | 16 | 0 | 0 | 0 | 0 | 0 | 0 | 0 | 0 | 0 | 0 | 0 | 0 | 0
1978 | 6 | 17 | 0 | 0 | 0 | 0 | 0 | 0 | 0 | 0 | 0 | 0 | 0 | 0 | 0
1978 | 6 | 18 | 0 | 0 | 0 | 0 | 0 | 0 | 0 | 0 | 0 | 0 | 0 | 0 | 0
1978 | 6 | 19 | 0.1 | 0.1 | 0.05 | 0 | 0.1 | 0.05 | 0 | 0 | 0 | 0 | 0 | 0 | 0
1978 | 6 | 20 | 0 | 0 | 0 | 0 | 0 | 0 | 0 | 0 | 0 | 0 | 0 | 0 | 0
1978 | 6 | 21 | 0.52 | 0.52 | 0.47 | 0 | 0.52 | 0.47 | 0 | 0 | 0 | 0 | 0 | 0 | 0
1978 | 6 | 22 | 0 | 0 | 0 | 0 | 0 | 0 | 0 | 0 | 0 | 0 | 0 | 0 | 0
1978 | 6 | 23 | 0 | 0 | 0 | 0 | 0 | 0 | 0 | 0 | 0 | 0 | 0 | 0 | 0
1978 | 6 | 24 | 0 | 0 | 0 | 0 | 0 | 0 | 0 | 0 | 0 | 0 | 0 | 0 | 0
1978 | 6 | 25 | 0 | 0 | 0 | 0 | 0 | 0 | 0 | 0 | 0 | 0 | 0 | 0 | 0
1978 | 6 | 26 | 0.02 | 0.02 | 0 | 0 | 0.02 | 0 | 0 | 0 | 0 | 0 | 0 | 0 | 0
1978 | 6 | 27 | 0.71 | 0.71 | 0.66 | 0 | 0.71 | 0.66 | 0 | 0 | 0 | 0 | 0 | 0 | 0
1978 | 6 | 28 | 0.02 | 0.02 | 0 | 0 | 0.02 | 0 | 0 | 0 | 0 | 0 | 0 | 0 | 0
1978 | 6 | 29 | 0.38 | 0.38 | 0.33 | 0 | 0.38 | 0.33 | 0 | 0 | 0 | 0 | 0 | 0 | 0
1978 | 6 | 30 | 0 | 0 | 0 | 0 | 0 | 0 | 0 | 0 | 0 | 0 | 0 | 0 | 0
1978 | 7 | 1 | 0 | 0 | 0 | 0 | 0 | 0 | 0 | 0 | 0 | 0 | 0 | 0 | 0
1978 | 7 | 2 | 0.31 | 0.31 | 0.26 | 0 | 0.31 | 0.26 | 0 | 0 | 0 | 0 | 0 | 0 | 0
1978 | 7 | 3 | 1.72 | 1 | 0.95 | 0 | 1 | 0.95 | 0 | 0 | 0 | 0 | 0 | 0 | 0
1978 | 7 | 4 | 0 | 0 | 0 | 0 | 0 | 0 | 0 | 0 | 0 | 0 | 0 | 0 | 0
1978 | 7 | 5 | 0 | 0 | 0 | 0 | 0 | 0 | 0 | 0 | 0 | 0 | 0 | 0 | 0
1978 | 7 | 6 | 0 | 0 | 0 | 0 | 0 | 0 | 0 | 0 | 0 | 0 | 0 | 0 | 0
1978 | 7 | 7 | 0 | 0 | 0 | 0 | 0 | 0 | 0 | 0 | 0 | 0 | 0 | 0 | 0
1978 | 7 | 8 | 0.24 | 0.24 | 0.19 | 0 | 0.24 | 0.19 | 0 | 0 | 0 | 0 | 0 | 0 | 0
1978 | 7 | 9 | 0 | 0 | 0 | 0 | 0 | 0 | 0 | 0 | 0 | 0 | 0 | 0 | 0
1978 | 7 | 10 | 0.55 | 0.55 | 0.5 | 0 | 0.55 | 0.5 | 0 | 0 | 0 | 0 | 0 | 0 | 0
1978 | 7 | 11 | 0.02 | 0.02 | 0 | 0 | 0.02 | 0 | 0 | 0 | 0 | 0 | 0 | 0 | 0
1978 | 7 | 12 | 0 | 0 | 0 | 0 | 0 | 0 | 0 | 0 | 0 | 0 | 0 | 0 | 0
1978 | 7 | 13 | 0 | 0 | 0 | 0 | 0 | 0 | 0 | 0 | 0 | 0 | 0 | 0 | 0
1978 | 7 | 14 | 0 | 0 | 0 | 0 | 0 | 0 | 0 | 0 | 0 | 0 | 0 | 0 | 0
1978 | 7 | 15 | 0 | 0 | 0 | 0 | 0 | 0 | 0 | 0 | 0 | 0 | 0 | 0 | 0
1978 | 7 | 16 | 0.02 | 0.02 | 0 | 0 | 0.02 | 0 | 0 | 0 | 0 | 0 | 0 | 0 | 0
1978 | 7 | 17 | 0 | 0 | 0 | 0 | 0 | 0 | 0 | 0 | 0 | 0 | 0 | 0 | 0
1978 | 7 | 18 | 0 | 0 | 0 | 0 | 0 | 0 | 0 | 0 | 0 | 0 | 0 | 0 | 0
1978 | 7 | 19 | 0 | 0 | 0 | 0 | 0 | 0 | 0 | 0 | 0 | 0 | 0 | 0 | 0
1978 | 7 | 20 | 0 | 0 | 0 | 0 | 0 | 0 | 0 | 0 | 0 | 0 | 0 | 0 | 0
1978 | 7 | 21 | 0 | 0 | 0 | 0 | 0 | 0 | 0 | 0 | 0 | 0 | 0 | 0 | 0
1978 | 7 | 22 | 0 | 0 | 0 | 0 | 0 | 0 | 0 | 0 | 0 | 0 | 0 | 0 | 0
1978 | 7 | 23 | 0 | 0 | 0 | 0 | 0 | 0 | 0 | 0 | 0 | 0 | 0 | 0 | 0
1978 | 7 | 24 | 0.12 | 0.12 | 0.07 | 0 | 0.12 | 0.07 | 0 | 0 | 0 | 0 | 0 | 0 | 0
1978 | 7 | 25 | 0 | 0 | 0 | 0 | 0 | 0 | 0 | 0 | 0 | 0 | 0 | 0 | 0
1978 | 7 | 26 | 0 | 0 | 0 | 0 | 0 | 0 | 0 | 0 | 0 | 0 | 0 | 0 | 0
1978 | 7 | 27 | 0 | 0 | 0 | 0 | 0 | 0 | 0 | 0 | 0 | 0 | 0 | 0 | 0
1978 | 7 | 28 | 0.15 | 0.15 | 0.1 | 0 | 0.15 | 0.1 | 0 | 0 | 0 | 0 | 0 | 0 | 0
1978 | 7 | 29 | 0 | 0 | 0 | 0 | 0 | 0 | 0 | 0 | 0 | 0 | 0 | 0 | 0
1978 | 7 | 30 | 0.31 | 0.31 | 0.26 | 0 | 0.31 | 0.26 | 0 | 0 | 0 | 0 | 0 | 0 | 0
1978 | 7 | 31 | 0.84 | 0.84 | 0.79 | 0 | 0.84 | 0.79 | 0 | 0 | 0 | 0 | 0 | 0 | 0
1978 | 8 | 1 | 0.04 | 0.04 | 0 | 0 | 0.04 | 0 | 0 | 0 | 0 | 0 | 0 | 0 | 0
1978 | 8 | 2 | 0.15 | 0.15 | 0.1 | 0 | 0.15 | 0.1 | 0 | 0 | 0 | 0 | 0 | 0 | 0
1978 | 8 | 3 | 0.06 | 0.06 | 0.01 | 0 | 0.06 | 0.01 | 0 | 0 | 0 | 0 | 0 | 0 | 0
1978 | 8 | 4 | 0.47 | 0.47 | 0.42 | 0 | 0.47 | 0.42 | 0 | 0 | 0 | 0 | 0 | 0 | 0
1978 | 8 | 5 | 0.46 | 0.46 | 0.41 | 0 | 0.46 | 0.41 | 0 | 0 | 0 | 0 | 0 | 0 | 0
1978 | 8 | 6 | 0 | 0 | 0 | 0 | 0 | 0 | 0 | 0 | 0 | 0 | 0 | 0 | 0
1978 | 8 | 7 | 0 | 0 | 0 | 0 | 0 | 0 | 0 | 0 | 0 | 0 | 0 | 0 | 0
1978 | 8 | 8 | 0 | 0 | 0 | 0 | 0 | 0 | 0 | 0 | 0 | 0 | 0 | 0 | 0
1978 | 8 | 9 | 0.32 | 0.32 | 0.27 | 0 | 0.32 | 0.27 | 0 | 0 | 0 | 0 | 0 | 0 | 0
1978 | 8 | 10 | 0 | 0 | 0 | 0 | 0 | 0 | 0 | 0 | 0 | 0 | 0 | 0 | 0
1978 | 8 | 11 | 0.59 | 0.59 | 0.54 | 0 | 0.59 | 0.54 | 0 | 0 | 0 | 0 | 0 | 0 | 0
1978 | 8 | 12 | 0.09 | 0.09 | 0.04 | 0 | 0.09 | 0.04 | 0 | 0 | 0 | 0 | 0 | 0 | 0
1978 | 8 | 13 | 1.21 | 1 | 0.95 | 0 | 1 | 0.95 | 0 | 0 | 0 | 0 | 0 | 0 | 0
1978 | 8 | 14 | 0.06 | 0.06 | 0.01 | 0 | 0.06 | 0.01 | 0 | 0 | 0 | 0 | 0 | 0 | 0
1978 | 8 | 15 | 0 | 0 | 0 | 0 | 0 | 0 | 0 | 0 | 0 | 0 | 0 | 0 | 0
1978 | 8 | 16 | 0 | 0 | 0 | 0 | 0 | 0 | 0 | 0 | 0 | 0 | 0 | 0 | 0
1978 | 8 | 17 | 0 | 0 | 0 | 0 | 0 | 0 | 0 | 0 | 0 | 0 | 0 | 0 | 0
1978 | 8 | 18 | 0 | 0 | 0 | 0 | 0 | 0 | 0 | 0 | 0 | 0 | 0 | 0 | 0
1978 | 8 | 19 | 0 | 0 | 0 | 0 | 0 | 0 | 0 | 0 | 0 | 0 | 0 | 0 | 0
1978 | 8 | 20 | 0 | 0 | 0 | 0 | 0 | 0 | 0 | 0 | 0 | 0 | 0 | 0 | 0
1978 | 8 | 21 | 0 | 0 | 0 | 0 | 0 | 0 | 0 | 0 | 0 | 0 | 0 | 0 | 0
1978 | 8 | 22 | 0 | 0 | 0 | 0 | 0 | 0 | 0 | 0 | 0 | 0 | 0 | 0 | 0
1978 | 8 | 23 | 0 | 0 | 0 | 0 | 0 | 0 | 0 | 0 | 0 | 0 | 0 | 0 | 0
1978 | 8 | 24 | 0 | 0 | 0 | 0 | 0 | 0 | 0 | 0 | 0 | 0 | 0 | 0 | 0
1978 | 8 | 25 | 0 | 0 | 0 | 0 | 0 | 0 | 0 | 0 | 0 | 0 | 0 | 0 | 0
1978 | 8 | 26 | 0 | 0 | 0 | 0 | 0 | 0 | 0 | 0 | 0 | 0 | 0 | 0 | 0
1978 | 8 | 27 | 0.36 | 0.36 | 0.31 | 0 | 0.36 | 0.31 | 0 | 0 | 0 | 0 | 0 | 0 | 0
1978 | 8 | 28 | 0 | 0 | 0 | 0 | 0 | 0 | 0 | 0 | 0 | 0 | 0 | 0 | 0
1978 | 8 | 29 | 0 | 0 | 0 | 0 | 0 | 0 | 0 | 0 | 0 | 0 | 0 | 0 | 0
1978 | 8 | 30 | 2.01 | 1 | 0.95 | 0 | 1 | 0.95 | 0 | 0 | 0 | 0 | 0 | 0 | 0
1978 | 8 | 31 | 0.03 | 0.03 | 0 | 0 | 0.03 | 0 | 0 | 0 | 0 | 0 | 0 | 0 | 0
1978 | 9 | 1 | 0 | 0 | 0 | 0 | 0 | 0 | 0 | 0 | 0 | 0 | 0 | 0 | 0
1978 | 9 | 2 | 0 | 0 | 0 | 0 | 0 | 0 | 0 | 0 | 0 | 0 | 0 | 0 | 0
1978 | 9 | 3 | 0 | 0 | 0 | 0 | 0 | 0 | 0 | 0 | 0 | 0 | 0 | 0 | 0
1978 | 9 | 4 | 0 | 0 | 0 | 0 | 0 | 0 | 0 | 0 | 0 | 0 | 0 | 0 | 0
1978 | 9 | 5 | 0 | 0 | 0 | 0 | 0 | 0 | 0 | 0 | 0 | 0 | 0 | 0 | 0
1978 | 9 | 6 | 0 | 0 | 0 | 0 | 0 | 0 | 0 | 0 | 0 | 0 | 0 | 0 | 0
1978 | 9 | 7 | 0 | 0 | 0 | 0 | 0 | 0 | 0 | 0 | 0 | 0 | 0 | 0 | 0
1978 | 9 | 8 | 0 | 0 | 0 | 0 | 0 | 0 | 0 | 0 | 0 | 0 | 0 | 0 | 0
1978 | 9 | 9 | 0 | 0 | 0 | 0 | 0 | 0 | 0 | 0 | 0 | 0 | 0 | 0 | 0
1978 | 9 | 10 | 0 | 0 | 0 | 0 | 0 | 0 | 0 | 0 | 0 | 0 | 0 | 0 | 0
1978 | 9 | 11 | 0 | 0 | 0 | 0 | 0 | 0 | 0 | 0 | 0 | 0 | 0 | 0 | 0
1978 | 9 | 12 | 0.54 | 0.54 | 0.49 | 0 | 0.54 | 0.49 | 0 | 0 | 0 | 0 | 0 | 0 | 0
1978 | 9 | 13 | 0 | 0 | 0 | 0 | 0 | 0 | 0 | 0 | 0 | 0 | 0 | 0 | 0
1978 | 9 | 14 | 0 | 0 | 0 | 0 | 0 | 0 | 0 | 0 | 0 | 0 | 0 | 0 | 0
1978 | 9 | 15 | 0.1 | 0.1 | 0.05 | 0 | 0.1 | 0.05 | 0 | 0 | 0 | 0 | 0 | 0 | 0
1978 | 9 | 16 | 0.1 | 0.1 | 0.05 | 0 | 0.1 | 0.05 | 0 | 0 | 0 | 0 | 0 | 0 | 0
1978 | 9 | 17 | 0 | 0 | 0 | 0 | 0 | 0 | 0 | 0 | 0 | 0 | 0 | 0 | 0
1978 | 9 | 18 | 0 | 0 | 0 | 0 | 0 | 0 | 0 | 0 | 0 | 0 | 0 | 0 | 0
1978 | 9 | 19 | 0.02 | 0.02 | 0 | 0 | 0.02 | 0 | 0 | 0 | 0 | 0 | 0 | 0 | 0
1978 | 9 | 20 | 0 | 0 | 0 | 0 | 0 | 0 | 0 | 0 | 0 | 0 | 0 | 0 | 0
1978 | 9 | 21 | 0 | 0 | 0 | 0 | 0 | 0 | 0 | 0 | 0 | 0 | 0 | 0 | 0
1978 | 9 | 22 | 0.25 | 0.25 | 0.2 | 0 | 0.25 | 0.2 | 0 | 0 | 0 | 0 | 0 | 0 | 0
1978 | 9 | 23 | 0 | 0 | 0 | 0 | 0 | 0 | 0 | 0 | 0 | 0 | 0 | 0 | 0
1978 | 9 | 24 | 0 | 0 | 0 | 0 | 0 | 0 | 0 | 0 | 0 | 0 | 0 | 0 | 0
1978 | 9 | 25 | 0 | 0 | 0 | 0 | 0 | 0 | 0 | 0 | 0 | 0 | 0 | 0 | 0
1978 | 9 | 26 | 0 | 0 | 0 | 0 | 0 | 0 | 0 | 0 | 0 | 0 | 0 | 0 | 0
1978 | 9 | 27 | 0 | 0 | 0 | 0 | 0 | 0 | 0 | 0 | 0 | 0 | 0 | 0 | 0
1978 | 9 | 28 | 0 | 0 | 0 | 0 | 0 | 0 | 0 | 0 | 0 | 0 | 0 | 0 | 0
1978 | 9 | 29 | 0 | 0 | 0 | 0 | 0 | 0 | 0 | 0 | 0 | 0 | 0 | 0 | 0
1978 | 9 | 30 | 0 | 0 | 0 | 0 | 0 | 0 | 0 | 0 | 0 | 0 | 0 | 0 | 0
1978 | 10 | 1 | 0 | 0 | 0 | 0 | 0 | 0 | 0 | 0 | 0 | 0 | 0 | 0 | 0
1978 | 10 | 2 | 0 | 0 | 0 | 0 | 0 | 0 | 0 | 0 | 0 | 0 | 0 | 0 | 0
1978 | 10 | 3 | 0 | 0 | 0 | 0 | 0 | 0 | 0 | 0 | 0 | 0 | 0 | 0 | 0
1978 | 10 | 4 | 0.27 | 0.27 | 0.22 | 0 | 0.27 | 0.22 | 0 | 0 | 0 | 0 | 0 | 0 | 0
1978 | 10 | 5 | 0.55 | 0.55 | 0.5 | 0 | 0.55 | 0.5 | 0 | 0 | 0 | 0 | 0 | 0 | 0
1978 | 10 | 6 | 0.03 | 0.03 | 0 | 0 | 0.03 | 0 | 0 | 0 | 0 | 0 | 0 | 0 | 0
1978 | 10 | 7 | 0 | 0 | 0 | 0 | 0 | 0 | 0 | 0 | 0 | 0 | 0 | 0 | 0
1978 | 10 | 8 | 0 | 0 | 0 | 0 | 0 | 0 | 0 | 0 | 0 | 0 | 0 | 0 | 0
1978 | 10 | 9 | 0 | 0 | 0 | 0 | 0 | 0 | 0 | 0 | 0 | 0 | 0 | 0 | 0
1978 | 10 | 10 | 0 | 0 | 0 | 0 | 0 | 0 | 0 | 0 | 0 | 0 | 0 | 0 | 0
1978 | 10 | 11 | 0 | 0 | 0 | 0 | 0 | 0 | 0 | 0 | 0 | 0 | 0 | 0 | 0
1978 | 10 | 12 | 0 | 0 | 0 | 0 | 0 | 0 | 0 | 0 | 0 | 0 | 0 | 0 | 0
1978 | 10 | 13 | 0 | 0 | 0 | 0 | 0 | 0 | 0 | 0 | 0 | 0 | 0 | 0 | 0
1978 | 10 | 14 | 0 | 0 | 0 | 0 | 0 | 0 | 0 | 0 | 0 | 0 | 0 | 0 | 0
1978 | 10 | 15 | 0 | 0 | 0 | 0 | 0 | 0 | 0 | 0 | 0 | 0 | 0 | 0 | 0
1978 | 10 | 16 | 0.07 | 0.07 | 0.02 | 0 | 0.07 | 0.02 | 0 | 0 | 0 | 0 | 0 | 0 | 0
1978 | 10 | 17 | 0 | 0 | 0 | 0 | 0 | 0 | 0 | 0 | 0 | 0 | 0 | 0 | 0
1978 | 10 | 18 | 0 | 0 | 0 | 0 | 0 | 0 | 0 | 0 | 0 | 0 | 0 | 0 | 0
1978 | 10 | 19 | 0.09 | 0.09 | 0.04 | 0 | 0.09 | 0.04 | 0 | 0 | 0 | 0 | 0 | 0 | 0
1978 | 10 | 20 | 0 | 0 | 0 | 0 | 0 | 0 | 0 | 0 | 0 | 0 | 0 | 0 | 0
1978 | 10 | 21 | 0 | 0 | 0 | 0 | 0 | 0 | 0 | 0 | 0 | 0 | 0 | 0 | 0
1978 | 10 | 22 | 0 | 0 | 0 | 0 | 0 | 0 | 0 | 0 | 0 | 0 | 0 | 0 | 0
1978 | 10 | 23 | 0.05 | 0.05 | 0 | 0 | 0.05 | 0 | 0 | 0 | 0 | 0 | 0 | 0 | 0
1978 | 10 | 24 | 0 | 0 | 0 | 0 | 0 | 0 | 0 | 0 | 0 | 0 | 0 | 0 | 0
1978 | 10 | 25 | 0 | 0 | 0 | 0 | 0 | 0 | 0 | 0 | 0 | 0 | 0 | 0 | 0
1978 | 10 | 26 | 0.01 | 0.01 | 0 | 0 | 0.01 | 0 | 0 | 0 | 0 | 0 | 0 | 0 | 0
1978 | 10 | 27 | 0.09 | 0.09 | 0.04 | 0 | 0.09 | 0.04 | 0 | 0 | 0 | 0 | 0 | 0 | 0
1978 | 10 | 28 | 0 | 0 | 0 | 0 | 0 | 0 | 0 | 0 | 0 | 0 | 0 | 0 | 0
1978 | 10 | 29 | 0 | 0 | 0 | 0 | 0 | 0 | 0 | 0 | 0 | 0 | 0 | 0 | 0
1978 | 10 | 30 | 0 | 0 | 0 | 0 | 0 | 0 | 0 | 0 | 0 | 0 | 0 | 0 | 0
1978 | 10 | 31 | 0 | 0 | 0 | 0 | 0 | 0 | 0 | 0 | 0 | 0 | 0 | 0 | 0
1978 | 11 | 1 | 0 | 0 | 0 | 0 | 0 | 0 | 0 | 0 | 0 | 0 | 0 | 0 | 0
1978 | 11 | 2 | 0 | 0 | 0 | 0 | 0 | 0 | 0 | 0 | 0 | 0 | 0 | 0 | 0
1978 | 11 | 3 | 0 | 0 | 0 | 0 | 0 | 0 | 0 | 0 | 0 | 0 | 0 | 0 | 0
1978 | 11 | 4 | 0.02 | 0.02 | 0 | 0 | 0.02 | 0 | 0 | 0 | 0 | 0 | 0 | 0 | 0
1978 | 11 | 5 | 0 | 0 | 0 | 0 | 0 | 0 | 0 | 0 | 0 | 0 | 0 | 0 | 0
1978 | 11 | 6 | 0 | 0 | 0 | 0 | 0 | 0 | 0 | 0 | 0 | 0 | 0 | 0 | 0
1978 | 11 | 7 | 0 | 0 | 0 | 0 | 0 | 0 | 0 | 0 | 0 | 0 | 0 | 0 | 0
1978 | 11 | 8 | 0 | 0 | 0 | 0 | 0 | 0 | 0 | 0 | 0 | 0 | 0 | 0 | 0
1978 | 11 | 9 | 0 | 0 | 0 | 0 | 0 | 0 | 0 | 0 | 0 | 0 | 0 | 0 | 0
1978 | 11 | 10 | 0 | 0 | 0 | 0 | 0 | 0 | 0 | 0 | 0 | 0 | 0 | 0 | 0
1978 | 11 | 11 | 0.04 | 0.04 | 0 | 0 | 0.04 | 0 | 0 | 0 | 0 | 0 | 0 | 0 | 0
1978 | 11 | 12 | 0 | 0 | 0 | 0 | 0 | 0 | 0 | 0 | 0 | 0 | 0 | 0 | 0
1978 | 11 | 13 | 0 | 0 | 0 | 0 | 0 | 0 | 0 | 0 | 0 | 0 | 0 | 0 | 0
1978 | 11 | 14 | 0 | 0 | 0 | 0 | 0 | 0 | 0 | 0 | 0 | 0 | 0 | 0 | 0
1978 | 11 | 15 | 0.11 | 0.11 | 0.06 | 0 | 0.11 | 0.06 | 0 | 0 | 0 | 0 | 0 | 0 | 0
1978 | 11 | 16 | 0.03 | 0.03 | 0 | 0 | 0.03 | 0 | 0 | 0 | 0 | 0 | 0 | 0 | 0
1978 | 11 | 17 | 0.5 | 0.5 | 0.45 | 0 | 0.5 | 0.45 | 0 | 0 | 0 | 0 | 0 | 0 | 0
1978 | 11 | 18 | 0.14 | 0.14 | 0.09 | 0 | 0.14 | 0.09 | 0 | 0 | 0 | 0 | 0 | 0 | 0
1978 | 11 | 19 | 0 | 0 | 0 | 0 | 0 | 0 | 0 | 0 | 0 | 0 | 0 | 0 | 0
1978 | 11 | 20 | 0 | 0 | 0 | 0 | 0 | 0 | 0 | 0 | 0 | 0 | 0 | 0 | 0
1978 | 11 | 21 | 0 | 0 | 0 | 0 | 0 | 0 | 0 | 0 | 0 | 0 | 0 | 0 | 0
1978 | 11 | 22 | 0 | 0 | 0 | 0 | 0 | 0 | 0 | 0 | 0 | 0 | 0 | 0 | 0
1978 | 11 | 23 | 0.12 | 0.12 | 0.07 | 0 | 0.12 | 0.07 | 0 | 0 | 0 | 0 | 0 | 0 | 0
1978 | 11 | 24 | 0 | 0 | 0 | 0 | 0 | 0 | 0 | 0 | 0 | 0 | 0 | 0 | 0
1978 | 11 | 25 | 0 | 0 | 0 | 0 | 0 | 0 | 0 | 0 | 0 | 0 | 0 | 0 | 0
1978 | 11 | 26 | 0.08 | 0.08 | 0.03 | 0 | 0.08 | 0.03 | 0 | 0 | 0 | 0 | 0 | 0 | 0
1978 | 11 | 27 | 0.81 | 0.81 | 0.76 | 0 | 0.81 | 0.76 | 0 | 0 | 0 | 0 | 0 | 0 | 0
1978 | 11 | 28 | 0 | 0 | 0 | 0 | 0 | 0 | 0 | 0 | 0 | 0 | 0 | 0 | 0
1978 | 11 | 29 | 0.46 | 0.46 | 0.41 | 0 | 0.46 | 0.41 | 0 | 0 | 0 | 0 | 0 | 0 | 0
1978 | 11 | 30 | 0 | 0 | 0 | 0 | 0 | 0 | 0 | 0 | 0 | 0 | 0 | 0 | 0
1978 | 12 | 1 | 0 | 0 | 0 | 0 | 0 | 0 | 0 | 0 | 0 | 0 | 0 | 0 | 0
1978 | 12 | 2 | 0 | 0 | 0 | 0 | 0 | 0 | 0 | 0 | 0 | 0 | 0 | 0 | 0
1978 | 12 | 3 | 0.19 | 0.19 | 0.14 | 0 | 0.19 | 0.14 | 0 | 0 | 0 | 0 | 0 | 0 | 0
1978 | 12 | 4 | 0.74 | 0.74 | 0.69 | 0 | 0.74 | 0.69 | 0 | 0 | 0 | 0 | 0 | 0 | 0
1978 | 12 | 5 | 0.38 | 0.38 | 0.33 | 0 | 0.38 | 0.33 | 0 | 0 | 0 | 0 | 0 | 0 | 0
1978 | 12 | 6 | 0 | 0 | 0 | 0 | 0 | 0 | 0 | 0 | 0 | 0 | 0 | 0 | 0
1978 | 12 | 7 | 0 | 0 | 0 | 0 | 0 | 0 | 0 | 0 | 0 | 0 | 0 | 0 | 0
1978 | 12 | 8 | 0.16 | 0.16 | 0.11 | 0 | 0.16 | 0.11 | 0 | 0 | 0 | 0 | 0 | 0 | 0
1978 | 12 | 9 | 0.83 | 0.83 | 0.78 | 0 | 0.83 | 0.78 | 0 | 0 | 0 | 0 | 0 | 0 | 0
1978 | 12 | 10 | 0 | 0 | 0 | 0 | 0 | 0 | 0 | 0 | 0 | 0 | 0 | 0 | 0
1978 | 12 | 11 | 0 | 0 | 0 | 0 | 0 | 0 | 0 | 0 | 0 | 0 | 0 | 0 | 0
1978 | 12 | 12 | 0 | 0 | 0 | 0 | 0 | 0 | 0 | 0 | 0 | 0 | 0 | 0 | 0
1978 | 12 | 13 | 0 | 0 | 0 | 0 | 0 | 0 | 0 | 0 | 0 | 0 | 0 | 0 | 0
1978 | 12 | 14 | 0 | 0 | 0 | 0 | 0 | 0 | 0 | 0 | 0 | 0 | 0 | 0 | 0
1978 | 12 | 15 | 0 | 0 | 0 | 0 | 0 | 0 | 0 | 0 | 0 | 0 | 0 | 0 | 0
1978 | 12 | 16 | 0 | 0 | 0 | 0 | 0 | 0 | 0 | 0 | 0 | 0 | 0 | 0 | 0
1978 | 12 | 17 | 0 | 0 | 0 | 0 | 0 | 0 | 0 | 0 | 0 | 0 | 0 | 0 | 0
1978 | 12 | 18 | 0 | 0 | 0 | 0 | 0 | 0 | 0 | 0 | 0 | 0 | 0 | 0 | 0
1978 | 12 | 19 | 0 | 0 | 0 | 0 | 0 | 0 | 0 | 0 | 0 | 0 | 0 | 0 | 0
1978 | 12 | 20 | 0.35 | 0.35 | 0.3 | 0 | 0.35 | 0.3 | 0 | 0 | 0 | 0 | 0 | 0 | 0
1978 | 12 | 21 | 0.06 | 0.06 | 0.01 | 0 | 0.06 | 0.01 | 0 | 0 | 0 | 0 | 0 | 0 | 0
1978 | 12 | 22 | 0 | 0 | 0 | 0 | 0 | 0 | 0 | 0 | 0 | 0 | 0 | 0 | 0
1978 | 12 | 23 | 0 | 0 | 0 | 0 | 0 | 0 | 0 | 0 | 0 | 0 | 0 | 0 | 0
1978 | 12 | 24 | 0.93 | 0.93 | 0.88 | 0 | 0.93 | 0.88 | 0 | 0 | 0 | 0 | 0 | 0 | 0
1978 | 12 | 25 | 0 | 0 | 0 | 0 | 0 | 0 | 0 | 0 | 0 | 0 | 0 | 0 | 0
1978 | 12 | 26 | 0 | 0 | 0 | 0 | 0 | 0 | 0 | 0 | 0 | 0 | 0 | 0 | 0
1978 | 12 | 27 | 0 | 0 | 0 | 0 | 0 | 0 | 0 | 0 | 0 | 0 | 0 | 0 | 0
1978 | 12 | 28 | 0 | 0 | 0 | 0 | 0 | 0 | 0 | 0 | 0 | 0 | 0 | 0 | 0
1978 | 12 | 29 | 0 | 0 | 0 | 0 | 0 | 0 | 0 | 0 | 0 | 0 | 0 | 0 | 0
1978 | 12 | 30 | 0 | 0 | 0 | 0 | 0 | 0 | 0 | 0 | 0 | 0 | 0 | 0 | 0
1978 | 12 | 31 | 0.36 | 0.36 | 0.31 | 0 | 0.36 | 0.31 | 0 | 0 | 0 | 0 | 0 | 0 | 0
1979 | 1 | 1 | 0.26 | 0.26 | 0.21 | 0 | 0.26 | 0.21 | 0 | 0 | 0 | 0 | 0 | 0 | 0
1979 | 1 | 2 | 1.44 | 1 | 0.95 | 0 | 1 | 0.95 | 0 | 0 | 0 | 0 | 0 | 0 | 0
1979 | 1 | 3 | 0 | 0 | 0 | 0 | 0 | 0 | 0 | 0 | 0 | 0 | 0 | 0 | 0
1979 | 1 | 4 | 0 | 0 | 0 | 0 | 0 | 0 | 0 | 0 | 0 | 0 | 0 | 0 | 0
1979 | 1 | 5 | 0.02 | 0.02 | 0 | 0 | 0.02 | 0 | 0 | 0 | 0 | 0 | 0 | 0 | 0
1979 | 1 | 6 | 0.07 | 0.07 | 0.02 | 0 | 0.07 | 0.02 | 0 | 0 | 0 | 0 | 0 | 0 | 0
1979 | 1 | 7 | 0.76 | 0.76 | 0.71 | 0 | 0.76 | 0.71 | 0 | 0 | 0 | 0 | 0 | 0 | 0
1979 | 1 | 8 | 0.4 | 0.4 | 0.35 | 0 | 0.4 | 0.35 | 0 | 0 | 0 | 0 | 0 | 0 | 0
1979 | 1 | 9 | 0 | 0 | 0 | 0 | 0 | 0 | 0 | 0 | 0 | 0 | 0 | 0 | 0
1979 | 1 | 10 | 0 | 0 | 0 | 0 | 0 | 0 | 0 | 0 | 0 | 0 | 0 | 0 | 0
1979 | 1 | 11 | 0 | 0 | 0 | 0 | 0 | 0 | 0 | 0 | 0 | 0 | 0 | 0 | 0
1979 | 1 | 12 | 0.16 | 0.16 | 0.11 | 0 | 0.16 | 0.11 | 0 | 0 | 0 | 0 | 0 | 0 | 0
1979 | 1 | 13 | 0.51 | 0.51 | 0.46 | 0 | 0.51 | 0.46 | 0 | 0 | 0 | 0 | 0 | 0 | 0
1979 | 1 | 14 | 0.02 | 0.02 | 0 | 0 | 0.02 | 0 | 0 | 0 | 0 | 0 | 0 | 0 | 0
1979 | 1 | 15 | 0 | 0 | 0 | 0 | 0 | 0 | 0 | 0 | 0 | 0 | 0 | 0 | 0
1979 | 1 | 16 | 0 | 0 | 0 | 0 | 0 | 0 | 0 | 0 | 0 | 0 | 0 | 0 | 0
1979 | 1 | 17 | 0.03 | 0.03 | 0 | 0 | 0.03 | 0 | 0 | 0 | 0 | 0 | 0 | 0 | 0
1979 | 1 | 18 | 0 | 0 | 0 | 0 | 0 | 0 | 0 | 0 | 0 | 0 | 0 | 0 | 0
1979 | 1 | 19 | 0 | 0 | 0 | 0 | 0 | 0 | 0 | 0 | 0 | 0 | 0 | 0 | 0
1979 | 1 | 20 | 1.09 | 1 | 0.95 | 0 | 1 | 0.95 | 0 | 0 | 0 | 0 | 0 | 0 | 0
1979 | 1 | 21 | 0.74 | 0.74 | 0.69 | 0 | 0.74 | 0.69 | 0 | 0 | 0 | 0 | 0 | 0 | 0
1979 | 1 | 22 | 0 | 0 | 0 | 0 | 0 | 0 | 0 | 0 | 0 | 0 | 0 | 0 | 0
1979 | 1 | 23 | 0 | 0 | 0 | 0 | 0 | 0 | 0 | 0 | 0 | 0 | 0 | 0 | 0
1979 | 1 | 24 | 0.75 | 0.75 | 0.7 | 0 | 0.75 | 0.7 | 0 | 0 | 0 | 0 | 0 | 0 | 0
1979 | 1 | 25 | 0 | 0 | 0 | 0 | 0 | 0 | 0 | 0 | 0 | 0 | 0 | 0 | 0
1979 | 1 | 26 | 0 | 0 | 0 | 0 | 0 | 0 | 0 | 0 | 0 | 0 | 0 | 0 | 0
1979 | 1 | 27 | 0 | 0 | 0 | 0 | 0 | 0 | 0 | 0 | 0 | 0 | 0 | 0 | 0
1979 | 1 | 28 | 0.39 | 0.39 | 0.34 | 0 | 0.39 | 0.34 | 0 | 0 | 0 | 0 | 0 | 0 | 0
1979 | 1 | 29 | 0 | 0 | 0 | 0 | 0 | 0 | 0 | 0 | 0 | 0 | 0 | 0 | 0
1979 | 1 | 30 | 0 | 0 | 0 | 0 | 0 | 0 | 0 | 0 | 0 | 0 | 0 | 0 | 0
1979 | 1 | 31 | 0 | 0 | 0 | 0 | 0 | 0 | 0 | 0 | 0 | 0 | 0 | 0 | 0
1979 | 2 | 1 | 0 | 0 | 0 | 0 | 0 | 0 | 0 | 0 | 0 | 0 | 0 | 0 | 0
1979 | 2 | 2 | 0 | 0 | 0 | 0 | 0 | 0 | 0 | 0 | 0 | 0 | 0 | 0 | 0
1979 | 2 | 3 | 0 | 0 | 0 | 0 | 0 | 0 | 0 | 0 | 0 | 0 | 0 | 0 | 0
1979 | 2 | 4 | 0 | 0 | 0 | 0 | 0 | 0 | 0 | 0 | 0 | 0 | 0 | 0 | 0
1979 | 2 | 5 | 0 | 0 | 0 | 0 | 0 | 0 | 0 | 0 | 0 | 0 | 0 | 0 | 0
1979 | 2 | 6 | 0 | 0 | 0 | 0 | 0 | 0 | 0 | 0 | 0 | 0 | 0 | 0 | 0
1979 | 2 | 7 | 0.5 | 0.5 | 0.45 | 0 | 0.5 | 0.45 | 0 | 0 | 0 | 0 | 0 | 0 | 0
1979 | 2 | 8 | 0 | 0 | 0 | 0 | 0 | 0 | 0 | 0 | 0 | 0 | 0 | 0 | 0
1979 | 2 | 9 | 0.04 | 0.04 | 0 | 0 | 0.04 | 0 | 0 | 0 | 0 | 0 | 0 | 0 | 0
1979 | 2 | 10 | 0 | 0 | 0 | 0 | 0 | 0 | 0 | 0 | 0 | 0 | 0 | 0 | 0
1979 | 2 | 11 | 0 | 0 | 0 | 0 | 0 | 0 | 0 | 0 | 0 | 0 | 0 | 0 | 0
1979 | 2 | 12 | 0.48 | 0.48 | 0.43 | 0 | 0.48 | 0.43 | 0 | 0 | 0 | 0 | 0 | 0 | 0
1979 | 2 | 13 | 0 | 0 | 0 | 0 | 0 | 0 | 0 | 0 | 0 | 0 | 0 | 0 | 0
1979 | 2 | 14 | 0 | 0 | 0 | 0 | 0 | 0 | 0 | 0 | 0 | 0 | 0 | 0 | 0
1979 | 2 | 15 | 0.06 | 0.06 | 0.01 | 0 | 0.06 | 0.01 | 0 | 0 | 0 | 0 | 0 | 0 | 0
1979 | 2 | 16 | 0.02 | 0.02 | 0 | 0 | 0.02 | 0 | 0 | 0 | 0 | 0 | 0 | 0 | 0
1979 | 2 | 17 | 0 | 0 | 0 | 0 | 0 | 0 | 0 | 0 | 0 | 0 | 0 | 0 | 0
1979 | 2 | 18 | 0.21 | 0.21 | 0.16 | 0 | 0.21 | 0.16 | 0 | 0 | 0 | 0 | 0 | 0 | 0
1979 | 2 | 19 | 1.16 | 1 | 0.95 | 0 | 1 | 0.95 | 0 | 0 | 0 | 0 | 0 | 0 | 0
1979 | 2 | 20 | 0 | 0 | 0 | 0 | 0 | 0 | 0 | 0 | 0 | 0 | 0 | 0 | 0
1979 | 2 | 21 | 0.07 | 0.07 | 0.02 | 0 | 0.07 | 0.02 | 0 | 0 | 0 | 0 | 0 | 0 | 0
1979 | 2 | 22 | 0 | 0 | 0 | 0 | 0 | 0 | 0 | 0 | 0 | 0 | 0 | 0 | 0
1979 | 2 | 23 | 0.2 | 0.2 | 0.15 | 0 | 0.2 | 0.15 | 0 | 0 | 0 | 0 | 0 | 0 | 0
1979 | 2 | 24 | 1.67 | 1 | 0.95 | 0 | 1 | 0.95 | 0 | 0 | 0 | 0 | 0 | 0 | 0
1979 | 2 | 25 | 1.12 | 1 | 0.95 | 0 | 1 | 0.95 | 0 | 0 | 0 | 0 | 0 | 0 | 0
1979 | 2 | 26 | 0.09 | 0.09 | 0.04 | 0 | 0.09 | 0.04 | 0 | 0 | 0 | 0 | 0 | 0 | 0
1979 | 2 | 27 | 0 | 0 | 0 | 0 | 0 | 0 | 0 | 0 | 0 | 0 | 0 | 0 | 0
1979 | 2 | 28 | 0 | 0 | 0 | 0 | 0 | 0 | 0 | 0 | 0 | 0 | 0 | 0 | 0
1979 | 3 | 1 | 0.01 | 0.01 | 0 | 0 | 0.01 | 0 | 0 | 0 | 0 | 0 | 0 | 0 | 0
1979 | 3 | 2 | 0 | 0 | 0 | 0 | 0 | 0 | 0 | 0 | 0 | 0 | 0 | 0 | 0
1979 | 3 | 3 | 0 | 0 | 0 | 0 | 0 | 0 | 0 | 0 | 0 | 0 | 0 | 0 | 0
1979 | 3 | 4 | 0 | 0 | 0 | 0 | 0 | 0 | 0 | 0 | 0 | 0 | 0 | 0 | 0
1979 | 3 | 5 | 0.54 | 0.54 | 0.49 | 0 | 0.54 | 0.49 | 0 | 0 | 0 | 0 | 0 | 0 | 0
1979 | 3 | 6 | 0.02 | 0.02 | 0 | 0 | 0.02 | 0 | 0 | 0 | 0 | 0 | 0 | 0 | 0
1979 | 3 | 7 | 0 | 0 | 0 | 0 | 0 | 0 | 0 | 0 | 0 | 0 | 0 | 0 | 0
1979 | 3 | 8 | 0 | 0 | 0 | 0 | 0 | 0 | 0 | 0 | 0 | 0 | 0 | 0 | 0
1979 | 3 | 9 | 0 | 0 | 0 | 0 | 0 | 0 | 0 | 0 | 0 | 0 | 0 | 0 | 0
1979 | 3 | 10 | 0.21 | 0.21 | 0.16 | 0 | 0.21 | 0.16 | 0 | 0 | 0 | 0 | 0 | 0 | 0
1979 | 3 | 11 | 0.37 | 0.37 | 0.32 | 0 | 0.37 | 0.32 | 0 | 0 | 0 | 0 | 0 | 0 | 0
1979 | 3 | 12 | 0 | 0 | 0 | 0 | 0 | 0 | 0 | 0 | 0 | 0 | 0 | 0 | 0
1979 | 3 | 13 | 0 | 0 | 0 | 0 | 0 | 0 | 0 | 0 | 0 | 0 | 0 | 0 | 0
1979 | 3 | 14 | 0.03 | 0.03 | 0 | 0 | 0.03 | 0 | 0 | 0 | 0 | 0 | 0 | 0 | 0
1979 | 3 | 15 | 0 | 0 | 0 | 0 | 0 | 0 | 0 | 0 | 0 | 0 | 0 | 0 | 0
1979 | 3 | 16 | 0 | 0 | 0 | 0 | 0 | 0 | 0 | 0 | 0 | 0 | 0 | 0 | 0
1979 | 3 | 17 | 0 | 0 | 0 | 0 | 0 | 0 | 0 | 0 | 0 | 0 | 0 | 0 | 0
1979 | 3 | 18 | 0 | 0 | 0 | 0 | 0 | 0 | 0 | 0 | 0 | 0 | 0 | 0 | 0
1979 | 3 | 19 | 0 | 0 | 0 | 0 | 0 | 0 | 0 | 0 | 0 | 0 | 0 | 0 | 0
1979 | 3 | 20 | 0 | 0 | 0 | 0 | 0 | 0 | 0 | 0 | 0 | 0 | 0 | 0 | 0
1979 | 3 | 21 | 0 | 0 | 0 | 0 | 0 | 0 | 0 | 0 | 0 | 0 | 0 | 0 | 0
1979 | 3 | 22 | 0 | 0 | 0 | 0 | 0 | 0 | 0 | 0 | 0 | 0 | 0 | 0 | 0
1979 | 3 | 23 | 0 | 0 | 0 | 0 | 0 | 0 | 0 | 0 | 0 | 0 | 0 | 0 | 0
1979 | 3 | 24 | 1.07 | 1 | 0.95 | 0 | 1 | 0.95 | 0 | 0 | 0 | 0 | 0 | 0 | 0
1979 | 3 | 25 | 0 | 0 | 0 | 0 | 0 | 0 | 0 | 0 | 0 | 0 | 0 | 0 | 0
1979 | 3 | 26 | 0 | 0 | 0 | 0 | 0 | 0 | 0 | 0 | 0 | 0 | 0 | 0 | 0
1979 | 3 | 27 | 0 | 0 | 0 | 0 | 0 | 0 | 0 | 0 | 0 | 0 | 0 | 0 | 0
1979 | 3 | 28 | 0 | 0 | 0 | 0 | 0 | 0 | 0 | 0 | 0 | 0 | 0 | 0 | 0
1979 | 3 | 29 | 0 | 0 | 0 | 0 | 0 | 0 | 0 | 0 | 0 | 0 | 0 | 0 | 0
1979 | 3 | 30 | 0 | 0 | 0 | 0 | 0 | 0 | 0 | 0 | 0 | 0 | 0 | 0 | 0
1979 | 3 | 31 | 0.2 | 0.2 | 0.15 | 0 | 0.2 | 0.15 | 0 | 0 | 0 | 0 | 0 | 0 | 0
1979 | 4 | 1 | 0.06 | 0.06 | 0.01 | 0 | 0.06 | 0.01 | 0 | 0 | 0 | 0 | 0 | 0 | 0
1979 | 4 | 2 | 0 | 0 | 0 | 0 | 0 | 0 | 0 | 0 | 0 | 0 | 0 | 0 | 0
1979 | 4 | 3 | 0.38 | 0.38 | 0.33 | 0 | 0.38 | 0.33 | 0 | 0 | 0 | 0 | 0 | 0 | 0
1979 | 4 | 4 | 0.28 | 0.28 | 0.23 | 0 | 0.28 | 0.23 | 0 | 0 | 0 | 0 | 0 | 0 | 0
1979 | 4 | 5 | 0 | 0 | 0 | 0 | 0 | 0 | 0 | 0 | 0 | 0 | 0 | 0 | 0
1979 | 4 | 6 | 0 | 0 | 0 | 0 | 0 | 0 | 0 | 0 | 0 | 0 | 0 | 0 | 0
1979 | 4 | 7 | 0 | 0 | 0 | 0 | 0 | 0 | 0 | 0 | 0 | 0 | 0 | 0 | 0
1979 | 4 | 8 | 0 | 0 | 0 | 0 | 0 | 0 | 0 | 0 | 0 | 0 | 0 | 0 | 0
1979 | 4 | 9 | 0.44 | 0.44 | 0.39 | 0 | 0.44 | 0.39 | 0 | 0 | 0 | 0 | 0 | 0 | 0
1979 | 4 | 10 | 0 | 0 | 0 | 0 | 0 | 0 | 0 | 0 | 0 | 0 | 0 | 0 | 0
1979 | 4 | 11 | 0 | 0 | 0 | 0 | 0 | 0 | 0 | 0 | 0 | 0 | 0 | 0 | 0
1979 | 4 | 12 | 0 | 0 | 0 | 0 | 0 | 0 | 0 | 0 | 0 | 0 | 0 | 0 | 0
1979 | 4 | 13 | 0.08 | 0.08 | 0.03 | 0 | 0.08 | 0.03 | 0 | 0 | 0 | 0 | 0 | 0 | 0
1979 | 4 | 14 | 0.11 | 0.11 | 0.06 | 0 | 0.11 | 0.06 | 0 | 0 | 0 | 0 | 0 | 0 | 0
1979 | 4 | 15 | 0.02 | 0.02 | 0 | 0 | 0.02 | 0 | 0 | 0 | 0 | 0 | 0 | 0 | 0
1979 | 4 | 16 | 0 | 0 | 0 | 0 | 0 | 0 | 0 | 0 | 0 | 0 | 0 | 0 | 0
1979 | 4 | 17 | 0 | 0 | 0 | 0 | 0 | 0 | 0 | 0 | 0 | 0 | 0 | 0 | 0
1979 | 4 | 18 | 0 | 0 | 0 | 0 | 0 | 0 | 0 | 0 | 0 | 0 | 0 | 0 | 0
1979 | 4 | 19 | 0 | 0 | 0 | 0 | 0 | 0 | 0 | 0 | 0 | 0 | 0 | 0 | 0
1979 | 4 | 20 | 0 | 0 | 0 | 0 | 0 | 0 | 0 | 0 | 0 | 0 | 0 | 0 | 0
1979 | 4 | 21 | 0 | 0 | 0 | 0 | 0 | 0 | 0 | 0 | 0 | 0 | 0 | 0 | 0
1979 | 4 | 22 | 0 | 0 | 0 | 0 | 0 | 0 | 0 | 0 | 0 | 0 | 0 | 0 | 0
1979 | 4 | 23 | 0.01 | 0.01 | 0 | 0 | 0.01 | 0 | 0 | 0 | 0 | 0 | 0 | 0 | 0
1979 | 4 | 24 | 0.02 | 0.02 | 0 | 0 | 0.02 | 0 | 0 | 0 | 0 | 0 | 0 | 0 | 0
1979 | 4 | 25 | 0 | 0 | 0 | 0 | 0 | 0 | 0 | 0 | 0 | 0 | 0 | 0 | 0
1979 | 4 | 26 | 0.05 | 0.05 | 0 | 0 | 0.05 | 0 | 0 | 0 | 0 | 0 | 0 | 0 | 0
1979 | 4 | 27 | 0.43 | 0.43 | 0.38 | 0 | 0.43 | 0.38 | 0 | 0 | 0 | 0 | 0 | 0 | 0
1979 | 4 | 28 | 0 | 0 | 0 | 0 | 0 | 0 | 0 | 0 | 0 | 0 | 0 | 0 | 0
1979 | 4 | 29 | 0 | 0 | 0 | 0 | 0 | 0 | 0 | 0 | 0 | 0 | 0 | 0 | 0
1979 | 4 | 30 | 0 | 0 | 0 | 0 | 0 | 0 | 0 | 0 | 0 | 0 | 0 | 0 | 0
1979 | 5 | 1 | 0 | 0 | 0 | 0 | 0 | 0 | 0 | 0 | 0 | 0 | 0 | 0 | 0
1979 | 5 | 2 | 0 | 0 | 0 | 0 | 0 | 0 | 0 | 0 | 0 | 0 | 0 | 0 | 0
1979 | 5 | 3 | 0 | 0 | 0 | 0 | 0 | 0 | 0 | 0 | 0 | 0 | 0 | 0 | 0
1979 | 5 | 4 | 0.04 | 0.04 | 0 | 0 | 0.04 | 0 | 0 | 0 | 0 | 0 | 0 | 0 | 0
1979 | 5 | 5 | 0.06 | 0.06 | 0.01 | 0 | 0.06 | 0.01 | 0 | 0 | 0 | 0 | 0 | 0 | 0
1979 | 5 | 6 | 0 | 0 | 0 | 0 | 0 | 0 | 0 | 0 | 0 | 0 | 0 | 0 | 0
1979 | 5 | 7 | 0 | 0 | 0 | 0 | 0 | 0 | 0 | 0 | 0 | 0 | 0 | 0 | 0
1979 | 5 | 8 | 0 | 0 | 0 | 0 | 0 | 0 | 0 | 0 | 0 | 0 | 0 | 0 | 0
1979 | 5 | 9 | 0 | 0 | 0 | 0 | 0 | 0 | 0 | 0 | 0 | 0 | 0 | 0 | 0
1979 | 5 | 10 | 0 | 0 | 0 | 0 | 0 | 0 | 0 | 0 | 0 | 0 | 0 | 0 | 0
1979 | 5 | 11 | 0.02 | 0.02 | 0 | 0 | 0.02 | 0 | 0 | 0 | 0 | 0 | 0 | 0 | 0
1979 | 5 | 12 | 0 | 0 | 0 | 0 | 0 | 0 | 0 | 0 | 0 | 0 | 0 | 0 | 0
1979 | 5 | 13 | 1.26 | 1 | 0.95 | 0 | 1 | 0.95 | 0 | 0 | 0 | 0 | 0 | 0 | 0
1979 | 5 | 14 | 0 | 0 | 0 | 0 | 0 | 0 | 0 | 0 | 0 | 0 | 0 | 0 | 0
1979 | 5 | 15 | 0.03 | 0.03 | 0 | 0 | 0.03 | 0 | 0 | 0 | 0 | 0 | 0 | 0 | 0
1979 | 5 | 16 | 0 | 0 | 0 | 0 | 0 | 0 | 0 | 0 | 0 | 0 | 0 | 0 | 0
1979 | 5 | 17 | 0 | 0 | 0 | 0 | 0 | 0 | 0 | 0 | 0 | 0 | 0 | 0 | 0
1979 | 5 | 18 | 0.12 | 0.12 | 0.07 | 0 | 0.12 | 0.07 | 0 | 0 | 0 | 0 | 0 | 0 | 0
1979 | 5 | 19 | 0.08 | 0.08 | 0.03 | 0 | 0.08 | 0.03 | 0 | 0 | 0 | 0 | 0 | 0 | 0
1979 | 5 | 20 | 0.01 | 0.01 | 0 | 0 | 0.01 | 0 | 0 | 0 | 0 | 0 | 0 | 0 | 0
1979 | 5 | 21 | 0 | 0 | 0 | 0 | 0 | 0 | 0 | 0 | 0 | 0 | 0 | 0 | 0
1979 | 5 | 22 | 0 | 0 | 0 | 0 | 0 | 0 | 0 | 0 | 0 | 0 | 0 | 0 | 0
1979 | 5 | 23 | 0.7 | 0.7 | 0.65 | 0 | 0.7 | 0.65 | 0 | 0 | 0 | 0 | 0 | 0 | 0
1979 | 5 | 24 | 0.23 | 0.23 | 0.18 | 0 | 0.23 | 0.18 | 0 | 0 | 0 | 0 | 0 | 0 | 0
1979 | 5 | 25 | 0.17 | 0.17 | 0.12 | 0 | 0.17 | 0.12 | 0 | 0 | 0 | 0 | 0 | 0 | 0
1979 | 5 | 26 | 0 | 0 | 0 | 0 | 0 | 0 | 0 | 0 | 0 | 0 | 0 | 0 | 0
1979 | 5 | 27 | 0 | 0 | 0 | 0 | 0 | 0 | 0 | 0 | 0 | 0 | 0 | 0 | 0
1979 | 5 | 28 | 0.01 | 0.01 | 0 | 0 | 0.01 | 0 | 0 | 0 | 0 | 0 | 0 | 0 | 0
1979 | 5 | 29 | 0.22 | 0.22 | 0.17 | 0 | 0.22 | 0.17 | 0 | 0 | 0 | 0 | 0 | 0 | 0
1979 | 5 | 30 | 0 | 0 | 0 | 0 | 0 | 0 | 0 | 0 | 0 | 0 | 0 | 0 | 0
1979 | 5 | 31 | 0.6 | 0.6 | 0.55 | 0 | 0.6 | 0.55 | 0 | 0 | 0 | 0 | 0 | 0 | 0
1979 | 6 | 1 | 0.6 | 0.6 | 0.55 | 0 | 0.6 | 0.55 | 0 | 0 | 0 | 0 | 0 | 0 | 0
1979 | 6 | 2 | 0 | 0 | 0 | 0 | 0 | 0 | 0 | 0 | 0 | 0 | 0 | 0 | 0
1979 | 6 | 3 | 1.08 | 1 | 0.95 | 0 | 1 | 0.95 | 0 | 0 | 0 | 0 | 0 | 0 | 0
1979 | 6 | 4 | 0.18 | 0.18 | 0.13 | 0 | 0.18 | 0.13 | 0 | 0 | 0 | 0 | 0 | 0 | 0
1979 | 6 | 5 | 0 | 0 | 0 | 0 | 0 | 0 | 0 | 0 | 0 | 0 | 0 | 0 | 0
1979 | 6 | 6 | 0 | 0 | 0 | 0 | 0 | 0 | 0 | 0 | 0 | 0 | 0 | 0 | 0
1979 | 6 | 7 | 0 | 0 | 0 | 0 | 0 | 0 | 0 | 0 | 0 | 0 | 0 | 0 | 0
1979 | 6 | 8 | 0 | 0 | 0 | 0 | 0 | 0 | 0 | 0 | 0 | 0 | 0 | 0 | 0
1979 | 6 | 9 | 0 | 0 | 0 | 0 | 0 | 0 | 0 | 0 | 0 | 0 | 0 | 0 | 0
1979 | 6 | 10 | 0 | 0 | 0 | 0 | 0 | 0 | 0 | 0 | 0 | 0 | 0 | 0 | 0
1979 | 6 | 11 | 0.04 | 0.04 | 0 | 0 | 0.04 | 0 | 0 | 0 | 0 | 0 | 0 | 0 | 0
1979 | 6 | 12 | 0 | 0 | 0 | 0 | 0 | 0 | 0 | 0 | 0 | 0 | 0 | 0 | 0
1979 | 6 | 13 | 0 | 0 | 0 | 0 | 0 | 0 | 0 | 0 | 0 | 0 | 0 | 0 | 0
1979 | 6 | 14 | 0 | 0 | 0 | 0 | 0 | 0 | 0 | 0 | 0 | 0 | 0 | 0 | 0
1979 | 6 | 15 | 0 | 0 | 0 | 0 | 0 | 0 | 0 | 0 | 0 | 0 | 0 | 0 | 0
1979 | 6 | 16 | 0 | 0 | 0 | 0 | 0 | 0 | 0 | 0 | 0 | 0 | 0 | 0 | 0
1979 | 6 | 17 | 0.39 | 0.39 | 0.34 | 0 | 0.39 | 0.34 | 0 | 0 | 0 | 0 | 0 | 0 | 0
1979 | 6 | 18 | 0 | 0 | 0 | 0 | 0 | 0 | 0 | 0 | 0 | 0 | 0 | 0 | 0
1979 | 6 | 19 | 0 | 0 | 0 | 0 | 0 | 0 | 0 | 0 | 0 | 0 | 0 | 0 | 0
1979 | 6 | 20 | 0 | 0 | 0 | 0 | 0 | 0 | 0 | 0 | 0 | 0 | 0 | 0 | 0
1979 | 6 | 21 | 0.01 | 0.01 | 0 | 0 | 0.01 | 0 | 0 | 0 | 0 | 0 | 0 | 0 | 0
1979 | 6 | 22 | 0.01 | 0.01 | 0 | 0 | 0.01 | 0 | 0 | 0 | 0 | 0 | 0 | 0 | 0
1979 | 6 | 23 | 0.29 | 0.29 | 0.24 | 0 | 0.29 | 0.24 | 0 | 0 | 0 | 0 | 0 | 0 | 0
1979 | 6 | 24 | 0.04 | 0.04 | 0 | 0 | 0.04 | 0 | 0 | 0 | 0 | 0 | 0 | 0 | 0
1979 | 6 | 25 | 0 | 0 | 0 | 0 | 0 | 0 | 0 | 0 | 0 | 0 | 0 | 0 | 0
1979 | 6 | 26 | 0 | 0 | 0 | 0 | 0 | 0 | 0 | 0 | 0 | 0 | 0 | 0 | 0
1979 | 6 | 27 | 0 | 0 | 0 | 0 | 0 | 0 | 0 | 0 | 0 | 0 | 0 | 0 | 0
1979 | 6 | 28 | 0 | 0 | 0 | 0 | 0 | 0 | 0 | 0 | 0 | 0 | 0 | 0 | 0
1979 | 6 | 29 | 0 | 0 | 0 | 0 | 0 | 0 | 0 | 0 | 0 | 0 | 0 | 0 | 0
1979 | 6 | 30 | 0.35 | 0.35 | 0.3 | 0 | 0.35 | 0.3 | 0 | 0 | 0 | 0 | 0 | 0 | 0
1979 | 7 | 1 | 0.51 | 0.51 | 0.46 | 0 | 0.51 | 0.46 | 0 | 0 | 0 | 0 | 0 | 0 | 0
1979 | 7 | 2 | 0 | 0 | 0 | 0 | 0 | 0 | 0 | 0 | 0 | 0 | 0 | 0 | 0
1979 | 7 | 3 | 0 | 0 | 0 | 0 | 0 | 0 | 0 | 0 | 0 | 0 | 0 | 0 | 0
1979 | 7 | 4 | 0.19 | 0.19 | 0.14 | 0 | 0.19 | 0.14 | 0 | 0 | 0 | 0 | 0 | 0 | 0
1979 | 7 | 5 | 0 | 0 | 0 | 0 | 0 | 0 | 0 | 0 | 0 | 0 | 0 | 0 | 0
1979 | 7 | 6 | 0 | 0 | 0 | 0 | 0 | 0 | 0 | 0 | 0 | 0 | 0 | 0 | 0
1979 | 7 | 7 | 0 | 0 | 0 | 0 | 0 | 0 | 0 | 0 | 0 | 0 | 0 | 0 | 0
1979 | 7 | 8 | 0 | 0 | 0 | 0 | 0 | 0 | 0 | 0 | 0 | 0 | 0 | 0 | 0
1979 | 7 | 9 | 0 | 0 | 0 | 0 | 0 | 0 | 0 | 0 | 0 | 0 | 0 | 0 | 0
1979 | 7 | 10 | 0 | 0 | 0 | 0 | 0 | 0 | 0 | 0 | 0 | 0 | 0 | 0 | 0
1979 | 7 | 11 | 0 | 0 | 0 | 0 | 0 | 0 | 0 | 0 | 0 | 0 | 0 | 0 | 0
1979 | 7 | 12 | 0 | 0 | 0 | 0 | 0 | 0 | 0 | 0 | 0 | 0 | 0 | 0 | 0
1979 | 7 | 13 | 1.28 | 1 | 0.95 | 0 | 1 | 0.95 | 0 | 0 | 0 | 0 | 0 | 0 | 0
1979 | 7 | 14 | 0 | 0 | 0 | 0 | 0 | 0 | 0 | 0 | 0 | 0 | 0 | 0 | 0
1979 | 7 | 15 | 0 | 0 | 0 | 0 | 0 | 0 | 0 | 0 | 0 | 0 | 0 | 0 | 0
1979 | 7 | 16 | 0 | 0 | 0 | 0 | 0 | 0 | 0 | 0 | 0 | 0 | 0 | 0 | 0
1979 | 7 | 17 | 0 | 0 | 0 | 0 | 0 | 0 | 0 | 0 | 0 | 0 | 0 | 0 | 0
1979 | 7 | 18 | 0.01 | 0.01 | 0 | 0 | 0.01 | 0 | 0 | 0 | 0 | 0 | 0 | 0 | 0
1979 | 7 | 19 | 0 | 0 | 0 | 0 | 0 | 0 | 0 | 0 | 0 | 0 | 0 | 0 | 0
1979 | 7 | 20 | 0 | 0 | 0 | 0 | 0 | 0 | 0 | 0 | 0 | 0 | 0 | 0 | 0
1979 | 7 | 21 | 0.12 | 0.12 | 0.07 | 0 | 0.12 | 0.07 | 0 | 0 | 0 | 0 | 0 | 0 | 0
1979 | 7 | 22 | 0 | 0 | 0 | 0 | 0 | 0 | 0 | 0 | 0 | 0 | 0 | 0 | 0
1979 | 7 | 23 | 0.26 | 0.26 | 0.21 | 0 | 0.26 | 0.21 | 0 | 0 | 0 | 0 | 0 | 0 | 0
1979 | 7 | 24 | 0.04 | 0.04 | 0 | 0 | 0.04 | 0 | 0 | 0 | 0 | 0 | 0 | 0 | 0
1979 | 7 | 25 | 0.56 | 0.56 | 0.51 | 0 | 0.56 | 0.51 | 0 | 0 | 0 | 0 | 0 | 0 | 0
1979 | 7 | 26 | 0.01 | 0.01 | 0 | 0 | 0.01 | 0 | 0 | 0 | 0 | 0 | 0 | 0 | 0
1979 | 7 | 27 | 0 | 0 | 0 | 0 | 0 | 0 | 0 | 0 | 0 | 0 | 0 | 0 | 0
1979 | 7 | 28 | 0.23 | 0.23 | 0.18 | 0 | 0.23 | 0.18 | 0 | 0 | 0 | 0 | 0 | 0 | 0
1979 | 7 | 29 | 0.22 | 0.22 | 0.17 | 0 | 0.22 | 0.17 | 0 | 0 | 0 | 0 | 0 | 0 | 0
1979 | 7 | 30 | 0 | 0 | 0 | 0 | 0 | 0 | 0 | 0 | 0 | 0 | 0 | 0 | 0
1979 | 7 | 31 | 0 | 0 | 0 | 0 | 0 | 0 | 0 | 0 | 0 | 0 | 0 | 0 | 0
1979 | 8 | 1 | 0 | 0 | 0 | 0 | 0 | 0 | 0 | 0 | 0 | 0 | 0 | 0 | 0
1979 | 8 | 2 | 0.57 | 0.57 | 0.52 | 0 | 0.57 | 0.52 | 0 | 0 | 0 | 0 | 0 | 0 | 0
1979 | 8 | 3 | 0.04 | 0.04 | 0 | 0 | 0.04 | 0 | 0 | 0 | 0 | 0 | 0 | 0 | 0
1979 | 8 | 4 | 0 | 0 | 0 | 0 | 0 | 0 | 0 | 0 | 0 | 0 | 0 | 0 | 0
1979 | 8 | 5 | 0 | 0 | 0 | 0 | 0 | 0 | 0 | 0 | 0 | 0 | 0 | 0 | 0
1979 | 8 | 6 | 0 | 0 | 0 | 0 | 0 | 0 | 0 | 0 | 0 | 0 | 0 | 0 | 0
1979 | 8 | 7 | 0 | 0 | 0 | 0 | 0 | 0 | 0 | 0 | 0 | 0 | 0 | 0 | 0
1979 | 8 | 8 | 0.38 | 0.38 | 0.33 | 0 | 0.38 | 0.33 | 0 | 0 | 0 | 0 | 0 | 0 | 0
1979 | 8 | 9 | 0 | 0 | 0 | 0 | 0 | 0 | 0 | 0 | 0 | 0 | 0 | 0 | 0
1979 | 8 | 10 | 0.26 | 0.26 | 0.21 | 0 | 0.26 | 0.21 | 0 | 0 | 0 | 0 | 0 | 0 | 0
1979 | 8 | 11 | 1.19 | 1 | 0.95 | 0 | 1 | 0.95 | 0 | 0 | 0 | 0 | 0 | 0 | 0
1979 | 8 | 12 | 1.09 | 1 | 0.95 | 0 | 1 | 0.95 | 0 | 0 | 0 | 0 | 0 | 0 | 0
1979 | 8 | 13 | 0 | 0 | 0 | 0 | 0 | 0 | 0 | 0 | 0 | 0 | 0 | 0 | 0
1979 | 8 | 14 | 0 | 0 | 0 | 0 | 0 | 0 | 0 | 0 | 0 | 0 | 0 | 0 | 0
1979 | 8 | 15 | 0 | 0 | 0 | 0 | 0 | 0 | 0 | 0 | 0 | 0 | 0 | 0 | 0
1979 | 8 | 16 | 0 | 0 | 0 | 0 | 0 | 0 | 0 | 0 | 0 | 0 | 0 | 0 | 0
1979 | 8 | 17 | 0 | 0 | 0 | 0 | 0 | 0 | 0 | 0 | 0 | 0 | 0 | 0 | 0
1979 | 8 | 18 | 0.01 | 0.01 | 0 | 0 | 0.01 | 0 | 0 | 0 | 0 | 0 | 0 | 0 | 0
1979 | 8 | 19 | 0.1 | 0.1 | 0.05 | 0 | 0.1 | 0.05 | 0 | 0 | 0 | 0 | 0 | 0 | 0
1979 | 8 | 20 | 0 | 0 | 0 | 0 | 0 | 0 | 0 | 0 | 0 | 0 | 0 | 0 | 0
1979 | 8 | 21 | 0.52 | 0.52 | 0.47 | 0 | 0.52 | 0.47 | 0 | 0 | 0 | 0 | 0 | 0 | 0
1979 | 8 | 22 | 0 | 0 | 0 | 0 | 0 | 0 | 0 | 0 | 0 | 0 | 0 | 0 | 0
1979 | 8 | 23 | 0 | 0 | 0 | 0 | 0 | 0 | 0 | 0 | 0 | 0 | 0 | 0 | 0
1979 | 8 | 24 | 0.1 | 0.1 | 0.05 | 0 | 0.1 | 0.05 | 0 | 0 | 0 | 0 | 0 | 0 | 0
1979 | 8 | 25 | 0.09 | 0.09 | 0.04 | 0 | 0.09 | 0.04 | 0 | 0 | 0 | 0 | 0 | 0 | 0
1979 | 8 | 26 | 0.1 | 0.1 | 0.05 | 0 | 0.1 | 0.05 | 0 | 0 | 0 | 0 | 0 | 0 | 0
1979 | 8 | 27 | 0.92 | 0.92 | 0.87 | 0 | 0.92 | 0.87 | 0 | 0 | 0 | 0 | 0 | 0 | 0
1979 | 8 | 28 | 0 | 0 | 0 | 0 | 0 | 0 | 0 | 0 | 0 | 0 | 0 | 0 | 0
1979 | 8 | 29 | 0.04 | 0.04 | 0 | 0 | 0.04 | 0 | 0 | 0 | 0 | 0 | 0 | 0 | 0
1979 | 8 | 30 | 0 | 0 | 0 | 0 | 0 | 0 | 0 | 0 | 0 | 0 | 0 | 0 | 0
1979 | 8 | 31 | 0 | 0 | 0 | 0 | 0 | 0 | 0 | 0 | 0 | 0 | 0 | 0 | 0
1979 | 9 | 1 | 0 | 0 | 0 | 0 | 0 | 0 | 0 | 0 | 0 | 0 | 0 | 0 | 0
1979 | 9 | 2 | 0 | 0 | 0 | 0 | 0 | 0 | 0 | 0 | 0 | 0 | 0 | 0 | 0
1979 | 9 | 3 | 0.13 | 0.13 | 0.08 | 0 | 0.13 | 0.08 | 0 | 0 | 0 | 0 | 0 | 0 | 0
1979 | 9 | 4 | 0 | 0 | 0 | 0 | 0 | 0 | 0 | 0 | 0 | 0 | 0 | 0 | 0
1979 | 9 | 5 | 3.68 | 1 | 0.95 | 0 | 1 | 0.95 | 0 | 0 | 0 | 0 | 0 | 0 | 0
1979 | 9 | 6 | 0.01 | 0.01 | 0 | 0 | 0.01 | 0 | 0 | 0 | 0 | 0 | 0 | 0 | 0
1979 | 9 | 7 | 0 | 0 | 0 | 0 | 0 | 0 | 0 | 0 | 0 | 0 | 0 | 0 | 0
1979 | 9 | 8 | 0 | 0 | 0 | 0 | 0 | 0 | 0 | 0 | 0 | 0 | 0 | 0 | 0
1979 | 9 | 9 | 0 | 0 | 0 | 0 | 0 | 0 | 0 | 0 | 0 | 0 | 0 | 0 | 0
1979 | 9 | 10 | 0 | 0 | 0 | 0 | 0 | 0 | 0 | 0 | 0 | 0 | 0 | 0 | 0
1979 | 9 | 11 | 0 | 0 | 0 | 0 | 0 | 0 | 0 | 0 | 0 | 0 | 0 | 0 | 0
1979 | 9 | 12 | 0 | 0 | 0 | 0 | 0 | 0 | 0 | 0 | 0 | 0 | 0 | 0 | 0
1979 | 9 | 13 | 0 | 0 | 0 | 0 | 0 | 0 | 0 | 0 | 0 | 0 | 0 | 0 | 0
1979 | 9 | 14 | 0.14 | 0.14 | 0.09 | 0 | 0.14 | 0.09 | 0 | 0 | 0 | 0 | 0 | 0 | 0
1979 | 9 | 15 | 0 | 0 | 0 | 0 | 0 | 0 | 0 | 0 | 0 | 0 | 0 | 0 | 0
1979 | 9 | 16 | 0 | 0 | 0 | 0 | 0 | 0 | 0 | 0 | 0 | 0 | 0 | 0 | 0
1979 | 9 | 17 | 0 | 0 | 0 | 0 | 0 | 0 | 0 | 0 | 0 | 0 | 0 | 0 | 0
1979 | 9 | 18 | 0 | 0 | 0 | 0 | 0 | 0 | 0 | 0 | 0 | 0 | 0 | 0 | 0
1979 | 9 | 19 | 0 | 0 | 0 | 0 | 0 | 0 | 0 | 0 | 0 | 0 | 0 | 0 | 0
1979 | 9 | 20 | 0 | 0 | 0 | 0 | 0 | 0 | 0 | 0 | 0 | 0 | 0 | 0 | 0
1979 | 9 | 21 | 2.18 | 1 | 0.95 | 0 | 1 | 0.95 | 0 | 0 | 0 | 0 | 0 | 0 | 0
1979 | 9 | 22 | 0.28 | 0.28 | 0.23 | 0 | 0.28 | 0.23 | 0 | 0 | 0 | 0 | 0 | 0 | 0
1979 | 9 | 23 | 0 | 0 | 0 | 0 | 0 | 0 | 0 | 0 | 0 | 0 | 0 | 0 | 0
1979 | 9 | 24 | 0 | 0 | 0 | 0 | 0 | 0 | 0 | 0 | 0 | 0 | 0 | 0 | 0
1979 | 9 | 25 | 0 | 0 | 0 | 0 | 0 | 0 | 0 | 0 | 0 | 0 | 0 | 0 | 0
1979 | 9 | 26 | 0 | 0 | 0 | 0 | 0 | 0 | 0 | 0 | 0 | 0 | 0 | 0 | 0
1979 | 9 | 27 | 0 | 0 | 0 | 0 | 0 | 0 | 0 | 0 | 0 | 0 | 0 | 0 | 0
1979 | 9 | 28 | 0.04 | 0.04 | 0 | 0 | 0.04 | 0 | 0 | 0 | 0 | 0 | 0 | 0 | 0
1979 | 9 | 29 | 0.01 | 0.01 | 0 | 0 | 0.01 | 0 | 0 | 0 | 0 | 0 | 0 | 0 | 0
1979 | 9 | 30 | 0.17 | 0.17 | 0.12 | 0 | 0.17 | 0.12 | 0 | 0 | 0 | 0 | 0 | 0 | 0
1979 | 10 | 1 | 1.53 | 1 | 0.95 | 0 | 1 | 0.95 | 0 | 0 | 0 | 0 | 0 | 0 | 0
1979 | 10 | 2 | 0.52 | 0.52 | 0.47 | 0 | 0.52 | 0.47 | 0 | 0 | 0 | 0 | 0 | 0 | 0
1979 | 10 | 3 | 0.33 | 0.33 | 0.28 | 0 | 0.33 | 0.28 | 0 | 0 | 0 | 0 | 0 | 0 | 0
1979 | 10 | 4 | 0 | 0 | 0 | 0 | 0 | 0 | 0 | 0 | 0 | 0 | 0 | 0 | 0
1979 | 10 | 5 | 0.57 | 0.57 | 0.52 | 0 | 0.57 | 0.52 | 0 | 0 | 0 | 0 | 0 | 0 | 0
1979 | 10 | 6 | 0 | 0 | 0 | 0 | 0 | 0 | 0 | 0 | 0 | 0 | 0 | 0 | 0
1979 | 10 | 7 | 0 | 0 | 0 | 0 | 0 | 0 | 0 | 0 | 0 | 0 | 0 | 0 | 0
1979 | 10 | 8 | 0.04 | 0.04 | 0 | 0 | 0.04 | 0 | 0 | 0 | 0 | 0 | 0 | 0 | 0
1979 | 10 | 9 | 0.64 | 0.64 | 0.59 | 0 | 0.64 | 0.59 | 0 | 0 | 0 | 0 | 0 | 0 | 0
1979 | 10 | 10 | 1.1 | 1 | 0.95 | 0 | 1 | 0.95 | 0 | 0 | 0 | 0 | 0 | 0 | 0
1979 | 10 | 11 | 0.04 | 0.04 | 0 | 0 | 0.04 | 0 | 0 | 0 | 0 | 0 | 0 | 0 | 0
1979 | 10 | 12 | 0.07 | 0.07 | 0.02 | 0 | 0.07 | 0.02 | 0 | 0 | 0 | 0 | 0 | 0 | 0
1979 | 10 | 13 | 0.19 | 0.19 | 0.14 | 0 | 0.19 | 0.14 | 0 | 0 | 0 | 0 | 0 | 0 | 0
1979 | 10 | 14 | 0 | 0 | 0 | 0 | 0 | 0 | 0 | 0 | 0 | 0 | 0 | 0 | 0
1979 | 10 | 15 | 0 | 0 | 0 | 0 | 0 | 0 | 0 | 0 | 0 | 0 | 0 | 0 | 0
1979 | 10 | 16 | 0 | 0 | 0 | 0 | 0 | 0 | 0 | 0 | 0 | 0 | 0 | 0 | 0
1979 | 10 | 17 | 0 | 0 | 0 | 0 | 0 | 0 | 0 | 0 | 0 | 0 | 0 | 0 | 0
1979 | 10 | 18 | 0 | 0 | 0 | 0 | 0 | 0 | 0 | 0 | 0 | 0 | 0 | 0 | 0
1979 | 10 | 19 | 0 | 0 | 0 | 0 | 0 | 0 | 0 | 0 | 0 | 0 | 0 | 0 | 0
1979 | 10 | 20 | 0 | 0 | 0 | 0 | 0 | 0 | 0 | 0 | 0 | 0 | 0 | 0 | 0
1979 | 10 | 21 | 0 | 0 | 0 | 0 | 0 | 0 | 0 | 0 | 0 | 0 | 0 | 0 | 0
1979 | 10 | 22 | 0 | 0 | 0 | 0 | 0 | 0 | 0 | 0 | 0 | 0 | 0 | 0 | 0
1979 | 10 | 23 | 0.5 | 0.5 | 0.45 | 0 | 0.5 | 0.45 | 0 | 0 | 0 | 0 | 0 | 0 | 0
1979 | 10 | 24 | 0 | 0 | 0 | 0 | 0 | 0 | 0 | 0 | 0 | 0 | 0 | 0 | 0
1979 | 10 | 25 | 0 | 0 | 0 | 0 | 0 | 0 | 0 | 0 | 0 | 0 | 0 | 0 | 0
1979 | 10 | 26 | 0 | 0 | 0 | 0 | 0 | 0 | 0 | 0 | 0 | 0 | 0 | 0 | 0
1979 | 10 | 27 | 0 | 0 | 0 | 0 | 0 | 0 | 0 | 0 | 0 | 0 | 0 | 0 | 0
1979 | 10 | 28 | 0.01 | 0.01 | 0 | 0 | 0.01 | 0 | 0 | 0 | 0 | 0 | 0 | 0 | 0
1979 | 10 | 29 | 0 | 0 | 0 | 0 | 0 | 0 | 0 | 0 | 0 | 0 | 0 | 0 | 0
1979 | 10 | 30 | 0 | 0 | 0 | 0 | 0 | 0 | 0 | 0 | 0 | 0 | 0 | 0 | 0
1979 | 10 | 31 | 0 | 0 | 0 | 0 | 0 | 0 | 0 | 0 | 0 | 0 | 0 | 0 | 0
1979 | 11 | 1 | 0 | 0 | 0 | 0 | 0 | 0 | 0 | 0 | 0 | 0 | 0 | 0 | 0
1979 | 11 | 2 | 0.41 | 0.41 | 0.36 | 0 | 0.41 | 0.36 | 0 | 0 | 0 | 0 | 0 | 0 | 0
1979 | 11 | 3 | 0.17 | 0.17 | 0.12 | 0 | 0.17 | 0.12 | 0 | 0 | 0 | 0 | 0 | 0 | 0
1979 | 11 | 4 | 0 | 0 | 0 | 0 | 0 | 0 | 0 | 0 | 0 | 0 | 0 | 0 | 0
1979 | 11 | 5 | 0 | 0 | 0 | 0 | 0 | 0 | 0 | 0 | 0 | 0 | 0 | 0 | 0
1979 | 11 | 6 | 0 | 0 | 0 | 0 | 0 | 0 | 0 | 0 | 0 | 0 | 0 | 0 | 0
1979 | 11 | 7 | 0 | 0 | 0 | 0 | 0 | 0 | 0 | 0 | 0 | 0 | 0 | 0 | 0
1979 | 11 | 8 | 0 | 0 | 0 | 0 | 0 | 0 | 0 | 0 | 0 | 0 | 0 | 0 | 0
1979 | 11 | 9 | 0.01 | 0.01 | 0 | 0 | 0.01 | 0 | 0 | 0 | 0 | 0 | 0 | 0 | 0
1979 | 11 | 10 | 0.39 | 0.39 | 0.34 | 0 | 0.39 | 0.34 | 0 | 0 | 0 | 0 | 0 | 0 | 0
1979 | 11 | 11 | 0.55 | 0.55 | 0.5 | 0 | 0.55 | 0.5 | 0 | 0 | 0 | 0 | 0 | 0 | 0
1979 | 11 | 12 | 0 | 0 | 0 | 0 | 0 | 0 | 0 | 0 | 0 | 0 | 0 | 0 | 0
1979 | 11 | 13 | 0.14 | 0.14 | 0.09 | 0 | 0.14 | 0.09 | 0 | 0 | 0 | 0 | 0 | 0 | 0
1979 | 11 | 14 | 0 | 0 | 0 | 0 | 0 | 0 | 0 | 0 | 0 | 0 | 0 | 0 | 0
1979 | 11 | 15 | 0 | 0 | 0 | 0 | 0 | 0 | 0 | 0 | 0 | 0 | 0 | 0 | 0
1979 | 11 | 16 | 0 | 0 | 0 | 0 | 0 | 0 | 0 | 0 | 0 | 0 | 0 | 0 | 0
1979 | 11 | 17 | 0 | 0 | 0 | 0 | 0 | 0 | 0 | 0 | 0 | 0 | 0 | 0 | 0
1979 | 11 | 18 | 0 | 0 | 0 | 0 | 0 | 0 | 0 | 0 | 0 | 0 | 0 | 0 | 0
1979 | 11 | 19 | 0 | 0 | 0 | 0 | 0 | 0 | 0 | 0 | 0 | 0 | 0 | 0 | 0
1979 | 11 | 20 | 0 | 0 | 0 | 0 | 0 | 0 | 0 | 0 | 0 | 0 | 0 | 0 | 0
1979 | 11 | 21 | 0 | 0 | 0 | 0 | 0 | 0 | 0 | 0 | 0 | 0 | 0 | 0 | 0
1979 | 11 | 22 | 0 | 0 | 0 | 0 | 0 | 0 | 0 | 0 | 0 | 0 | 0 | 0 | 0
1979 | 11 | 23 | 0 | 0 | 0 | 0 | 0 | 0 | 0 | 0 | 0 | 0 | 0 | 0 | 0
1979 | 11 | 24 | 0 | 0 | 0 | 0 | 0 | 0 | 0 | 0 | 0 | 0 | 0 | 0 | 0
1979 | 11 | 25 | 0 | 0 | 0 | 0 | 0 | 0 | 0 | 0 | 0 | 0 | 0 | 0 | 0
1979 | 11 | 26 | 0.66 | 0.66 | 0.61 | 0 | 0.66 | 0.61 | 0 | 0 | 0 | 0 | 0 | 0 | 0
1979 | 11 | 27 | 0 | 0 | 0 | 0 | 0 | 0 | 0 | 0 | 0 | 0 | 0 | 0 | 0
1979 | 11 | 28 | 0 | 0 | 0 | 0 | 0 | 0 | 0 | 0 | 0 | 0 | 0 | 0 | 0
1979 | 11 | 29 | 0 | 0 | 0 | 0 | 0 | 0 | 0 | 0 | 0 | 0 | 0 | 0 | 0
1979 | 11 | 30 | 0 | 0 | 0 | 0 | 0 | 0 | 0 | 0 | 0 | 0 | 0 | 0 | 0
1979 | 12 | 1 | 0 | 0 | 0 | 0 | 0 | 0 | 0 | 0 | 0 | 0 | 0 | 0 | 0
1979 | 12 | 2 | 0 | 0 | 0 | 0 | 0 | 0 | 0 | 0 | 0 | 0 | 0 | 0 | 0
1979 | 12 | 3 | 0 | 0 | 0 | 0 | 0 | 0 | 0 | 0 | 0 | 0 | 0 | 0 | 0
1979 | 12 | 4 | 0 | 0 | 0 | 0 | 0 | 0 | 0 | 0 | 0 | 0 | 0 | 0 | 0
1979 | 12 | 5 | 0 | 0 | 0 | 0 | 0 | 0 | 0 | 0 | 0 | 0 | 0 | 0 | 0
1979 | 12 | 6 | 0.05 | 0.05 | 0 | 0 | 0.05 | 0 | 0 | 0 | 0 | 0 | 0 | 0 | 0
1979 | 12 | 7 | 0 | 0 | 0 | 0 | 0 | 0 | 0 | 0 | 0 | 0 | 0 | 0 | 0
1979 | 12 | 8 | 0 | 0 | 0 | 0 | 0 | 0 | 0 | 0 | 0 | 0 | 0 | 0 | 0
1979 | 12 | 9 | 0 | 0 | 0 | 0 | 0 | 0 | 0 | 0 | 0 | 0 | 0 | 0 | 0
1979 | 12 | 10 | 0 | 0 | 0 | 0 | 0 | 0 | 0 | 0 | 0 | 0 | 0 | 0 | 0
1979 | 12 | 11 | 0 | 0 | 0 | 0 | 0 | 0 | 0 | 0 | 0 | 0 | 0 | 0 | 0
1979 | 12 | 12 | 0 | 0 | 0 | 0 | 0 | 0 | 0 | 0 | 0 | 0 | 0 | 0 | 0
1979 | 12 | 13 | 0.33 | 0.33 | 0.28 | 0 | 0.33 | 0.28 | 0 | 0 | 0 | 0 | 0 | 0 | 0
1979 | 12 | 14 | 0 | 0 | 0 | 0 | 0 | 0 | 0 | 0 | 0 | 0 | 0 | 0 | 0
1979 | 12 | 15 | 0 | 0 | 0 | 0 | 0 | 0 | 0 | 0 | 0 | 0 | 0 | 0 | 0
1979 | 12 | 16 | 0 | 0 | 0 | 0 | 0 | 0 | 0 | 0 | 0 | 0 | 0 | 0 | 0
1979 | 12 | 17 | 0 | 0 | 0 | 0 | 0 | 0 | 0 | 0 | 0 | 0 | 0 | 0 | 0
1979 | 12 | 18 | 0 | 0 | 0 | 0 | 0 | 0 | 0 | 0 | 0 | 0 | 0 | 0 | 0
1979 | 12 | 19 | 0 | 0 | 0 | 0 | 0 | 0 | 0 | 0 | 0 | 0 | 0 | 0 | 0
1979 | 12 | 20 | 0 | 0 | 0 | 0 | 0 | 0 | 0 | 0 | 0 | 0 | 0 | 0 | 0
1979 | 12 | 21 | 0 | 0 | 0 | 0 | 0 | 0 | 0 | 0 | 0 | 0 | 0 | 0 | 0
1979 | 12 | 22 | 0 | 0 | 0 | 0 | 0 | 0 | 0 | 0 | 0 | 0 | 0 | 0 | 0
1979 | 12 | 23 | 0 | 0 | 0 | 0 | 0 | 0 | 0 | 0 | 0 | 0 | 0 | 0 | 0
1979 | 12 | 24 | 0.09 | 0.09 | 0.04 | 0 | 0.09 | 0.04 | 0 | 0 | 0 | 0 | 0 | 0 | 0
1979 | 12 | 25 | 0.38 | 0.38 | 0.33 | 0 | 0.38 | 0.33 | 0 | 0 | 0 | 0 | 0 | 0 | 0
1979 | 12 | 26 | 0 | 0 | 0 | 0 | 0 | 0 | 0 | 0 | 0 | 0 | 0 | 0 | 0
1979 | 12 | 27 | 0 | 0 | 0 | 0 | 0 | 0 | 0 | 0 | 0 | 0 | 0 | 0 | 0
1979 | 12 | 28 | 0 | 0 | 0 | 0 | 0 | 0 | 0 | 0 | 0 | 0 | 0 | 0 | 0
1979 | 12 | 29 | 0 | 0 | 0 | 0 | 0 | 0 | 0 | 0 | 0 | 0 | 0 | 0 | 0
1979 | 12 | 30 | 0 | 0 | 0 | 0 | 0 | 0 | 0 | 0 | 0 | 0 | 0 | 0 | 0
1979 | 12 | 31 | 0 | 0 | 0 | 0 | 0 | 0 | 0 | 0 | 0 | 0 | 0 | 0 | 0
1980 | 1 | 1 | 0 | 0 | 0 | 0 | 0 | 0 | 0 | 0 | 0 | 0 | 0 | 0 | 0
1980 | 1 | 2 | 0 | 0 | 0 | 0 | 0 | 0 | 0 | 0 | 0 | 0 | 0 | 0 | 0
1980 | 1 | 3 | 0 | 0 | 0 | 0 | 0 | 0 | 0 | 0 | 0 | 0 | 0 | 0 | 0
1980 | 1 | 4 | 0.16 | 0.16 | 0.11 | 0 | 0.16 | 0.11 | 0 | 0 | 0 | 0 | 0 | 0 | 0
1980 | 1 | 5 | 0.39 | 0.39 | 0.34 | 0 | 0.39 | 0.34 | 0 | 0 | 0 | 0 | 0 | 0 | 0
1980 | 1 | 6 | 0 | 0 | 0 | 0 | 0 | 0 | 0 | 0 | 0 | 0 | 0 | 0 | 0
1980 | 1 | 7 | 0.02 | 0.02 | 0 | 0 | 0.02 | 0 | 0 | 0 | 0 | 0 | 0 | 0 | 0
1980 | 1 | 8 | 0 | 0 | 0 | 0 | 0 | 0 | 0 | 0 | 0 | 0 | 0 | 0 | 0
1980 | 1 | 9 | 0 | 0 | 0 | 0 | 0 | 0 | 0 | 0 | 0 | 0 | 0 | 0 | 0
1980 | 1 | 10 | 0 | 0 | 0 | 0 | 0 | 0 | 0 | 0 | 0 | 0 | 0 | 0 | 0
1980 | 1 | 11 | 0.52 | 0.52 | 0.47 | 0 | 0.52 | 0.47 | 0 | 0 | 0 | 0 | 0 | 0 | 0
1980 | 1 | 12 | 0 | 0 | 0 | 0 | 0 | 0 | 0 | 0 | 0 | 0 | 0 | 0 | 0
1980 | 1 | 13 | 0 | 0 | 0 | 0 | 0 | 0 | 0 | 0 | 0 | 0 | 0 | 0 | 0
1980 | 1 | 14 | 0.02 | 0.02 | 0 | 0 | 0.02 | 0 | 0 | 0 | 0 | 0 | 0 | 0 | 0
1980 | 1 | 15 | 0 | 0 | 0 | 0 | 0 | 0 | 0 | 0 | 0 | 0 | 0 | 0 | 0
1980 | 1 | 16 | 0 | 0 | 0 | 0 | 0 | 0 | 0 | 0 | 0 | 0 | 0 | 0 | 0
1980 | 1 | 17 | 0 | 0 | 0 | 0 | 0 | 0 | 0 | 0 | 0 | 0 | 0 | 0 | 0
1980 | 1 | 18 | 1.3 | 1 | 0.95 | 0 | 1 | 0.95 | 0 | 0 | 0 | 0 | 0 | 0 | 0
1980 | 1 | 19 | 0 | 0 | 0 | 0 | 0 | 0 | 0 | 0 | 0 | 0 | 0 | 0 | 0
1980 | 1 | 20 | 0 | 0 | 0 | 0 | 0 | 0 | 0 | 0 | 0 | 0 | 0 | 0 | 0
1980 | 1 | 21 | 0 | 0 | 0 | 0 | 0 | 0 | 0 | 0 | 0 | 0 | 0 | 0 | 0
1980 | 1 | 22 | 0.33 | 0.33 | 0.28 | 0 | 0.33 | 0.28 | 0 | 0 | 0 | 0 | 0 | 0 | 0
1980 | 1 | 23 | 0 | 0 | 0 | 0 | 0 | 0 | 0 | 0 | 0 | 0 | 0 | 0 | 0
1980 | 1 | 24 | 0 | 0 | 0 | 0 | 0 | 0 | 0 | 0 | 0 | 0 | 0 | 0 | 0
1980 | 1 | 25 | 0 | 0 | 0 | 0 | 0 | 0 | 0 | 0 | 0 | 0 | 0 | 0 | 0
1980 | 1 | 26 | 0 | 0 | 0 | 0 | 0 | 0 | 0 | 0 | 0 | 0 | 0 | 0 | 0
1980 | 1 | 27 | 0 | 0 | 0 | 0 | 0 | 0 | 0 | 0 | 0 | 0 | 0 | 0 | 0
1980 | 1 | 28 | 0 | 0 | 0 | 0 | 0 | 0 | 0 | 0 | 0 | 0 | 0 | 0 | 0
1980 | 1 | 29 | 0 | 0 | 0 | 0 | 0 | 0 | 0 | 0 | 0 | 0 | 0 | 0 | 0
1980 | 1 | 30 | 0 | 0 | 0 | 0 | 0 | 0 | 0 | 0 | 0 | 0 | 0 | 0 | 0
1980 | 1 | 31 | 0.11 | 0.11 | 0.06 | 0 | 0.11 | 0.06 | 0 | 0 | 0 | 0 | 0 | 0 | 0
1980 | 2 | 1 | 0 | 0 | 0 | 0 | 0 | 0 | 0 | 0 | 0 | 0 | 0 | 0 | 0
1980 | 2 | 2 | 0 | 0 | 0 | 0 | 0 | 0 | 0 | 0 | 0 | 0 | 0 | 0 | 0
1980 | 2 | 3 | 0 | 0 | 0 | 0 | 0 | 0 | 0 | 0 | 0 | 0 | 0 | 0 | 0
1980 | 2 | 4 | 0 | 0 | 0 | 0 | 0 | 0 | 0 | 0 | 0 | 0 | 0 | 0 | 0
1980 | 2 | 5 | 0 | 0 | 0 | 0 | 0 | 0 | 0 | 0 | 0 | 0 | 0 | 0 | 0
1980 | 2 | 6 | 0.03 | 0.03 | 0 | 0 | 0.03 | 0 | 0 | 0 | 0 | 0 | 0 | 0 | 0
1980 | 2 | 7 | 0.01 | 0.01 | 0 | 0 | 0.01 | 0 | 0 | 0 | 0 | 0 | 0 | 0 | 0
1980 | 2 | 8 | 0 | 0 | 0 | 0 | 0 | 0 | 0 | 0 | 0 | 0 | 0 | 0 | 0
1980 | 2 | 9 | 0.14 | 0.14 | 0.09 | 0 | 0.14 | 0.09 | 0 | 0 | 0 | 0 | 0 | 0 | 0
1980 | 2 | 10 | 0.02 | 0.02 | 0 | 0 | 0.02 | 0 | 0 | 0 | 0 | 0 | 0 | 0 | 0
1980 | 2 | 11 | 0 | 0 | 0 | 0 | 0 | 0 | 0 | 0 | 0 | 0 | 0 | 0 | 0
1980 | 2 | 12 | 0 | 0 | 0 | 0 | 0 | 0 | 0 | 0 | 0 | 0 | 0 | 0 | 0
1980 | 2 | 13 | 0 | 0 | 0 | 0 | 0 | 0 | 0 | 0 | 0 | 0 | 0 | 0 | 0
1980 | 2 | 14 | 0 | 0 | 0 | 0 | 0 | 0 | 0 | 0 | 0 | 0 | 0 | 0 | 0
1980 | 2 | 15 | 0 | 0 | 0 | 0 | 0 | 0 | 0 | 0 | 0 | 0 | 0 | 0 | 0
1980 | 2 | 16 | 0.2 | 0.2 | 0.15 | 0 | 0.2 | 0.15 | 0 | 0 | 0 | 0 | 0 | 0 | 0
1980 | 2 | 17 | 0 | 0 | 0 | 0 | 0 | 0 | 0 | 0 | 0 | 0 | 0 | 0 | 0
1980 | 2 | 18 | 0 | 0 | 0 | 0 | 0 | 0 | 0 | 0 | 0 | 0 | 0 | 0 | 0
1980 | 2 | 19 | 0 | 0 | 0 | 0 | 0 | 0 | 0 | 0 | 0 | 0 | 0 | 0 | 0
1980 | 2 | 20 | 0.03 | 0.03 | 0 | 0 | 0.03 | 0 | 0 | 0 | 0 | 0 | 0 | 0 | 0
1980 | 2 | 21 | 0.01 | 0.01 | 0 | 0 | 0.01 | 0 | 0 | 0 | 0 | 0 | 0 | 0 | 0
1980 | 2 | 22 | 0.26 | 0.26 | 0.21 | 0 | 0.26 | 0.21 | 0 | 0 | 0 | 0 | 0 | 0 | 0
1980 | 2 | 23 | 0.02 | 0.02 | 0 | 0 | 0.02 | 0 | 0 | 0 | 0 | 0 | 0 | 0 | 0
1980 | 2 | 24 | 0.05 | 0.05 | 0 | 0 | 0.05 | 0 | 0 | 0 | 0 | 0 | 0 | 0 | 0
1980 | 2 | 25 | 0.24 | 0.24 | 0.19 | 0 | 0.24 | 0.19 | 0 | 0 | 0 | 0 | 0 | 0 | 0
1980 | 2 | 26 | 0 | 0 | 0 | 0 | 0 | 0 | 0 | 0 | 0 | 0 | 0 | 0 | 0
1980 | 2 | 27 | 0 | 0 | 0 | 0 | 0 | 0 | 0 | 0 | 0 | 0 | 0 | 0 | 0
1980 | 2 | 28 | 0.15 | 0.15 | 0.1 | 0 | 0.15 | 0.1 | 0 | 0 | 0 | 0 | 0 | 0 | 0
1980 | 2 | 29 | 0 | 0 | 0 | 0 | 0 | 0 | 0 | 0 | 0 | 0 | 0 | 0 | 0
1980 | 3 | 1 | 0.3 | 0.3 | 0.25 | 0 | 0.3 | 0.25 | 0 | 0 | 0 | 0 | 0 | 0 | 0
1980 | 3 | 2 | 0.08 | 0.08 | 0.03 | 0 | 0.08 | 0.03 | 0 | 0 | 0 | 0 | 0 | 0 | 0
1980 | 3 | 3 | 0 | 0 | 0 | 0 | 0 | 0 | 0 | 0 | 0 | 0 | 0 | 0 | 0
1980 | 3 | 4 | 0.01 | 0.01 | 0 | 0 | 0.01 | 0 | 0 | 0 | 0 | 0 | 0 | 0 | 0
1980 | 3 | 5 | 0.16 | 0.16 | 0.11 | 0 | 0.16 | 0.11 | 0 | 0 | 0 | 0 | 0 | 0 | 0
1980 | 3 | 6 | 0 | 0 | 0 | 0 | 0 | 0 | 0 | 0 | 0 | 0 | 0 | 0 | 0
1980 | 3 | 7 | 0 | 0 | 0 | 0 | 0 | 0 | 0 | 0 | 0 | 0 | 0 | 0 | 0
1980 | 3 | 8 | 0 | 0 | 0 | 0 | 0 | 0 | 0 | 0 | 0 | 0 | 0 | 0 | 0
1980 | 3 | 9 | 0 | 0 | 0 | 0 | 0 | 0 | 0 | 0 | 0 | 0 | 0 | 0 | 0
1980 | 3 | 10 | 0.02 | 0.02 | 0 | 0 | 0.02 | 0 | 0 | 0 | 0 | 0 | 0 | 0 | 0
1980 | 3 | 11 | 0 | 0 | 0 | 0 | 0 | 0 | 0 | 0 | 0 | 0 | 0 | 0 | 0
1980 | 3 | 12 | 0 | 0 | 0 | 0 | 0 | 0 | 0 | 0 | 0 | 0 | 0 | 0 | 0
1980 | 3 | 13 | 1.16 | 1 | 0.95 | 0 | 1 | 0.95 | 0 | 0 | 0 | 0 | 0 | 0 | 0
1980 | 3 | 14 | 0.06 | 0.06 | 0.01 | 0 | 0.06 | 0.01 | 0 | 0 | 0 | 0 | 0 | 0 | 0
1980 | 3 | 15 | 0 | 0 | 0 | 0 | 0 | 0 | 0 | 0 | 0 | 0 | 0 | 0 | 0
1980 | 3 | 16 | 0 | 0 | 0 | 0 | 0 | 0 | 0 | 0 | 0 | 0 | 0 | 0 | 0
1980 | 3 | 17 | 0.08 | 0.08 | 0.03 | 0 | 0.08 | 0.03 | 0 | 0 | 0 | 0 | 0 | 0 | 0
1980 | 3 | 18 | 0.06 | 0.06 | 0.01 | 0 | 0.06 | 0.01 | 0 | 0 | 0 | 0 | 0 | 0 | 0
1980 | 3 | 19 | 0 | 0 | 0 | 0 | 0 | 0 | 0 | 0 | 0 | 0 | 0 | 0 | 0
1980 | 3 | 20 | 0 | 0 | 0 | 0 | 0 | 0 | 0 | 0 | 0 | 0 | 0 | 0 | 0
1980 | 3 | 21 | 0.91 | 0.91 | 0.86 | 0 | 0.91 | 0.86 | 0 | 0 | 0 | 0 | 0 | 0 | 0
1980 | 3 | 22 | 0 | 0 | 0 | 0 | 0 | 0 | 0 | 0 | 0 | 0 | 0 | 0 | 0
1980 | 3 | 23 | 0 | 0 | 0 | 0 | 0 | 0 | 0 | 0 | 0 | 0 | 0 | 0 | 0
1980 | 3 | 24 | 0.21 | 0.21 | 0.16 | 0 | 0.21 | 0.16 | 0 | 0 | 0 | 0 | 0 | 0 | 0
1980 | 3 | 25 | 0 | 0 | 0 | 0 | 0 | 0 | 0 | 0 | 0 | 0 | 0 | 0 | 0
1980 | 3 | 26 | 0 | 0 | 0 | 0 | 0 | 0 | 0 | 0 | 0 | 0 | 0 | 0 | 0
1980 | 3 | 27 | 0 | 0 | 0 | 0 | 0 | 0 | 0 | 0 | 0 | 0 | 0 | 0 | 0
1980 | 3 | 28 | 0.72 | 0.72 | 0.67 | 0 | 0.72 | 0.67 | 0 | 0 | 0 | 0 | 0 | 0 | 0
1980 | 3 | 29 | 0.54 | 0.54 | 0.49 | 0 | 0.54 | 0.49 | 0 | 0 | 0 | 0 | 0 | 0 | 0
1980 | 3 | 30 | 0.18 | 0.18 | 0.13 | 0 | 0.18 | 0.13 | 0 | 0 | 0 | 0 | 0 | 0 | 0
1980 | 3 | 31 | 0.55 | 0.55 | 0.5 | 0 | 0.55 | 0.5 | 0 | 0 | 0 | 0 | 0 | 0 | 0
1980 | 4 | 1 | 0 | 0 | 0 | 0 | 0 | 0 | 0 | 0 | 0 | 0 | 0 | 0 | 0
1980 | 4 | 2 | 0 | 0 | 0 | 0 | 0 | 0 | 0 | 0 | 0 | 0 | 0 | 0 | 0
1980 | 4 | 3 | 0 | 0 | 0 | 0 | 0 | 0 | 0 | 0 | 0 | 0 | 0 | 0 | 0
1980 | 4 | 4 | 0.23 | 0.23 | 0.18 | 0 | 0.23 | 0.18 | 0 | 0 | 0 | 0 | 0 | 0 | 0
1980 | 4 | 5 | 0 | 0 | 0 | 0 | 0 | 0 | 0 | 0 | 0 | 0 | 0 | 0 | 0
1980 | 4 | 6 | 0 | 0 | 0 | 0 | 0 | 0 | 0 | 0 | 0 | 0 | 0 | 0 | 0
1980 | 4 | 7 | 0 | 0 | 0 | 0 | 0 | 0 | 0 | 0 | 0 | 0 | 0 | 0 | 0
1980 | 4 | 8 | 0.05 | 0.05 | 0 | 0 | 0.05 | 0 | 0 | 0 | 0 | 0 | 0 | 0 | 0
1980 | 4 | 9 | 0.73 | 0.73 | 0.68 | 0 | 0.73 | 0.68 | 0 | 0 | 0 | 0 | 0 | 0 | 0
1980 | 4 | 10 | 0 | 0 | 0 | 0 | 0 | 0 | 0 | 0 | 0 | 0 | 0 | 0 | 0
1980 | 4 | 11 | 0 | 0 | 0 | 0 | 0 | 0 | 0 | 0 | 0 | 0 | 0 | 0 | 0
1980 | 4 | 12 | 0 | 0 | 0 | 0 | 0 | 0 | 0 | 0 | 0 | 0 | 0 | 0 | 0
1980 | 4 | 13 | 0 | 0 | 0 | 0 | 0 | 0 | 0 | 0 | 0 | 0 | 0 | 0 | 0
1980 | 4 | 14 | 0.41 | 0.41 | 0.36 | 0 | 0.41 | 0.36 | 0 | 0 | 0 | 0 | 0 | 0 | 0
1980 | 4 | 15 | 0 | 0 | 0 | 0 | 0 | 0 | 0 | 0 | 0 | 0 | 0 | 0 | 0
1980 | 4 | 16 | 0 | 0 | 0 | 0 | 0 | 0 | 0 | 0 | 0 | 0 | 0 | 0 | 0
1980 | 4 | 17 | 0 | 0 | 0 | 0 | 0 | 0 | 0 | 0 | 0 | 0 | 0 | 0 | 0
1980 | 4 | 18 | 0 | 0 | 0 | 0 | 0 | 0 | 0 | 0 | 0 | 0 | 0 | 0 | 0
1980 | 4 | 19 | 0 | 0 | 0 | 0 | 0 | 0 | 0 | 0 | 0 | 0 | 0 | 0 | 0
1980 | 4 | 20 | 0 | 0 | 0 | 0 | 0 | 0 | 0 | 0 | 0 | 0 | 0 | 0 | 0
1980 | 4 | 21 | 0 | 0 | 0 | 0 | 0 | 0 | 0 | 0 | 0 | 0 | 0 | 0 | 0
1980 | 4 | 22 | 0 | 0 | 0 | 0 | 0 | 0 | 0 | 0 | 0 | 0 | 0 | 0 | 0
1980 | 4 | 23 | 0 | 0 | 0 | 0 | 0 | 0 | 0 | 0 | 0 | 0 | 0 | 0 | 0
1980 | 4 | 24 | 0.15 | 0.15 | 0.1 | 0 | 0.15 | 0.1 | 0 | 0 | 0 | 0 | 0 | 0 | 0
1980 | 4 | 25 | 0 | 0 | 0 | 0 | 0 | 0 | 0 | 0 | 0 | 0 | 0 | 0 | 0
1980 | 4 | 26 | 0.45 | 0.45 | 0.4 | 0 | 0.45 | 0.4 | 0 | 0 | 0 | 0 | 0 | 0 | 0
1980 | 4 | 27 | 0.79 | 0.79 | 0.74 | 0 | 0.79 | 0.74 | 0 | 0 | 0 | 0 | 0 | 0 | 0
1980 | 4 | 28 | 0.28 | 0.28 | 0.23 | 0 | 0.28 | 0.23 | 0 | 0 | 0 | 0 | 0 | 0 | 0
1980 | 4 | 29 | 0.09 | 0.09 | 0.04 | 0 | 0.09 | 0.04 | 0 | 0 | 0 | 0 | 0 | 0 | 0
1980 | 4 | 30 | 0.1 | 0.1 | 0.05 | 0 | 0.1 | 0.05 | 0 | 0 | 0 | 0 | 0 | 0 | 0
1980 | 5 | 1 | 0.19 | 0.19 | 0.14 | 0 | 0.19 | 0.14 | 0 | 0 | 0 | 0 | 0 | 0 | 0
1980 | 5 | 2 | 0.14 | 0.14 | 0.09 | 0 | 0.14 | 0.09 | 0 | 0 | 0 | 0 | 0 | 0 | 0
1980 | 5 | 3 | 0 | 0 | 0 | 0 | 0 | 0 | 0 | 0 | 0 | 0 | 0 | 0 | 0
1980 | 5 | 4 | 0 | 0 | 0 | 0 | 0 | 0 | 0 | 0 | 0 | 0 | 0 | 0 | 0
1980 | 5 | 5 | 0 | 0 | 0 | 0 | 0 | 0 | 0 | 0 | 0 | 0 | 0 | 0 | 0
1980 | 5 | 6 | 0 | 0 | 0 | 0 | 0 | 0 | 0 | 0 | 0 | 0 | 0 | 0 | 0
1980 | 5 | 7 | 0.05 | 0.05 | 0 | 0 | 0.05 | 0 | 0 | 0 | 0 | 0 | 0 | 0 | 0
1980 | 5 | 8 | 0.05 | 0.05 | 0 | 0 | 0.05 | 0 | 0 | 0 | 0 | 0 | 0 | 0 | 0
1980 | 5 | 9 | 0 | 0 | 0 | 0 | 0 | 0 | 0 | 0 | 0 | 0 | 0 | 0 | 0
1980 | 5 | 10 | 0 | 0 | 0 | 0 | 0 | 0 | 0 | 0 | 0 | 0 | 0 | 0 | 0
1980 | 5 | 11 | 0.03 | 0.03 | 0 | 0 | 0.03 | 0 | 0 | 0 | 0 | 0 | 0 | 0 | 0
1980 | 5 | 12 | 0 | 0 | 0 | 0 | 0 | 0 | 0 | 0 | 0 | 0 | 0 | 0 | 0
1980 | 5 | 13 | 0.06 | 0.06 | 0.01 | 0 | 0.06 | 0.01 | 0 | 0 | 0 | 0 | 0 | 0 | 0
1980 | 5 | 14 | 0 | 0 | 0 | 0 | 0 | 0 | 0 | 0 | 0 | 0 | 0 | 0 | 0
1980 | 5 | 15 | 0 | 0 | 0 | 0 | 0 | 0 | 0 | 0 | 0 | 0 | 0 | 0 | 0
1980 | 5 | 16 | 0 | 0 | 0 | 0 | 0 | 0 | 0 | 0 | 0 | 0 | 0 | 0 | 0
1980 | 5 | 17 | 0 | 0 | 0 | 0 | 0 | 0 | 0 | 0 | 0 | 0 | 0 | 0 | 0
1980 | 5 | 18 | 0.97 | 0.97 | 0.92 | 0 | 0.97 | 0.92 | 0 | 0 | 0 | 0 | 0 | 0 | 0
1980 | 5 | 19 | 0.25 | 0.25 | 0.2 | 0 | 0.25 | 0.2 | 0 | 0 | 0 | 0 | 0 | 0 | 0
1980 | 5 | 20 | 0.48 | 0.48 | 0.43 | 0 | 0.48 | 0.43 | 0 | 0 | 0 | 0 | 0 | 0 | 0
1980 | 5 | 21 | 0.28 | 0.28 | 0.23 | 0 | 0.28 | 0.23 | 0 | 0 | 0 | 0 | 0 | 0 | 0
1980 | 5 | 22 | 0 | 0 | 0 | 0 | 0 | 0 | 0 | 0 | 0 | 0 | 0 | 0 | 0
1980 | 5 | 23 | 0 | 0 | 0 | 0 | 0 | 0 | 0 | 0 | 0 | 0 | 0 | 0 | 0
1980 | 5 | 24 | 0.11 | 0.11 | 0.06 | 0 | 0.11 | 0.06 | 0 | 0 | 0 | 0 | 0 | 0 | 0
1980 | 5 | 25 | 0.03 | 0.03 | 0 | 0 | 0.03 | 0 | 0 | 0 | 0 | 0 | 0 | 0 | 0
1980 | 5 | 26 | 0 | 0 | 0 | 0 | 0 | 0 | 0 | 0 | 0 | 0 | 0 | 0 | 0
1980 | 5 | 27 | 0 | 0 | 0 | 0 | 0 | 0 | 0 | 0 | 0 | 0 | 0 | 0 | 0
1980 | 5 | 28 | 0 | 0 | 0 | 0 | 0 | 0 | 0 | 0 | 0 | 0 | 0 | 0 | 0
1980 | 5 | 29 | 0 | 0 | 0 | 0 | 0 | 0 | 0 | 0 | 0 | 0 | 0 | 0 | 0
1980 | 5 | 30 | 0 | 0 | 0 | 0 | 0 | 0 | 0 | 0 | 0 | 0 | 0 | 0 | 0
1980 | 5 | 31 | 0 | 0 | 0 | 0 | 0 | 0 | 0 | 0 | 0 | 0 | 0 | 0 | 0
1980 | 6 | 1 | 0.01 | 0.01 | 0 | 0 | 0.01 | 0 | 0 | 0 | 0 | 0 | 0 | 0 | 0
1980 | 6 | 2 | 0 | 0 | 0 | 0 | 0 | 0 | 0 | 0 | 0 | 0 | 0 | 0 | 0
1980 | 6 | 3 | 0.18 | 0.18 | 0.13 | 0 | 0.18 | 0.13 | 0 | 0 | 0 | 0 | 0 | 0 | 0
1980 | 6 | 4 | 0 | 0 | 0 | 0 | 0 | 0 | 0 | 0 | 0 | 0 | 0 | 0 | 0
1980 | 6 | 5 | 0 | 0 | 0 | 0 | 0 | 0 | 0 | 0 | 0 | 0 | 0 | 0 | 0
1980 | 6 | 6 | 0.55 | 0.55 | 0.5 | 0 | 0.55 | 0.5 | 0 | 0 | 0 | 0 | 0 | 0 | 0
1980 | 6 | 7 | 0.11 | 0.11 | 0.06 | 0 | 0.11 | 0.06 | 0 | 0 | 0 | 0 | 0 | 0 | 0
1980 | 6 | 8 | 0 | 0 | 0 | 0 | 0 | 0 | 0 | 0 | 0 | 0 | 0 | 0 | 0
1980 | 6 | 9 | 0.01 | 0.01 | 0 | 0 | 0.01 | 0 | 0 | 0 | 0 | 0 | 0 | 0 | 0
1980 | 6 | 10 | 0.08 | 0.08 | 0.03 | 0 | 0.08 | 0.03 | 0 | 0 | 0 | 0 | 0 | 0 | 0
1980 | 6 | 11 | 0 | 0 | 0 | 0 | 0 | 0 | 0 | 0 | 0 | 0 | 0 | 0 | 0
1980 | 6 | 12 | 0 | 0 | 0 | 0 | 0 | 0 | 0 | 0 | 0 | 0 | 0 | 0 | 0
1980 | 6 | 13 | 0 | 0 | 0 | 0 | 0 | 0 | 0 | 0 | 0 | 0 | 0 | 0 | 0
1980 | 6 | 14 | 0 | 0 | 0 | 0 | 0 | 0 | 0 | 0 | 0 | 0 | 0 | 0 | 0
1980 | 6 | 15 | 0.31 | 0.31 | 0.26 | 0 | 0.31 | 0.26 | 0 | 0 | 0 | 0 | 0 | 0 | 0
1980 | 6 | 16 | 0.12 | 0.12 | 0.07 | 0 | 0.12 | 0.07 | 0 | 0 | 0 | 0 | 0 | 0 | 0
1980 | 6 | 17 | 0 | 0 | 0 | 0 | 0 | 0 | 0 | 0 | 0 | 0 | 0 | 0 | 0
1980 | 6 | 18 | 0 | 0 | 0 | 0 | 0 | 0 | 0 | 0 | 0 | 0 | 0 | 0 | 0
1980 | 6 | 19 | 0 | 0 | 0 | 0 | 0 | 0 | 0 | 0 | 0 | 0 | 0 | 0 | 0
1980 | 6 | 20 | 0 | 0 | 0 | 0 | 0 | 0 | 0 | 0 | 0 | 0 | 0 | 0 | 0
1980 | 6 | 21 | 0 | 0 | 0 | 0 | 0 | 0 | 0 | 0 | 0 | 0 | 0 | 0 | 0
1980 | 6 | 22 | 0 | 0 | 0 | 0 | 0 | 0 | 0 | 0 | 0 | 0 | 0 | 0 | 0
1980 | 6 | 23 | 0 | 0 | 0 | 0 | 0 | 0 | 0 | 0 | 0 | 0 | 0 | 0 | 0
1980 | 6 | 24 | 0 | 0 | 0 | 0 | 0 | 0 | 0 | 0 | 0 | 0 | 0 | 0 | 0
1980 | 6 | 25 | 0 | 0 | 0 | 0 | 0 | 0 | 0 | 0 | 0 | 0 | 0 | 0 | 0
1980 | 6 | 26 | 0 | 0 | 0 | 0 | 0 | 0 | 0 | 0 | 0 | 0 | 0 | 0 | 0
1980 | 6 | 27 | 0 | 0 | 0 | 0 | 0 | 0 | 0 | 0 | 0 | 0 | 0 | 0 | 0
1980 | 6 | 28 | 0 | 0 | 0 | 0 | 0 | 0 | 0 | 0 | 0 | 0 | 0 | 0 | 0
1980 | 6 | 29 | 0.31 | 0.31 | 0.26 | 0 | 0.31 | 0.26 | 0 | 0 | 0 | 0 | 0 | 0 | 0
1980 | 6 | 30 | 0 | 0 | 0 | 0 | 0 | 0 | 0 | 0 | 0 | 0 | 0 | 0 | 0
1980 | 7 | 1 | 0 | 0 | 0 | 0 | 0 | 0 | 0 | 0 | 0 | 0 | 0 | 0 | 0
1980 | 7 | 2 | 0 | 0 | 0 | 0 | 0 | 0 | 0 | 0 | 0 | 0 | 0 | 0 | 0
1980 | 7 | 3 | 0.53 | 0.53 | 0.48 | 0 | 0.53 | 0.48 | 0 | 0 | 0 | 0 | 0 | 0 | 0
1980 | 7 | 4 | 0 | 0 | 0 | 0 | 0 | 0 | 0 | 0 | 0 | 0 | 0 | 0 | 0
1980 | 7 | 5 | 0.19 | 0.19 | 0.14 | 0 | 0.19 | 0.14 | 0 | 0 | 0 | 0 | 0 | 0 | 0
1980 | 7 | 6 | 0.01 | 0.01 | 0 | 0 | 0.01 | 0 | 0 | 0 | 0 | 0 | 0 | 0 | 0
1980 | 7 | 7 | 0 | 0 | 0 | 0 | 0 | 0 | 0 | 0 | 0 | 0 | 0 | 0 | 0
1980 | 7 | 8 | 0.53 | 0.53 | 0.48 | 0 | 0.53 | 0.48 | 0 | 0 | 0 | 0 | 0 | 0 | 0
1980 | 7 | 9 | 0.01 | 0.01 | 0 | 0 | 0.01 | 0 | 0 | 0 | 0 | 0 | 0 | 0 | 0
1980 | 7 | 10 | 0 | 0 | 0 | 0 | 0 | 0 | 0 | 0 | 0 | 0 | 0 | 0 | 0
1980 | 7 | 11 | 0 | 0 | 0 | 0 | 0 | 0 | 0 | 0 | 0 | 0 | 0 | 0 | 0
1980 | 7 | 12 | 0.01 | 0.01 | 0 | 0 | 0.01 | 0 | 0 | 0 | 0 | 0 | 0 | 0 | 0
1980 | 7 | 13 | 0 | 0 | 0 | 0 | 0 | 0 | 0 | 0 | 0 | 0 | 0 | 0 | 0
1980 | 7 | 14 | 0 | 0 | 0 | 0 | 0 | 0 | 0 | 0 | 0 | 0 | 0 | 0 | 0
1980 | 7 | 15 | 0 | 0 | 0 | 0 | 0 | 0 | 0 | 0 | 0 | 0 | 0 | 0 | 0
1980 | 7 | 16 | 0 | 0 | 0 | 0 | 0 | 0 | 0 | 0 | 0 | 0 | 0 | 0 | 0
1980 | 7 | 17 | 1.02 | 1 | 0.95 | 0 | 1 | 0.95 | 0 | 0 | 0 | 0 | 0 | 0 | 0
1980 | 7 | 18 | 0 | 0 | 0 | 0 | 0 | 0 | 0 | 0 | 0 | 0 | 0 | 0 | 0
1980 | 7 | 19 | 0 | 0 | 0 | 0 | 0 | 0 | 0 | 0 | 0 | 0 | 0 | 0 | 0
1980 | 7 | 20 | 0 | 0 | 0 | 0 | 0 | 0 | 0 | 0 | 0 | 0 | 0 | 0 | 0
1980 | 7 | 21 | 0.11 | 0.11 | 0.06 | 0 | 0.11 | 0.06 | 0 | 0 | 0 | 0 | 0 | 0 | 0
1980 | 7 | 22 | 1.34 | 1 | 0.95 | 0 | 1 | 0.95 | 0 | 0 | 0 | 0 | 0 | 0 | 0
1980 | 7 | 23 | 0.07 | 0.07 | 0.02 | 0 | 0.07 | 0.02 | 0 | 0 | 0 | 0 | 0 | 0 | 0
1980 | 7 | 24 | 0 | 0 | 0 | 0 | 0 | 0 | 0 | 0 | 0 | 0 | 0 | 0 | 0
1980 | 7 | 25 | 0 | 0 | 0 | 0 | 0 | 0 | 0 | 0 | 0 | 0 | 0 | 0 | 0
1980 | 7 | 26 | 0 | 0 | 0 | 0 | 0 | 0 | 0 | 0 | 0 | 0 | 0 | 0 | 0
1980 | 7 | 27 | 0 | 0 | 0 | 0 | 0 | 0 | 0 | 0 | 0 | 0 | 0 | 0 | 0
1980 | 7 | 28 | 0 | 0 | 0 | 0 | 0 | 0 | 0 | 0 | 0 | 0 | 0 | 0 | 0
1980 | 7 | 29 | 0.04 | 0.04 | 0 | 0 | 0.04 | 0 | 0 | 0 | 0 | 0 | 0 | 0 | 0
1980 | 7 | 30 | 0 | 0 | 0 | 0 | 0 | 0 | 0 | 0 | 0 | 0 | 0 | 0 | 0
1980 | 7 | 31 | 0 | 0 | 0 | 0 | 0 | 0 | 0 | 0 | 0 | 0 | 0 | 0 | 0
1980 | 8 | 1 | 0.01 | 0.01 | 0 | 0 | 0.01 | 0 | 0 | 0 | 0 | 0 | 0 | 0 | 0
1980 | 8 | 2 | 0 | 0 | 0 | 0 | 0 | 0 | 0 | 0 | 0 | 0 | 0 | 0 | 0
1980 | 8 | 3 | 0.24 | 0.24 | 0.19 | 0 | 0.24 | 0.19 | 0 | 0 | 0 | 0 | 0 | 0 | 0
1980 | 8 | 4 | 0 | 0 | 0 | 0 | 0 | 0 | 0 | 0 | 0 | 0 | 0 | 0 | 0
1980 | 8 | 5 | 0.1 | 0.1 | 0.05 | 0 | 0.1 | 0.05 | 0 | 0 | 0 | 0 | 0 | 0 | 0
1980 | 8 | 6 | 0 | 0 | 0 | 0 | 0 | 0 | 0 | 0 | 0 | 0 | 0 | 0 | 0
1980 | 8 | 7 | 0 | 0 | 0 | 0 | 0 | 0 | 0 | 0 | 0 | 0 | 0 | 0 | 0
1980 | 8 | 8 | 0 | 0 | 0 | 0 | 0 | 0 | 0 | 0 | 0 | 0 | 0 | 0 | 0
1980 | 8 | 9 | 0 | 0 | 0 | 0 | 0 | 0 | 0 | 0 | 0 | 0 | 0 | 0 | 0
1980 | 8 | 10 | 0.01 | 0.01 | 0 | 0 | 0.01 | 0 | 0 | 0 | 0 | 0 | 0 | 0 | 0
1980 | 8 | 11 | 0 | 0 | 0 | 0 | 0 | 0 | 0 | 0 | 0 | 0 | 0 | 0 | 0
1980 | 8 | 12 | 0 | 0 | 0 | 0 | 0 | 0 | 0 | 0 | 0 | 0 | 0 | 0 | 0
1980 | 8 | 13 | 0 | 0 | 0 | 0 | 0 | 0 | 0 | 0 | 0 | 0 | 0 | 0 | 0
1980 | 8 | 14 | 0 | 0 | 0 | 0 | 0 | 0 | 0 | 0 | 0 | 0 | 0 | 0 | 0
1980 | 8 | 15 | 0.52 | 0.52 | 0.47 | 0 | 0.52 | 0.47 | 0 | 0 | 0 | 0 | 0 | 0 | 0
1980 | 8 | 16 | 0 | 0 | 0 | 0 | 0 | 0 | 0 | 0 | 0 | 0 | 0 | 0 | 0
1980 | 8 | 17 | 0 | 0 | 0 | 0 | 0 | 0 | 0 | 0 | 0 | 0 | 0 | 0 | 0
1980 | 8 | 18 | 0.22 | 0.22 | 0.17 | 0 | 0.22 | 0.17 | 0 | 0 | 0 | 0 | 0 | 0 | 0
1980 | 8 | 19 | 0.01 | 0.01 | 0 | 0 | 0.01 | 0 | 0 | 0 | 0 | 0 | 0 | 0 | 0
1980 | 8 | 20 | 0 | 0 | 0 | 0 | 0 | 0 | 0 | 0 | 0 | 0 | 0 | 0 | 0
1980 | 8 | 21 | 0 | 0 | 0 | 0 | 0 | 0 | 0 | 0 | 0 | 0 | 0 | 0 | 0
1980 | 8 | 22 | 0 | 0 | 0 | 0 | 0 | 0 | 0 | 0 | 0 | 0 | 0 | 0 | 0
1980 | 8 | 23 | 0 | 0 | 0 | 0 | 0 | 0 | 0 | 0 | 0 | 0 | 0 | 0 | 0
1980 | 8 | 24 | 0 | 0 | 0 | 0 | 0 | 0 | 0 | 0 | 0 | 0 | 0 | 0 | 0
1980 | 8 | 25 | 0 | 0 | 0 | 0 | 0 | 0 | 0 | 0 | 0 | 0 | 0 | 0 | 0
1980 | 8 | 26 | 0 | 0 | 0 | 0 | 0 | 0 | 0 | 0 | 0 | 0 | 0 | 0 | 0
1980 | 8 | 27 | 0 | 0 | 0 | 0 | 0 | 0 | 0 | 0 | 0 | 0 | 0 | 0 | 0
1980 | 8 | 28 | 0 | 0 | 0 | 0 | 0 | 0 | 0 | 0 | 0 | 0 | 0 | 0 | 0
1980 | 8 | 29 | 0 | 0 | 0 | 0 | 0 | 0 | 0 | 0 | 0 | 0 | 0 | 0 | 0
1980 | 8 | 30 | 0 | 0 | 0 | 0 | 0 | 0 | 0 | 0 | 0 | 0 | 0 | 0 | 0
1980 | 8 | 31 | 0 | 0 | 0 | 0 | 0 | 0 | 0 | 0 | 0 | 0 | 0 | 0 | 0
1980 | 9 | 1 | 0 | 0 | 0 | 0 | 0 | 0 | 0 | 0 | 0 | 0 | 0 | 0 | 0
1980 | 9 | 2 | 0 | 0 | 0 | 0 | 0 | 0 | 0 | 0 | 0 | 0 | 0 | 0 | 0
1980 | 9 | 3 | 0 | 0 | 0 | 0 | 0 | 0 | 0 | 0 | 0 | 0 | 0 | 0 | 0
1980 | 9 | 4 | 0 | 0 | 0 | 0 | 0 | 0 | 0 | 0 | 0 | 0 | 0 | 0 | 0
1980 | 9 | 5 | 0 | 0 | 0 | 0 | 0 | 0 | 0 | 0 | 0 | 0 | 0 | 0 | 0
1980 | 9 | 6 | 0.04 | 0.04 | 0 | 0 | 0.04 | 0 | 0 | 0 | 0 | 0 | 0 | 0 | 0
1980 | 9 | 7 | 0 | 0 | 0 | 0 | 0 | 0 | 0 | 0 | 0 | 0 | 0 | 0 | 0
1980 | 9 | 8 | 0 | 0 | 0 | 0 | 0 | 0 | 0 | 0 | 0 | 0 | 0 | 0 | 0
1980 | 9 | 9 | 0 | 0 | 0 | 0 | 0 | 0 | 0 | 0 | 0 | 0 | 0 | 0 | 0
1980 | 9 | 10 | 0.32 | 0.32 | 0.27 | 0 | 0.32 | 0.27 | 0 | 0 | 0 | 0 | 0 | 0 | 0
1980 | 9 | 11 | 0 | 0 | 0 | 0 | 0 | 0 | 0 | 0 | 0 | 0 | 0 | 0 | 0
1980 | 9 | 12 | 0 | 0 | 0 | 0 | 0 | 0 | 0 | 0 | 0 | 0 | 0 | 0 | 0
1980 | 9 | 13 | 0 | 0 | 0 | 0 | 0 | 0 | 0 | 0 | 0 | 0 | 0 | 0 | 0
1980 | 9 | 14 | 0.52 | 0.52 | 0.47 | 0 | 0.52 | 0.47 | 0 | 0 | 0 | 0 | 0 | 0 | 0
1980 | 9 | 15 | 0 | 0 | 0 | 0 | 0 | 0 | 0 | 0 | 0 | 0 | 0 | 0 | 0
1980 | 9 | 16 | 0 | 0 | 0 | 0 | 0 | 0 | 0 | 0 | 0 | 0 | 0 | 0 | 0
1980 | 9 | 17 | 0.06 | 0.06 | 0.01 | 0 | 0.06 | 0.01 | 0 | 0 | 0 | 0 | 0 | 0 | 0
1980 | 9 | 18 | 0.02 | 0.02 | 0 | 0 | 0.02 | 0 | 0 | 0 | 0 | 0 | 0 | 0 | 0
1980 | 9 | 19 | 0 | 0 | 0 | 0 | 0 | 0 | 0 | 0 | 0 | 0 | 0 | 0 | 0
1980 | 9 | 20 | 0 | 0 | 0 | 0 | 0 | 0 | 0 | 0 | 0 | 0 | 0 | 0 | 0
1980 | 9 | 21 | 0 | 0 | 0 | 0 | 0 | 0 | 0 | 0 | 0 | 0 | 0 | 0 | 0
1980 | 9 | 22 | 0 | 0 | 0 | 0 | 0 | 0 | 0 | 0 | 0 | 0 | 0 | 0 | 0
1980 | 9 | 23 | 0 | 0 | 0 | 0 | 0 | 0 | 0 | 0 | 0 | 0 | 0 | 0 | 0
1980 | 9 | 24 | 0 | 0 | 0 | 0 | 0 | 0 | 0 | 0 | 0 | 0 | 0 | 0 | 0
1980 | 9 | 25 | 0.94 | 0.94 | 0.89 | 0 | 0.94 | 0.89 | 0 | 0 | 0 | 0 | 0 | 0 | 0
1980 | 9 | 26 | 0 | 0 | 0 | 0 | 0 | 0 | 0 | 0 | 0 | 0 | 0 | 0 | 0
1980 | 9 | 27 | 0 | 0 | 0 | 0 | 0 | 0 | 0 | 0 | 0 | 0 | 0 | 0 | 0
1980 | 9 | 28 | 0 | 0 | 0 | 0 | 0 | 0 | 0 | 0 | 0 | 0 | 0 | 0 | 0
1980 | 9 | 29 | 0 | 0 | 0 | 0 | 0 | 0 | 0 | 0 | 0 | 0 | 0 | 0 | 0
1980 | 9 | 30 | 0 | 0 | 0 | 0 | 0 | 0 | 0 | 0 | 0 | 0 | 0 | 0 | 0
1980 | 10 | 1 | 0 | 0 | 0 | 0 | 0 | 0 | 0 | 0 | 0 | 0 | 0 | 0 | 0
1980 | 10 | 2 | 0.28 | 0.28 | 0.23 | 0 | 0.28 | 0.23 | 0 | 0 | 0 | 0 | 0 | 0 | 0
1980 | 10 | 3 | 0.33 | 0.33 | 0.28 | 0 | 0.33 | 0.28 | 0 | 0 | 0 | 0 | 0 | 0 | 0
1980 | 10 | 4 | 0 | 0 | 0 | 0 | 0 | 0 | 0 | 0 | 0 | 0 | 0 | 0 | 0
1980 | 10 | 5 | 0 | 0 | 0 | 0 | 0 | 0 | 0 | 0 | 0 | 0 | 0 | 0 | 0
1980 | 10 | 6 | 0 | 0 | 0 | 0 | 0 | 0 | 0 | 0 | 0 | 0 | 0 | 0 | 0
1980 | 10 | 7 | 0 | 0 | 0 | 0 | 0 | 0 | 0 | 0 | 0 | 0 | 0 | 0 | 0
1980 | 10 | 8 | 0 | 0 | 0 | 0 | 0 | 0 | 0 | 0 | 0 | 0 | 0 | 0 | 0
1980 | 10 | 9 | 0 | 0 | 0 | 0 | 0 | 0 | 0 | 0 | 0 | 0 | 0 | 0 | 0
1980 | 10 | 10 | 0 | 0 | 0 | 0 | 0 | 0 | 0 | 0 | 0 | 0 | 0 | 0 | 0
1980 | 10 | 11 | 0 | 0 | 0 | 0 | 0 | 0 | 0 | 0 | 0 | 0 | 0 | 0 | 0
1980 | 10 | 12 | 0 | 0 | 0 | 0 | 0 | 0 | 0 | 0 | 0 | 0 | 0 | 0 | 0
1980 | 10 | 13 | 0 | 0 | 0 | 0 | 0 | 0 | 0 | 0 | 0 | 0 | 0 | 0 | 0
1980 | 10 | 14 | 0 | 0 | 0 | 0 | 0 | 0 | 0 | 0 | 0 | 0 | 0 | 0 | 0
1980 | 10 | 15 | 0 | 0 | 0 | 0 | 0 | 0 | 0 | 0 | 0 | 0 | 0 | 0 | 0
1980 | 10 | 16 | 0 | 0 | 0 | 0 | 0 | 0 | 0 | 0 | 0 | 0 | 0 | 0 | 0
1980 | 10 | 17 | 0 | 0 | 0 | 0 | 0 | 0 | 0 | 0 | 0 | 0 | 0 | 0 | 0
1980 | 10 | 18 | 0.33 | 0.33 | 0.28 | 0 | 0.33 | 0.28 | 0 | 0 | 0 | 0 | 0 | 0 | 0
1980 | 10 | 19 | 0.02 | 0.02 | 0 | 0 | 0.02 | 0 | 0 | 0 | 0 | 0 | 0 | 0 | 0
1980 | 10 | 20 | 0 | 0 | 0 | 0 | 0 | 0 | 0 | 0 | 0 | 0 | 0 | 0 | 0
1980 | 10 | 21 | 0 | 0 | 0 | 0 | 0 | 0 | 0 | 0 | 0 | 0 | 0 | 0 | 0
1980 | 10 | 22 | 0 | 0 | 0 | 0 | 0 | 0 | 0 | 0 | 0 | 0 | 0 | 0 | 0
1980 | 10 | 23 | 0 | 0 | 0 | 0 | 0 | 0 | 0 | 0 | 0 | 0 | 0 | 0 | 0
1980 | 10 | 24 | 0 | 0 | 0 | 0 | 0 | 0 | 0 | 0 | 0 | 0 | 0 | 0 | 0
1980 | 10 | 25 | 1.61 | 1 | 0.95 | 0 | 1 | 0.95 | 0 | 0 | 0 | 0 | 0 | 0 | 0
1980 | 10 | 26 | 0 | 0 | 0 | 0 | 0 | 0 | 0 | 0 | 0 | 0 | 0 | 0 | 0
1980 | 10 | 27 | 0 | 0 | 0 | 0 | 0 | 0 | 0 | 0 | 0 | 0 | 0 | 0 | 0
1980 | 10 | 28 | 0.02 | 0.02 | 0 | 0 | 0.02 | 0 | 0 | 0 | 0 | 0 | 0 | 0 | 0
1980 | 10 | 29 | 0 | 0 | 0 | 0 | 0 | 0 | 0 | 0 | 0 | 0 | 0 | 0 | 0
1980 | 10 | 30 | 0 | 0 | 0 | 0 | 0 | 0 | 0 | 0 | 0 | 0 | 0 | 0 | 0
1980 | 10 | 31 | 0 | 0 | 0 | 0 | 0 | 0 | 0 | 0 | 0 | 0 | 0 | 0 | 0
1980 | 11 | 1 | 0 | 0 | 0 | 0 | 0 | 0 | 0 | 0 | 0 | 0 | 0 | 0 | 0
1980 | 11 | 2 | 0 | 0 | 0 | 0 | 0 | 0 | 0 | 0 | 0 | 0 | 0 | 0 | 0
1980 | 11 | 3 | 0 | 0 | 0 | 0 | 0 | 0 | 0 | 0 | 0 | 0 | 0 | 0 | 0
1980 | 11 | 4 | 0.35 | 0.35 | 0.3 | 0 | 0.35 | 0.3 | 0 | 0 | 0 | 0 | 0 | 0 | 0
1980 | 11 | 5 | 0 | 0 | 0 | 0 | 0 | 0 | 0 | 0 | 0 | 0 | 0 | 0 | 0
1980 | 11 | 6 | 0 | 0 | 0 | 0 | 0 | 0 | 0 | 0 | 0 | 0 | 0 | 0 | 0
1980 | 11 | 7 | 0 | 0 | 0 | 0 | 0 | 0 | 0 | 0 | 0 | 0 | 0 | 0 | 0
1980 | 11 | 8 | 0 | 0 | 0 | 0 | 0 | 0 | 0 | 0 | 0 | 0 | 0 | 0 | 0
1980 | 11 | 9 | 0.15 | 0.15 | 0.1 | 0 | 0.15 | 0.1 | 0 | 0 | 0 | 0 | 0 | 0 | 0
1980 | 11 | 10 | 0 | 0 | 0 | 0 | 0 | 0 | 0 | 0 | 0 | 0 | 0 | 0 | 0
1980 | 11 | 11 | 0 | 0 | 0 | 0 | 0 | 0 | 0 | 0 | 0 | 0 | 0 | 0 | 0
1980 | 11 | 12 | 0 | 0 | 0 | 0 | 0 | 0 | 0 | 0 | 0 | 0 | 0 | 0 | 0
1980 | 11 | 13 | 0 | 0 | 0 | 0 | 0 | 0 | 0 | 0 | 0 | 0 | 0 | 0 | 0
1980 | 11 | 14 | 0 | 0 | 0 | 0 | 0 | 0 | 0 | 0 | 0 | 0 | 0 | 0 | 0
1980 | 11 | 15 | 0 | 0 | 0 | 0 | 0 | 0 | 0 | 0 | 0 | 0 | 0 | 0 | 0
1980 | 11 | 16 | 0.04 | 0.04 | 0 | 0 | 0.04 | 0 | 0 | 0 | 0 | 0 | 0 | 0 | 0
1980 | 11 | 17 | 0.88 | 0.88 | 0.83 | 0 | 0.88 | 0.83 | 0 | 0 | 0 | 0 | 0 | 0 | 0
1980 | 11 | 18 | 0.05 | 0.05 | 0 | 0 | 0.05 | 0 | 0 | 0 | 0 | 0 | 0 | 0 | 0
1980 | 11 | 19 | 0 | 0 | 0 | 0 | 0 | 0 | 0 | 0 | 0 | 0 | 0 | 0 | 0
1980 | 11 | 20 | 0 | 0 | 0 | 0 | 0 | 0 | 0 | 0 | 0 | 0 | 0 | 0 | 0
1980 | 11 | 21 | 0 | 0 | 0 | 0 | 0 | 0 | 0 | 0 | 0 | 0 | 0 | 0 | 0
1980 | 11 | 22 | 0 | 0 | 0 | 0 | 0 | 0 | 0 | 0 | 0 | 0 | 0 | 0 | 0
1980 | 11 | 23 | 0 | 0 | 0 | 0 | 0 | 0 | 0 | 0 | 0 | 0 | 0 | 0 | 0
1980 | 11 | 24 | 0.74 | 0.74 | 0.69 | 0 | 0.74 | 0.69 | 0 | 0 | 0 | 0 | 0 | 0 | 0
1980 | 11 | 25 | 0 | 0 | 0 | 0 | 0 | 0 | 0 | 0 | 0 | 0 | 0 | 0 | 0
1980 | 11 | 26 | 0 | 0 | 0 | 0 | 0 | 0 | 0 | 0 | 0 | 0 | 0 | 0 | 0
1980 | 11 | 27 | 0.33 | 0.33 | 0.28 | 0 | 0.33 | 0.28 | 0 | 0 | 0 | 0 | 0 | 0 | 0
1980 | 11 | 28 | 0.02 | 0.02 | 0 | 0 | 0.02 | 0 | 0 | 0 | 0 | 0 | 0 | 0 | 0
1980 | 11 | 29 | 0 | 0 | 0 | 0 | 0 | 0 | 0 | 0 | 0 | 0 | 0 | 0 | 0
1980 | 11 | 30 | 0 | 0 | 0 | 0 | 0 | 0 | 0 | 0 | 0 | 0 | 0 | 0 | 0
1980 | 12 | 1 | 0 | 0 | 0 | 0 | 0 | 0 | 0 | 0 | 0 | 0 | 0 | 0 | 0
1980 | 12 | 2 | 0.04 | 0.04 | 0 | 0 | 0.04 | 0 | 0 | 0 | 0 | 0 | 0 | 0 | 0
1980 | 12 | 3 | 0 | 0 | 0 | 0 | 0 | 0 | 0 | 0 | 0 | 0 | 0 | 0 | 0
1980 | 12 | 4 | 0 | 0 | 0 | 0 | 0 | 0 | 0 | 0 | 0 | 0 | 0 | 0 | 0
1980 | 12 | 5 | 0 | 0 | 0 | 0 | 0 | 0 | 0 | 0 | 0 | 0 | 0 | 0 | 0
1980 | 12 | 6 | 0 | 0 | 0 | 0 | 0 | 0 | 0 | 0 | 0 | 0 | 0 | 0 | 0
1980 | 12 | 7 | 0 | 0 | 0 | 0 | 0 | 0 | 0 | 0 | 0 | 0 | 0 | 0 | 0
1980 | 12 | 8 | 0 | 0 | 0 | 0 | 0 | 0 | 0 | 0 | 0 | 0 | 0 | 0 | 0
1980 | 12 | 9 | 0.25 | 0.25 | 0.2 | 0 | 0.25 | 0.2 | 0 | 0 | 0 | 0 | 0 | 0 | 0
1980 | 12 | 10 | 0 | 0 | 0 | 0 | 0 | 0 | 0 | 0 | 0 | 0 | 0 | 0 | 0
1980 | 12 | 11 | 0 | 0 | 0 | 0 | 0 | 0 | 0 | 0 | 0 | 0 | 0 | 0 | 0
1980 | 12 | 12 | 0 | 0 | 0 | 0 | 0 | 0 | 0 | 0 | 0 | 0 | 0 | 0 | 0
1980 | 12 | 13 | 0 | 0 | 0 | 0 | 0 | 0 | 0 | 0 | 0 | 0 | 0 | 0 | 0
1980 | 12 | 14 | 0 | 0 | 0 | 0 | 0 | 0 | 0 | 0 | 0 | 0 | 0 | 0 | 0
1980 | 12 | 15 | 0 | 0 | 0 | 0 | 0 | 0 | 0 | 0 | 0 | 0 | 0 | 0 | 0
1980 | 12 | 16 | 0.03 | 0.03 | 0 | 0 | 0.03 | 0 | 0 | 0 | 0 | 0 | 0 | 0 | 0
1980 | 12 | 17 | 0 | 0 | 0 | 0 | 0 | 0 | 0 | 0 | 0 | 0 | 0 | 0 | 0
1980 | 12 | 18 | 0 | 0 | 0 | 0 | 0 | 0 | 0 | 0 | 0 | 0 | 0 | 0 | 0
1980 | 12 | 19 | 0 | 0 | 0 | 0 | 0 | 0 | 0 | 0 | 0 | 0 | 0 | 0 | 0
1980 | 12 | 20 | 0 | 0 | 0 | 0 | 0 | 0 | 0 | 0 | 0 | 0 | 0 | 0 | 0
1980 | 12 | 21 | 0 | 0 | 0 | 0 | 0 | 0 | 0 | 0 | 0 | 0 | 0 | 0 | 0
1980 | 12 | 22 | 0 | 0 | 0 | 0 | 0 | 0 | 0 | 0 | 0 | 0 | 0 | 0 | 0
1980 | 12 | 23 | 0.15 | 0.15 | 0.1 | 0 | 0.15 | 0.1 | 0 | 0 | 0 | 0 | 0 | 0 | 0
1980 | 12 | 24 | 0.14 | 0.14 | 0.09 | 0 | 0.14 | 0.09 | 0 | 0 | 0 | 0 | 0 | 0 | 0
1980 | 12 | 25 | 0 | 0 | 0 | 0 | 0 | 0 | 0 | 0 | 0 | 0 | 0 | 0 | 0
1980 | 12 | 26 | 0 | 0 | 0 | 0 | 0 | 0 | 0 | 0 | 0 | 0 | 0 | 0 | 0
1980 | 12 | 27 | 0 | 0 | 0 | 0 | 0 | 0 | 0 | 0 | 0 | 0 | 0 | 0 | 0
1980 | 12 | 28 | 0 | 0 | 0 | 0 | 0 | 0 | 0 | 0 | 0 | 0 | 0 | 0 | 0
1980 | 12 | 29 | 0 | 0 | 0 | 0 | 0 | 0 | 0 | 0 | 0 | 0 | 0 | 0 | 0
1980 | 12 | 30 | 0 | 0 | 0 | 0 | 0 | 0 | 0 | 0 | 0 | 0 | 0 | 0 | 0
1980 | 12 | 31 | 0.04 | 0.04 | 0 | 0 | 0.04 | 0 | 0 | 0 | 0 | 0 | 0 | 0 | 0
1981 | 1 | 1 | 0.14 | 0.14 | 0.09 | 0 | 0.14 | 0.09 | 0 | 0 | 0 | 0 | 0 | 0 | 0
1981 | 1 | 2 | 0 | 0 | 0 | 0 | 0 | 0 | 0 | 0 | 0 | 0 | 0 | 0 | 0
1981 | 1 | 3 | 0 | 0 | 0 | 0 | 0 | 0 | 0 | 0 | 0 | 0 | 0 | 0 | 0
1981 | 1 | 4 | 0 | 0 | 0 | 0 | 0 | 0 | 0 | 0 | 0 | 0 | 0 | 0 | 0
1981 | 1 | 5 | 0 | 0 | 0 | 0 | 0 | 0 | 0 | 0 | 0 | 0 | 0 | 0 | 0
1981 | 1 | 6 | 0 | 0 | 0 | 0 | 0 | 0 | 0 | 0 | 0 | 0 | 0 | 0 | 0
1981 | 1 | 7 | 0.05 | 0.05 | 0 | 0 | 0.05 | 0 | 0 | 0 | 0 | 0 | 0 | 0 | 0
1981 | 1 | 8 | 0 | 0 | 0 | 0 | 0 | 0 | 0 | 0 | 0 | 0 | 0 | 0 | 0
1981 | 1 | 9 | 0 | 0 | 0 | 0 | 0 | 0 | 0 | 0 | 0 | 0 | 0 | 0 | 0
1981 | 1 | 10 | 0 | 0 | 0 | 0 | 0 | 0 | 0 | 0 | 0 | 0 | 0 | 0 | 0
1981 | 1 | 11 | 0 | 0 | 0 | 0 | 0 | 0 | 0 | 0 | 0 | 0 | 0 | 0 | 0
1981 | 1 | 12 | 0 | 0 | 0 | 0 | 0 | 0 | 0 | 0 | 0 | 0 | 0 | 0 | 0
1981 | 1 | 13 | 0 | 0 | 0 | 0 | 0 | 0 | 0 | 0 | 0 | 0 | 0 | 0 | 0
1981 | 1 | 14 | 0 | 0 | 0 | 0 | 0 | 0 | 0 | 0 | 0 | 0 | 0 | 0 | 0
1981 | 1 | 15 | 0.08 | 0.08 | 0.03 | 0 | 0.08 | 0.03 | 0 | 0 | 0 | 0 | 0 | 0 | 0
1981 | 1 | 16 | 0 | 0 | 0 | 0 | 0 | 0 | 0 | 0 | 0 | 0 | 0 | 0 | 0
1981 | 1 | 17 | 0 | 0 | 0 | 0 | 0 | 0 | 0 | 0 | 0 | 0 | 0 | 0 | 0
1981 | 1 | 18 | 0 | 0 | 0 | 0 | 0 | 0 | 0 | 0 | 0 | 0 | 0 | 0 | 0
1981 | 1 | 19 | 0 | 0 | 0 | 0 | 0 | 0 | 0 | 0 | 0 | 0 | 0 | 0 | 0
1981 | 1 | 20 | 0 | 0 | 0 | 0 | 0 | 0 | 0 | 0 | 0 | 0 | 0 | 0 | 0
1981 | 1 | 21 | 0.11 | 0.11 | 0.06 | 0 | 0.11 | 0.06 | 0 | 0 | 0 | 0 | 0 | 0 | 0
1981 | 1 | 22 | 0 | 0 | 0 | 0 | 0 | 0 | 0 | 0 | 0 | 0 | 0 | 0 | 0
1981 | 1 | 23 | 0 | 0 | 0 | 0 | 0 | 0 | 0 | 0 | 0 | 0 | 0 | 0 | 0
1981 | 1 | 24 | 0 | 0 | 0 | 0 | 0 | 0 | 0 | 0 | 0 | 0 | 0 | 0 | 0
1981 | 1 | 25 | 0 | 0 | 0 | 0 | 0 | 0 | 0 | 0 | 0 | 0 | 0 | 0 | 0
1981 | 1 | 26 | 0 | 0 | 0 | 0 | 0 | 0 | 0 | 0 | 0 | 0 | 0 | 0 | 0
1981 | 1 | 27 | 0 | 0 | 0 | 0 | 0 | 0 | 0 | 0 | 0 | 0 | 0 | 0 | 0
1981 | 1 | 28 | 0 | 0 | 0 | 0 | 0 | 0 | 0 | 0 | 0 | 0 | 0 | 0 | 0
1981 | 1 | 29 | 0 | 0 | 0 | 0 | 0 | 0 | 0 | 0 | 0 | 0 | 0 | 0 | 0
1981 | 1 | 30 | 0 | 0 | 0 | 0 | 0 | 0 | 0 | 0 | 0 | 0 | 0 | 0 | 0
1981 | 1 | 31 | 0 | 0 | 0 | 0 | 0 | 0 | 0 | 0 | 0 | 0 | 0 | 0 | 0
1981 | 2 | 1 | 0 | 0 | 0 | 0 | 0 | 0 | 0 | 0 | 0 | 0 | 0 | 0 | 0
1981 | 2 | 2 | 0.72 | 0.72 | 0.67 | 0 | 0.72 | 0.67 | 0 | 0 | 0 | 0 | 0 | 0 | 0
1981 | 2 | 3 | 0 | 0 | 0 | 0 | 0 | 0 | 0 | 0 | 0 | 0 | 0 | 0 | 0
1981 | 2 | 4 | 0 | 0 | 0 | 0 | 0 | 0 | 0 | 0 | 0 | 0 | 0 | 0 | 0
1981 | 2 | 5 | 0 | 0 | 0 | 0 | 0 | 0 | 0 | 0 | 0 | 0 | 0 | 0 | 0
1981 | 2 | 6 | 0 | 0 | 0 | 0 | 0 | 0 | 0 | 0 | 0 | 0 | 0 | 0 | 0
1981 | 2 | 7 | 0 | 0 | 0 | 0 | 0 | 0 | 0 | 0 | 0 | 0 | 0 | 0 | 0
1981 | 2 | 8 | 0.29 | 0.29 | 0.24 | 0 | 0.29 | 0.24 | 0 | 0 | 0 | 0 | 0 | 0 | 0
1981 | 2 | 9 | 0 | 0 | 0 | 0 | 0 | 0 | 0 | 0 | 0 | 0 | 0 | 0 | 0
1981 | 2 | 10 | 0.01 | 0.01 | 0 | 0 | 0.01 | 0 | 0 | 0 | 0 | 0 | 0 | 0 | 0
1981 | 2 | 11 | 0.61 | 0.61 | 0.56 | 0 | 0.61 | 0.56 | 0 | 0 | 0 | 0 | 0 | 0 | 0
1981 | 2 | 12 | 0 | 0 | 0 | 0 | 0 | 0 | 0 | 0 | 0 | 0 | 0 | 0 | 0
1981 | 2 | 13 | 0 | 0 | 0 | 0 | 0 | 0 | 0 | 0 | 0 | 0 | 0 | 0 | 0
1981 | 2 | 14 | 0 | 0 | 0 | 0 | 0 | 0 | 0 | 0 | 0 | 0 | 0 | 0 | 0
1981 | 2 | 15 | 0 | 0 | 0 | 0 | 0 | 0 | 0 | 0 | 0 | 0 | 0 | 0 | 0
1981 | 2 | 16 | 0 | 0 | 0 | 0 | 0 | 0 | 0 | 0 | 0 | 0 | 0 | 0 | 0
1981 | 2 | 17 | 0 | 0 | 0 | 0 | 0 | 0 | 0 | 0 | 0 | 0 | 0 | 0 | 0
1981 | 2 | 18 | 0 | 0 | 0 | 0 | 0 | 0 | 0 | 0 | 0 | 0 | 0 | 0 | 0
1981 | 2 | 19 | 0.2 | 0.2 | 0.15 | 0 | 0.2 | 0.15 | 0 | 0 | 0 | 0 | 0 | 0 | 0
1981 | 2 | 20 | 0.3 | 0.3 | 0.25 | 0 | 0.3 | 0.25 | 0 | 0 | 0 | 0 | 0 | 0 | 0
1981 | 2 | 21 | 0.09 | 0.09 | 0.04 | 0 | 0.09 | 0.04 | 0 | 0 | 0 | 0 | 0 | 0 | 0
1981 | 2 | 22 | 0.02 | 0.02 | 0 | 0 | 0.02 | 0 | 0 | 0 | 0 | 0 | 0 | 0 | 0
1981 | 2 | 23 | 0.58 | 0.58 | 0.53 | 0 | 0.58 | 0.53 | 0 | 0 | 0 | 0 | 0 | 0 | 0
1981 | 2 | 24 | 0 | 0 | 0 | 0 | 0 | 0 | 0 | 0 | 0 | 0 | 0 | 0 | 0
1981 | 2 | 25 | 0 | 0 | 0 | 0 | 0 | 0 | 0 | 0 | 0 | 0 | 0 | 0 | 0
1981 | 2 | 26 | 0 | 0 | 0 | 0 | 0 | 0 | 0 | 0 | 0 | 0 | 0 | 0 | 0
1981 | 2 | 27 | 0 | 0 | 0 | 0 | 0 | 0 | 0 | 0 | 0 | 0 | 0 | 0 | 0
1981 | 2 | 28 | 0 | 0 | 0 | 0 | 0 | 0 | 0 | 0 | 0 | 0 | 0 | 0 | 0
1981 | 3 | 1 | 0 | 0 | 0 | 0 | 0 | 0 | 0 | 0 | 0 | 0 | 0 | 0 | 0
1981 | 3 | 2 | 0 | 0 | 0 | 0 | 0 | 0 | 0 | 0 | 0 | 0 | 0 | 0 | 0
1981 | 3 | 3 | 0 | 0 | 0 | 0 | 0 | 0 | 0 | 0 | 0 | 0 | 0 | 0 | 0
1981 | 3 | 4 | 0.06 | 0.06 | 0.01 | 0 | 0.06 | 0.01 | 0 | 0 | 0 | 0 | 0 | 0 | 0
1981 | 3 | 5 | 0.35 | 0.35 | 0.3 | 0 | 0.35 | 0.3 | 0 | 0 | 0 | 0 | 0 | 0 | 0
1981 | 3 | 6 | 0.01 | 0.01 | 0 | 0 | 0.01 | 0 | 0 | 0 | 0 | 0 | 0 | 0 | 0
1981 | 3 | 7 | 0 | 0 | 0 | 0 | 0 | 0 | 0 | 0 | 0 | 0 | 0 | 0 | 0
1981 | 3 | 8 | 0 | 0 | 0 | 0 | 0 | 0 | 0 | 0 | 0 | 0 | 0 | 0 | 0
1981 | 3 | 9 | 0 | 0 | 0 | 0 | 0 | 0 | 0 | 0 | 0 | 0 | 0 | 0 | 0
1981 | 3 | 10 | 0 | 0 | 0 | 0 | 0 | 0 | 0 | 0 | 0 | 0 | 0 | 0 | 0
1981 | 3 | 11 | 0 | 0 | 0 | 0 | 0 | 0 | 0 | 0 | 0 | 0 | 0 | 0 | 0
1981 | 3 | 12 | 0 | 0 | 0 | 0 | 0 | 0 | 0 | 0 | 0 | 0 | 0 | 0 | 0
1981 | 3 | 13 | 0 | 0 | 0 | 0 | 0 | 0 | 0 | 0 | 0 | 0 | 0 | 0 | 0
1981 | 3 | 14 | 0 | 0 | 0 | 0 | 0 | 0 | 0 | 0 | 0 | 0 | 0 | 0 | 0
1981 | 3 | 15 | 0 | 0 | 0 | 0 | 0 | 0 | 0 | 0 | 0 | 0 | 0 | 0 | 0
1981 | 3 | 16 | 0.16 | 0.16 | 0.11 | 0 | 0.16 | 0.11 | 0 | 0 | 0 | 0 | 0 | 0 | 0
1981 | 3 | 17 | 0 | 0 | 0 | 0 | 0 | 0 | 0 | 0 | 0 | 0 | 0 | 0 | 0
1981 | 3 | 18 | 0 | 0 | 0 | 0 | 0 | 0 | 0 | 0 | 0 | 0 | 0 | 0 | 0
1981 | 3 | 19 | 0 | 0 | 0 | 0 | 0 | 0 | 0 | 0 | 0 | 0 | 0 | 0 | 0
1981 | 3 | 20 | 0 | 0 | 0 | 0 | 0 | 0 | 0 | 0 | 0 | 0 | 0 | 0 | 0
1981 | 3 | 21 | 0.01 | 0.01 | 0 | 0 | 0.01 | 0 | 0 | 0 | 0 | 0 | 0 | 0 | 0
1981 | 3 | 22 | 0 | 0 | 0 | 0 | 0 | 0 | 0 | 0 | 0 | 0 | 0 | 0 | 0
1981 | 3 | 23 | 0 | 0 | 0 | 0 | 0 | 0 | 0 | 0 | 0 | 0 | 0 | 0 | 0
1981 | 3 | 24 | 0 | 0 | 0 | 0 | 0 | 0 | 0 | 0 | 0 | 0 | 0 | 0 | 0
1981 | 3 | 25 | 0 | 0 | 0 | 0 | 0 | 0 | 0 | 0 | 0 | 0 | 0 | 0 | 0
1981 | 3 | 26 | 0 | 0 | 0 | 0 | 0 | 0 | 0 | 0 | 0 | 0 | 0 | 0 | 0
1981 | 3 | 27 | 0 | 0 | 0 | 0 | 0 | 0 | 0 | 0 | 0 | 0 | 0 | 0 | 0
1981 | 3 | 28 | 0 | 0 | 0 | 0 | 0 | 0 | 0 | 0 | 0 | 0 | 0 | 0 | 0
1981 | 3 | 29 | 0 | 0 | 0 | 0 | 0 | 0 | 0 | 0 | 0 | 0 | 0 | 0 | 0
1981 | 3 | 30 | 0.9 | 0.9 | 0.85 | 0 | 0.9 | 0.85 | 0 | 0 | 0 | 0 | 0 | 0 | 0
1981 | 3 | 31 | 0 | 0 | 0 | 0 | 0 | 0 | 0 | 0 | 0 | 0 | 0 | 0 | 0
1981 | 4 | 1 | 0.45 | 0.45 | 0.4 | 0 | 0.45 | 0.4 | 0 | 0 | 0 | 0 | 0 | 0 | 0
1981 | 4 | 2 | 0 | 0 | 0 | 0 | 0 | 0 | 0 | 0 | 0 | 0 | 0 | 0 | 0
1981 | 4 | 3 | 0 | 0 | 0 | 0 | 0 | 0 | 0 | 0 | 0 | 0 | 0 | 0 | 0
1981 | 4 | 4 | 0 | 0 | 0 | 0 | 0 | 0 | 0 | 0 | 0 | 0 | 0 | 0 | 0
1981 | 4 | 5 | 0.28 | 0.28 | 0.23 | 0 | 0.28 | 0.23 | 0 | 0 | 0 | 0 | 0 | 0 | 0
1981 | 4 | 6 | 0 | 0 | 0 | 0 | 0 | 0 | 0 | 0 | 0 | 0 | 0 | 0 | 0
1981 | 4 | 7 | 0 | 0 | 0 | 0 | 0 | 0 | 0 | 0 | 0 | 0 | 0 | 0 | 0
1981 | 4 | 8 | 0 | 0 | 0 | 0 | 0 | 0 | 0 | 0 | 0 | 0 | 0 | 0 | 0
1981 | 4 | 9 | 0.27 | 0.27 | 0.22 | 0 | 0.27 | 0.22 | 0 | 0 | 0 | 0 | 0 | 0 | 0
1981 | 4 | 10 | 0 | 0 | 0 | 0 | 0 | 0 | 0 | 0 | 0 | 0 | 0 | 0 | 0
1981 | 4 | 11 | 0.02 | 0.02 | 0 | 0 | 0.02 | 0 | 0 | 0 | 0 | 0 | 0 | 0 | 0
1981 | 4 | 12 | 0.31 | 0.31 | 0.26 | 0 | 0.31 | 0.26 | 0 | 0 | 0 | 0 | 0 | 0 | 0
1981 | 4 | 13 | 0.03 | 0.03 | 0 | 0 | 0.03 | 0 | 0 | 0 | 0 | 0 | 0 | 0 | 0
1981 | 4 | 14 | 0.14 | 0.14 | 0.09 | 0 | 0.14 | 0.09 | 0 | 0 | 0 | 0 | 0 | 0 | 0
1981 | 4 | 15 | 0 | 0 | 0 | 0 | 0 | 0 | 0 | 0 | 0 | 0 | 0 | 0 | 0
1981 | 4 | 16 | 0 | 0 | 0 | 0 | 0 | 0 | 0 | 0 | 0 | 0 | 0 | 0 | 0
1981 | 4 | 17 | 0.07 | 0.07 | 0.02 | 0 | 0.07 | 0.02 | 0 | 0 | 0 | 0 | 0 | 0 | 0
1981 | 4 | 18 | 0 | 0 | 0 | 0 | 0 | 0 | 0 | 0 | 0 | 0 | 0 | 0 | 0
1981 | 4 | 19 | 0 | 0 | 0 | 0 | 0 | 0 | 0 | 0 | 0 | 0 | 0 | 0 | 0
1981 | 4 | 20 | 0.06 | 0.06 | 0.01 | 0 | 0.06 | 0.01 | 0 | 0 | 0 | 0 | 0 | 0 | 0
1981 | 4 | 21 | 0 | 0 | 0 | 0 | 0 | 0 | 0 | 0 | 0 | 0 | 0 | 0 | 0
1981 | 4 | 22 | 0 | 0 | 0 | 0 | 0 | 0 | 0 | 0 | 0 | 0 | 0 | 0 | 0
1981 | 4 | 23 | 0.52 | 0.52 | 0.47 | 0 | 0.52 | 0.47 | 0 | 0 | 0 | 0 | 0 | 0 | 0
1981 | 4 | 24 | 0 | 0 | 0 | 0 | 0 | 0 | 0 | 0 | 0 | 0 | 0 | 0 | 0
1981 | 4 | 25 | 0 | 0 | 0 | 0 | 0 | 0 | 0 | 0 | 0 | 0 | 0 | 0 | 0
1981 | 4 | 26 | 0 | 0 | 0 | 0 | 0 | 0 | 0 | 0 | 0 | 0 | 0 | 0 | 0
1981 | 4 | 27 | 0 | 0 | 0 | 0 | 0 | 0 | 0 | 0 | 0 | 0 | 0 | 0 | 0
1981 | 4 | 28 | 0.27 | 0.27 | 0.22 | 0 | 0.27 | 0.22 | 0 | 0 | 0 | 0 | 0 | 0 | 0
1981 | 4 | 29 | 0.06 | 0.06 | 0.01 | 0 | 0.06 | 0.01 | 0 | 0 | 0 | 0 | 0 | 0 | 0
1981 | 4 | 30 | 0.15 | 0.15 | 0.1 | 0 | 0.15 | 0.1 | 0 | 0 | 0 | 0 | 0 | 0 | 0
1981 | 5 | 1 | 0.58 | 0.58 | 0.53 | 0 | 0.58 | 0.53 | 0 | 0 | 0 | 0 | 0 | 0 | 0
1981 | 5 | 2 | 0 | 0 | 0 | 0 | 0 | 0 | 0 | 0 | 0 | 0 | 0 | 0 | 0
1981 | 5 | 3 | 0 | 0 | 0 | 0 | 0 | 0 | 0 | 0 | 0 | 0 | 0 | 0 | 0
1981 | 5 | 4 | 0 | 0 | 0 | 0 | 0 | 0 | 0 | 0 | 0 | 0 | 0 | 0 | 0
1981 | 5 | 5 | 0 | 0 | 0 | 0 | 0 | 0 | 0 | 0 | 0 | 0 | 0 | 0 | 0
1981 | 5 | 6 | 0.01 | 0.01 | 0 | 0 | 0.01 | 0 | 0 | 0 | 0 | 0 | 0 | 0 | 0
1981 | 5 | 7 | 0 | 0 | 0 | 0 | 0 | 0 | 0 | 0 | 0 | 0 | 0 | 0 | 0
1981 | 5 | 8 | 0 | 0 | 0 | 0 | 0 | 0 | 0 | 0 | 0 | 0 | 0 | 0 | 0
1981 | 5 | 9 | 0 | 0 | 0 | 0 | 0 | 0 | 0 | 0 | 0 | 0 | 0 | 0 | 0
1981 | 5 | 10 | 0.23 | 0.23 | 0.18 | 0 | 0.23 | 0.18 | 0 | 0 | 0 | 0 | 0 | 0 | 0
1981 | 5 | 11 | 0.88 | 0.88 | 0.83 | 0 | 0.88 | 0.83 | 0 | 0 | 0 | 0 | 0 | 0 | 0
1981 | 5 | 12 | 0.14 | 0.14 | 0.09 | 0 | 0.14 | 0.09 | 0 | 0 | 0 | 0 | 0 | 0 | 0
1981 | 5 | 13 | 0 | 0 | 0 | 0 | 0 | 0 | 0 | 0 | 0 | 0 | 0 | 0 | 0
1981 | 5 | 14 | 0 | 0 | 0 | 0 | 0 | 0 | 0 | 0 | 0 | 0 | 0 | 0 | 0
1981 | 5 | 15 | 0.62 | 0.62 | 0.57 | 0 | 0.62 | 0.57 | 0 | 0 | 0 | 0 | 0 | 0 | 0
1981 | 5 | 16 | 0 | 0 | 0 | 0 | 0 | 0 | 0 | 0 | 0 | 0 | 0 | 0 | 0
1981 | 5 | 17 | 0 | 0 | 0 | 0 | 0 | 0 | 0 | 0 | 0 | 0 | 0 | 0 | 0
1981 | 5 | 18 | 0.18 | 0.18 | 0.13 | 0 | 0.18 | 0.13 | 0 | 0 | 0 | 0 | 0 | 0 | 0
1981 | 5 | 19 | 0.3 | 0.3 | 0.25 | 0 | 0.3 | 0.25 | 0 | 0 | 0 | 0 | 0 | 0 | 0
1981 | 5 | 20 | 0.05 | 0.05 | 0 | 0 | 0.05 | 0 | 0 | 0 | 0 | 0 | 0 | 0 | 0
1981 | 5 | 21 | 0 | 0 | 0 | 0 | 0 | 0 | 0 | 0 | 0 | 0 | 0 | 0 | 0
1981 | 5 | 22 | 0 | 0 | 0 | 0 | 0 | 0 | 0 | 0 | 0 | 0 | 0 | 0 | 0
1981 | 5 | 23 | 0 | 0 | 0 | 0 | 0 | 0 | 0 | 0 | 0 | 0 | 0 | 0 | 0
1981 | 5 | 24 | 0 | 0 | 0 | 0 | 0 | 0 | 0 | 0 | 0 | 0 | 0 | 0 | 0
1981 | 5 | 25 | 0 | 0 | 0 | 0 | 0 | 0 | 0 | 0 | 0 | 0 | 0 | 0 | 0
1981 | 5 | 26 | 0 | 0 | 0 | 0 | 0 | 0 | 0 | 0 | 0 | 0 | 0 | 0 | 0
1981 | 5 | 27 | 0.08 | 0.08 | 0.03 | 0 | 0.08 | 0.03 | 0 | 0 | 0 | 0 | 0 | 0 | 0
1981 | 5 | 28 | 0.24 | 0.24 | 0.19 | 0 | 0.24 | 0.19 | 0 | 0 | 0 | 0 | 0 | 0 | 0
1981 | 5 | 29 | 0 | 0 | 0 | 0 | 0 | 0 | 0 | 0 | 0 | 0 | 0 | 0 | 0
1981 | 5 | 30 | 0.11 | 0.11 | 0.06 | 0 | 0.11 | 0.06 | 0 | 0 | 0 | 0 | 0 | 0 | 0
1981 | 5 | 31 | 0 | 0 | 0 | 0 | 0 | 0 | 0 | 0 | 0 | 0 | 0 | 0 | 0
1981 | 6 | 1 | 0.28 | 0.28 | 0.23 | 0 | 0.28 | 0.23 | 0 | 0 | 0 | 0 | 0 | 0 | 0
1981 | 6 | 2 | 0.52 | 0.52 | 0.47 | 0 | 0.52 | 0.47 | 0 | 0 | 0 | 0 | 0 | 0 | 0
1981 | 6 | 3 | 0.01 | 0.01 | 0 | 0 | 0.01 | 0 | 0 | 0 | 0 | 0 | 0 | 0 | 0
1981 | 6 | 4 | 0.02 | 0.02 | 0 | 0 | 0.02 | 0 | 0 | 0 | 0 | 0 | 0 | 0 | 0
1981 | 6 | 5 | 0 | 0 | 0 | 0 | 0 | 0 | 0 | 0 | 0 | 0 | 0 | 0 | 0
1981 | 6 | 6 | 0.02 | 0.02 | 0 | 0 | 0.02 | 0 | 0 | 0 | 0 | 0 | 0 | 0 | 0
1981 | 6 | 7 | 0 | 0 | 0 | 0 | 0 | 0 | 0 | 0 | 0 | 0 | 0 | 0 | 0
1981 | 6 | 8 | 0 | 0 | 0 | 0 | 0 | 0 | 0 | 0 | 0 | 0 | 0 | 0 | 0
1981 | 6 | 9 | 0.03 | 0.03 | 0 | 0 | 0.03 | 0 | 0 | 0 | 0 | 0 | 0 | 0 | 0
1981 | 6 | 10 | 0.46 | 0.46 | 0.41 | 0 | 0.46 | 0.41 | 0 | 0 | 0 | 0 | 0 | 0 | 0
1981 | 6 | 11 | 0 | 0 | 0 | 0 | 0 | 0 | 0 | 0 | 0 | 0 | 0 | 0 | 0
1981 | 6 | 12 | 0 | 0 | 0 | 0 | 0 | 0 | 0 | 0 | 0 | 0 | 0 | 0 | 0
1981 | 6 | 13 | 0.4 | 0.4 | 0.35 | 0 | 0.4 | 0.35 | 0 | 0 | 0 | 0 | 0 | 0 | 0
1981 | 6 | 14 | 0.07 | 0.07 | 0.02 | 0 | 0.07 | 0.02 | 0 | 0 | 0 | 0 | 0 | 0 | 0
1981 | 6 | 15 | 0 | 0 | 0 | 0 | 0 | 0 | 0 | 0 | 0 | 0 | 0 | 0 | 0
1981 | 6 | 16 | 0 | 0 | 0 | 0 | 0 | 0 | 0 | 0 | 0 | 0 | 0 | 0 | 0
1981 | 6 | 17 | 0 | 0 | 0 | 0 | 0 | 0 | 0 | 0 | 0 | 0 | 0 | 0 | 0
1981 | 6 | 18 | 0 | 0 | 0 | 0 | 0 | 0 | 0 | 0 | 0 | 0 | 0 | 0 | 0
1981 | 6 | 19 | 0.26 | 0.26 | 0.21 | 0 | 0.26 | 0.21 | 0 | 0 | 0 | 0 | 0 | 0 | 0
1981 | 6 | 20 | 0.11 | 0.11 | 0.06 | 0 | 0.11 | 0.06 | 0 | 0 | 0 | 0 | 0 | 0 | 0
1981 | 6 | 21 | 0.03 | 0.03 | 0 | 0 | 0.03 | 0 | 0 | 0 | 0 | 0 | 0 | 0 | 0
1981 | 6 | 22 | 0.01 | 0.01 | 0 | 0 | 0.01 | 0 | 0 | 0 | 0 | 0 | 0 | 0 | 0
1981 | 6 | 23 | 0 | 0 | 0 | 0 | 0 | 0 | 0 | 0 | 0 | 0 | 0 | 0 | 0
1981 | 6 | 24 | 0 | 0 | 0 | 0 | 0 | 0 | 0 | 0 | 0 | 0 | 0 | 0 | 0
1981 | 6 | 25 | 0.33 | 0.33 | 0.28 | 0 | 0.33 | 0.28 | 0 | 0 | 0 | 0 | 0 | 0 | 0
1981 | 6 | 26 | 0 | 0 | 0 | 0 | 0 | 0 | 0 | 0 | 0 | 0 | 0 | 0 | 0
1981 | 6 | 27 | 0 | 0 | 0 | 0 | 0 | 0 | 0 | 0 | 0 | 0 | 0 | 0 | 0
1981 | 6 | 28 | 0 | 0 | 0 | 0 | 0 | 0 | 0 | 0 | 0 | 0 | 0 | 0 | 0
1981 | 6 | 29 | 0 | 0 | 0 | 0 | 0 | 0 | 0 | 0 | 0 | 0 | 0 | 0 | 0
1981 | 6 | 30 | 0 | 0 | 0 | 0 | 0 | 0 | 0 | 0 | 0 | 0 | 0 | 0 | 0
1981 | 7 | 1 | 0.54 | 0.54 | 0.49 | 0 | 0.54 | 0.49 | 0 | 0 | 0 | 0 | 0 | 0 | 0
1981 | 7 | 2 | 0.02 | 0.02 | 0 | 0 | 0.02 | 0 | 0 | 0 | 0 | 0 | 0 | 0 | 0
1981 | 7 | 3 | 0.14 | 0.14 | 0.09 | 0 | 0.14 | 0.09 | 0 | 0 | 0 | 0 | 0 | 0 | 0
1981 | 7 | 4 | 1.59 | 1 | 0.95 | 0 | 1 | 0.95 | 0 | 0 | 0 | 0 | 0 | 0 | 0
1981 | 7 | 5 | 0.01 | 0.01 | 0 | 0 | 0.01 | 0 | 0 | 0 | 0 | 0 | 0 | 0 | 0
1981 | 7 | 6 | 0 | 0 | 0 | 0 | 0 | 0 | 0 | 0 | 0 | 0 | 0 | 0 | 0
1981 | 7 | 7 | 0 | 0 | 0 | 0 | 0 | 0 | 0 | 0 | 0 | 0 | 0 | 0 | 0
1981 | 7 | 8 | 0 | 0 | 0 | 0 | 0 | 0 | 0 | 0 | 0 | 0 | 0 | 0 | 0
1981 | 7 | 9 | 0 | 0 | 0 | 0 | 0 | 0 | 0 | 0 | 0 | 0 | 0 | 0 | 0
1981 | 7 | 10 | 0 | 0 | 0 | 0 | 0 | 0 | 0 | 0 | 0 | 0 | 0 | 0 | 0
1981 | 7 | 11 | 0 | 0 | 0 | 0 | 0 | 0 | 0 | 0 | 0 | 0 | 0 | 0 | 0
1981 | 7 | 12 | 0 | 0 | 0 | 0 | 0 | 0 | 0 | 0 | 0 | 0 | 0 | 0 | 0
1981 | 7 | 13 | 0.57 | 0.57 | 0.52 | 0 | 0.57 | 0.52 | 0 | 0 | 0 | 0 | 0 | 0 | 0
1981 | 7 | 14 | 0 | 0 | 0 | 0 | 0 | 0 | 0 | 0 | 0 | 0 | 0 | 0 | 0
1981 | 7 | 15 | 0 | 0 | 0 | 0 | 0 | 0 | 0 | 0 | 0 | 0 | 0 | 0 | 0
1981 | 7 | 16 | 0 | 0 | 0 | 0 | 0 | 0 | 0 | 0 | 0 | 0 | 0 | 0 | 0
1981 | 7 | 17 | 0 | 0 | 0 | 0 | 0 | 0 | 0 | 0 | 0 | 0 | 0 | 0 | 0
1981 | 7 | 18 | 0 | 0 | 0 | 0 | 0 | 0 | 0 | 0 | 0 | 0 | 0 | 0 | 0
1981 | 7 | 19 | 0 | 0 | 0 | 0 | 0 | 0 | 0 | 0 | 0 | 0 | 0 | 0 | 0
1981 | 7 | 20 | 0.76 | 0.76 | 0.71 | 0 | 0.76 | 0.71 | 0 | 0 | 0 | 0 | 0 | 0 | 0
1981 | 7 | 21 | 0.2 | 0.2 | 0.15 | 0 | 0.2 | 0.15 | 0 | 0 | 0 | 0 | 0 | 0 | 0
1981 | 7 | 22 | 0 | 0 | 0 | 0 | 0 | 0 | 0 | 0 | 0 | 0 | 0 | 0 | 0
1981 | 7 | 23 | 0 | 0 | 0 | 0 | 0 | 0 | 0 | 0 | 0 | 0 | 0 | 0 | 0
1981 | 7 | 24 | 0.02 | 0.02 | 0 | 0 | 0.02 | 0 | 0 | 0 | 0 | 0 | 0 | 0 | 0
1981 | 7 | 25 | 1.03 | 1 | 0.95 | 0 | 1 | 0.95 | 0 | 0 | 0 | 0 | 0 | 0 | 0
1981 | 7 | 26 | 0.09 | 0.09 | 0.04 | 0 | 0.09 | 0.04 | 0 | 0 | 0 | 0 | 0 | 0 | 0
1981 | 7 | 27 | 0 | 0 | 0 | 0 | 0 | 0 | 0 | 0 | 0 | 0 | 0 | 0 | 0
1981 | 7 | 28 | 0.72 | 0.72 | 0.67 | 0 | 0.72 | 0.67 | 0 | 0 | 0 | 0 | 0 | 0 | 0
1981 | 7 | 29 | 0 | 0 | 0 | 0 | 0 | 0 | 0 | 0 | 0 | 0 | 0 | 0 | 0
1981 | 7 | 30 | 0 | 0 | 0 | 0 | 0 | 0 | 0 | 0 | 0 | 0 | 0 | 0 | 0
1981 | 7 | 31 | 0 | 0 | 0 | 0 | 0 | 0 | 0 | 0 | 0 | 0 | 0 | 0 | 0
1981 | 8 | 1 | 0 | 0 | 0 | 0 | 0 | 0 | 0 | 0 | 0 | 0 | 0 | 0 | 0
1981 | 8 | 2 | 0 | 0 | 0 | 0 | 0 | 0 | 0 | 0 | 0 | 0 | 0 | 0 | 0
1981 | 8 | 3 | 0.08 | 0.08 | 0.03 | 0 | 0.08 | 0.03 | 0 | 0 | 0 | 0 | 0 | 0 | 0
1981 | 8 | 4 | 0 | 0 | 0 | 0 | 0 | 0 | 0 | 0 | 0 | 0 | 0 | 0 | 0
1981 | 8 | 5 | 0 | 0 | 0 | 0 | 0 | 0 | 0 | 0 | 0 | 0 | 0 | 0 | 0
1981 | 8 | 6 | 0.15 | 0.15 | 0.1 | 0 | 0.15 | 0.1 | 0 | 0 | 0 | 0 | 0 | 0 | 0
1981 | 8 | 7 | 0 | 0 | 0 | 0 | 0 | 0 | 0 | 0 | 0 | 0 | 0 | 0 | 0
1981 | 8 | 8 | 0.05 | 0.05 | 0 | 0 | 0.05 | 0 | 0 | 0 | 0 | 0 | 0 | 0 | 0
1981 | 8 | 9 | 0 | 0 | 0 | 0 | 0 | 0 | 0 | 0 | 0 | 0 | 0 | 0 | 0
1981 | 8 | 10 | 0 | 0 | 0 | 0 | 0 | 0 | 0 | 0 | 0 | 0 | 0 | 0 | 0
1981 | 8 | 11 | 0.64 | 0.64 | 0.59 | 0 | 0.64 | 0.59 | 0 | 0 | 0 | 0 | 0 | 0 | 0
1981 | 8 | 12 | 0.72 | 0.72 | 0.67 | 0 | 0.72 | 0.67 | 0 | 0 | 0 | 0 | 0 | 0 | 0
1981 | 8 | 13 | 0 | 0 | 0 | 0 | 0 | 0 | 0 | 0 | 0 | 0 | 0 | 0 | 0
1981 | 8 | 14 | 0 | 0 | 0 | 0 | 0 | 0 | 0 | 0 | 0 | 0 | 0 | 0 | 0
1981 | 8 | 15 | 0.38 | 0.38 | 0.33 | 0 | 0.38 | 0.33 | 0 | 0 | 0 | 0 | 0 | 0 | 0
1981 | 8 | 16 | 0 | 0 | 0 | 0 | 0 | 0 | 0 | 0 | 0 | 0 | 0 | 0 | 0
1981 | 8 | 17 | 0 | 0 | 0 | 0 | 0 | 0 | 0 | 0 | 0 | 0 | 0 | 0 | 0
1981 | 8 | 18 | 0 | 0 | 0 | 0 | 0 | 0 | 0 | 0 | 0 | 0 | 0 | 0 | 0
1981 | 8 | 19 | 0 | 0 | 0 | 0 | 0 | 0 | 0 | 0 | 0 | 0 | 0 | 0 | 0
1981 | 8 | 20 | 0 | 0 | 0 | 0 | 0 | 0 | 0 | 0 | 0 | 0 | 0 | 0 | 0
1981 | 8 | 21 | 0 | 0 | 0 | 0 | 0 | 0 | 0 | 0 | 0 | 0 | 0 | 0 | 0
1981 | 8 | 22 | 0 | 0 | 0 | 0 | 0 | 0 | 0 | 0 | 0 | 0 | 0 | 0 | 0
1981 | 8 | 23 | 0 | 0 | 0 | 0 | 0 | 0 | 0 | 0 | 0 | 0 | 0 | 0 | 0
1981 | 8 | 24 | 0 | 0 | 0 | 0 | 0 | 0 | 0 | 0 | 0 | 0 | 0 | 0 | 0
1981 | 8 | 25 | 0 | 0 | 0 | 0 | 0 | 0 | 0 | 0 | 0 | 0 | 0 | 0 | 0
1981 | 8 | 26 | 0 | 0 | 0 | 0 | 0 | 0 | 0 | 0 | 0 | 0 | 0 | 0 | 0
1981 | 8 | 27 | 0 | 0 | 0 | 0 | 0 | 0 | 0 | 0 | 0 | 0 | 0 | 0 | 0
1981 | 8 | 28 | 0 | 0 | 0 | 0 | 0 | 0 | 0 | 0 | 0 | 0 | 0 | 0 | 0
1981 | 8 | 29 | 0 | 0 | 0 | 0 | 0 | 0 | 0 | 0 | 0 | 0 | 0 | 0 | 0
1981 | 8 | 30 | 0.69 | 0.69 | 0.64 | 0 | 0.69 | 0.64 | 0 | 0 | 0 | 0 | 0 | 0 | 0
1981 | 8 | 31 | 0.31 | 0.31 | 0.26 | 0 | 0.31 | 0.26 | 0 | 0 | 0 | 0 | 0 | 0 | 0
1981 | 9 | 1 | 0 | 0 | 0 | 0 | 0 | 0 | 0 | 0 | 0 | 0 | 0 | 0 | 0
1981 | 9 | 2 | 0 | 0 | 0 | 0 | 0 | 0 | 0 | 0 | 0 | 0 | 0 | 0 | 0
1981 | 9 | 3 | 0 | 0 | 0 | 0 | 0 | 0 | 0 | 0 | 0 | 0 | 0 | 0 | 0
1981 | 9 | 4 | 0 | 0 | 0 | 0 | 0 | 0 | 0 | 0 | 0 | 0 | 0 | 0 | 0
1981 | 9 | 5 | 0 | 0 | 0 | 0 | 0 | 0 | 0 | 0 | 0 | 0 | 0 | 0 | 0
1981 | 9 | 6 | 0 | 0 | 0 | 0 | 0 | 0 | 0 | 0 | 0 | 0 | 0 | 0 | 0
1981 | 9 | 7 | 0 | 0 | 0 | 0 | 0 | 0 | 0 | 0 | 0 | 0 | 0 | 0 | 0
1981 | 9 | 8 | 0.08 | 0.08 | 0.03 | 0 | 0.08 | 0.03 | 0 | 0 | 0 | 0 | 0 | 0 | 0
1981 | 9 | 9 | 0 | 0 | 0 | 0 | 0 | 0 | 0 | 0 | 0 | 0 | 0 | 0 | 0
1981 | 9 | 10 | 0 | 0 | 0 | 0 | 0 | 0 | 0 | 0 | 0 | 0 | 0 | 0 | 0
1981 | 9 | 11 | 0 | 0 | 0 | 0 | 0 | 0 | 0 | 0 | 0 | 0 | 0 | 0 | 0
1981 | 9 | 12 | 0 | 0 | 0 | 0 | 0 | 0 | 0 | 0 | 0 | 0 | 0 | 0 | 0
1981 | 9 | 13 | 0 | 0 | 0 | 0 | 0 | 0 | 0 | 0 | 0 | 0 | 0 | 0 | 0
1981 | 9 | 14 | 0 | 0 | 0 | 0 | 0 | 0 | 0 | 0 | 0 | 0 | 0 | 0 | 0
1981 | 9 | 15 | 1.21 | 1 | 0.95 | 0 | 1 | 0.95 | 0 | 0 | 0 | 0 | 0 | 0 | 0
1981 | 9 | 16 | 0.34 | 0.34 | 0.29 | 0 | 0.34 | 0.29 | 0 | 0 | 0 | 0 | 0 | 0 | 0
1981 | 9 | 17 | 0.06 | 0.06 | 0.01 | 0 | 0.06 | 0.01 | 0 | 0 | 0 | 0 | 0 | 0 | 0
1981 | 9 | 18 | 0.04 | 0.04 | 0 | 0 | 0.04 | 0 | 0 | 0 | 0 | 0 | 0 | 0 | 0
1981 | 9 | 19 | 0 | 0 | 0 | 0 | 0 | 0 | 0 | 0 | 0 | 0 | 0 | 0 | 0
1981 | 9 | 20 | 0 | 0 | 0 | 0 | 0 | 0 | 0 | 0 | 0 | 0 | 0 | 0 | 0
1981 | 9 | 21 | 0 | 0 | 0 | 0 | 0 | 0 | 0 | 0 | 0 | 0 | 0 | 0 | 0
1981 | 9 | 22 | 0.18 | 0.18 | 0.13 | 0 | 0.18 | 0.13 | 0 | 0 | 0 | 0 | 0 | 0 | 0
1981 | 9 | 23 | 0 | 0 | 0 | 0 | 0 | 0 | 0 | 0 | 0 | 0 | 0 | 0 | 0
1981 | 9 | 24 | 0 | 0 | 0 | 0 | 0 | 0 | 0 | 0 | 0 | 0 | 0 | 0 | 0
1981 | 9 | 25 | 0 | 0 | 0 | 0 | 0 | 0 | 0 | 0 | 0 | 0 | 0 | 0 | 0
1981 | 9 | 26 | 0 | 0 | 0 | 0 | 0 | 0 | 0 | 0 | 0 | 0 | 0 | 0 | 0
1981 | 9 | 27 | 0.03 | 0.03 | 0 | 0 | 0.03 | 0 | 0 | 0 | 0 | 0 | 0 | 0 | 0
1981 | 9 | 28 | 0 | 0 | 0 | 0 | 0 | 0 | 0 | 0 | 0 | 0 | 0 | 0 | 0
1981 | 9 | 29 | 0 | 0 | 0 | 0 | 0 | 0 | 0 | 0 | 0 | 0 | 0 | 0 | 0
1981 | 9 | 30 | 0 | 0 | 0 | 0 | 0 | 0 | 0 | 0 | 0 | 0 | 0 | 0 | 0
1981 | 10 | 1 | 0.2 | 0.2 | 0.15 | 0 | 0.2 | 0.15 | 0 | 0 | 0 | 0 | 0 | 0 | 0
1981 | 10 | 2 | 0.02 | 0.02 | 0 | 0 | 0.02 | 0 | 0 | 0 | 0 | 0 | 0 | 0 | 0
1981 | 10 | 3 | 0 | 0 | 0 | 0 | 0 | 0 | 0 | 0 | 0 | 0 | 0 | 0 | 0
1981 | 10 | 4 | 0 | 0 | 0 | 0 | 0 | 0 | 0 | 0 | 0 | 0 | 0 | 0 | 0
1981 | 10 | 5 | 0 | 0 | 0 | 0 | 0 | 0 | 0 | 0 | 0 | 0 | 0 | 0 | 0
1981 | 10 | 6 | 0.59 | 0.59 | 0.54 | 0 | 0.59 | 0.54 | 0 | 0 | 0 | 0 | 0 | 0 | 0
1981 | 10 | 7 | 0 | 0 | 0 | 0 | 0 | 0 | 0 | 0 | 0 | 0 | 0 | 0 | 0
1981 | 10 | 8 | 0 | 0 | 0 | 0 | 0 | 0 | 0 | 0 | 0 | 0 | 0 | 0 | 0
1981 | 10 | 9 | 0 | 0 | 0 | 0 | 0 | 0 | 0 | 0 | 0 | 0 | 0 | 0 | 0
1981 | 10 | 10 | 0 | 0 | 0 | 0 | 0 | 0 | 0 | 0 | 0 | 0 | 0 | 0 | 0
1981 | 10 | 11 | 0 | 0 | 0 | 0 | 0 | 0 | 0 | 0 | 0 | 0 | 0 | 0 | 0
1981 | 10 | 12 | 0 | 0 | 0 | 0 | 0 | 0 | 0 | 0 | 0 | 0 | 0 | 0 | 0
1981 | 10 | 13 | 0 | 0 | 0 | 0 | 0 | 0 | 0 | 0 | 0 | 0 | 0 | 0 | 0
1981 | 10 | 14 | 0 | 0 | 0 | 0 | 0 | 0 | 0 | 0 | 0 | 0 | 0 | 0 | 0
1981 | 10 | 15 | 0 | 0 | 0 | 0 | 0 | 0 | 0 | 0 | 0 | 0 | 0 | 0 | 0
1981 | 10 | 16 | 0 | 0 | 0 | 0 | 0 | 0 | 0 | 0 | 0 | 0 | 0 | 0 | 0
1981 | 10 | 17 | 0 | 0 | 0 | 0 | 0 | 0 | 0 | 0 | 0 | 0 | 0 | 0 | 0
1981 | 10 | 18 | 0.45 | 0.45 | 0.4 | 0 | 0.45 | 0.4 | 0 | 0 | 0 | 0 | 0 | 0 | 0
1981 | 10 | 19 | 0 | 0 | 0 | 0 | 0 | 0 | 0 | 0 | 0 | 0 | 0 | 0 | 0
1981 | 10 | 20 | 0 | 0 | 0 | 0 | 0 | 0 | 0 | 0 | 0 | 0 | 0 | 0 | 0
1981 | 10 | 21 | 0 | 0 | 0 | 0 | 0 | 0 | 0 | 0 | 0 | 0 | 0 | 0 | 0
1981 | 10 | 22 | 0 | 0 | 0 | 0 | 0 | 0 | 0 | 0 | 0 | 0 | 0 | 0 | 0
1981 | 10 | 23 | 0.57 | 0.57 | 0.52 | 0 | 0.57 | 0.52 | 0 | 0 | 0 | 0 | 0 | 0 | 0
1981 | 10 | 24 | 0 | 0 | 0 | 0 | 0 | 0 | 0 | 0 | 0 | 0 | 0 | 0 | 0
1981 | 10 | 25 | 0.33 | 0.33 | 0.28 | 0 | 0.33 | 0.28 | 0 | 0 | 0 | 0 | 0 | 0 | 0
1981 | 10 | 26 | 0.84 | 0.84 | 0.79 | 0 | 0.84 | 0.79 | 0 | 0 | 0 | 0 | 0 | 0 | 0
1981 | 10 | 27 | 0.64 | 0.64 | 0.59 | 0 | 0.64 | 0.59 | 0 | 0 | 0 | 0 | 0 | 0 | 0
1981 | 10 | 28 | 0 | 0 | 0 | 0 | 0 | 0 | 0 | 0 | 0 | 0 | 0 | 0 | 0
1981 | 10 | 29 | 0 | 0 | 0 | 0 | 0 | 0 | 0 | 0 | 0 | 0 | 0 | 0 | 0
1981 | 10 | 30 | 0 | 0 | 0 | 0 | 0 | 0 | 0 | 0 | 0 | 0 | 0 | 0 | 0
1981 | 10 | 31 | 0 | 0 | 0 | 0 | 0 | 0 | 0 | 0 | 0 | 0 | 0 | 0 | 0
1981 | 11 | 1 | 0 | 0 | 0 | 0 | 0 | 0 | 0 | 0 | 0 | 0 | 0 | 0 | 0
1981 | 11 | 2 | 0 | 0 | 0 | 0 | 0 | 0 | 0 | 0 | 0 | 0 | 0 | 0 | 0
1981 | 11 | 3 | 0 | 0 | 0 | 0 | 0 | 0 | 0 | 0 | 0 | 0 | 0 | 0 | 0
1981 | 11 | 4 | 0 | 0 | 0 | 0 | 0 | 0 | 0 | 0 | 0 | 0 | 0 | 0 | 0
1981 | 11 | 5 | 0.08 | 0.08 | 0.03 | 0 | 0.08 | 0.03 | 0 | 0 | 0 | 0 | 0 | 0 | 0
1981 | 11 | 6 | 0.19 | 0.19 | 0.14 | 0 | 0.19 | 0.14 | 0 | 0 | 0 | 0 | 0 | 0 | 0
1981 | 11 | 7 | 0 | 0 | 0 | 0 | 0 | 0 | 0 | 0 | 0 | 0 | 0 | 0 | 0
1981 | 11 | 8 | 0 | 0 | 0 | 0 | 0 | 0 | 0 | 0 | 0 | 0 | 0 | 0 | 0
1981 | 11 | 9 | 0 | 0 | 0 | 0 | 0 | 0 | 0 | 0 | 0 | 0 | 0 | 0 | 0
1981 | 11 | 10 | 0 | 0 | 0 | 0 | 0 | 0 | 0 | 0 | 0 | 0 | 0 | 0 | 0
1981 | 11 | 11 | 0 | 0 | 0 | 0 | 0 | 0 | 0 | 0 | 0 | 0 | 0 | 0 | 0
1981 | 11 | 12 | 0 | 0 | 0 | 0 | 0 | 0 | 0 | 0 | 0 | 0 | 0 | 0 | 0
1981 | 11 | 13 | 0 | 0 | 0 | 0 | 0 | 0 | 0 | 0 | 0 | 0 | 0 | 0 | 0
1981 | 11 | 14 | 0 | 0 | 0 | 0 | 0 | 0 | 0 | 0 | 0 | 0 | 0 | 0 | 0
1981 | 11 | 15 | 0 | 0 | 0 | 0 | 0 | 0 | 0 | 0 | 0 | 0 | 0 | 0 | 0
1981 | 11 | 16 | 0 | 0 | 0 | 0 | 0 | 0 | 0 | 0 | 0 | 0 | 0 | 0 | 0
1981 | 11 | 17 | 0.01 | 0.01 | 0 | 0 | 0.01 | 0 | 0 | 0 | 0 | 0 | 0 | 0 | 0
1981 | 11 | 18 | 0 | 0 | 0 | 0 | 0 | 0 | 0 | 0 | 0 | 0 | 0 | 0 | 0
1981 | 11 | 19 | 0 | 0 | 0 | 0 | 0 | 0 | 0 | 0 | 0 | 0 | 0 | 0 | 0
1981 | 11 | 20 | 0 | 0 | 0 | 0 | 0 | 0 | 0 | 0 | 0 | 0 | 0 | 0 | 0
1981 | 11 | 21 | 0 | 0 | 0 | 0 | 0 | 0 | 0 | 0 | 0 | 0 | 0 | 0 | 0
1981 | 11 | 22 | 0 | 0 | 0 | 0 | 0 | 0 | 0 | 0 | 0 | 0 | 0 | 0 | 0
1981 | 11 | 23 | 0 | 0 | 0 | 0 | 0 | 0 | 0 | 0 | 0 | 0 | 0 | 0 | 0
1981 | 11 | 24 | 0.01 | 0.01 | 0 | 0 | 0.01 | 0 | 0 | 0 | 0 | 0 | 0 | 0 | 0
1981 | 11 | 25 | 0 | 0 | 0 | 0 | 0 | 0 | 0 | 0 | 0 | 0 | 0 | 0 | 0
1981 | 11 | 26 | 0 | 0 | 0 | 0 | 0 | 0 | 0 | 0 | 0 | 0 | 0 | 0 | 0
1981 | 11 | 27 | 0 | 0 | 0 | 0 | 0 | 0 | 0 | 0 | 0 | 0 | 0 | 0 | 0
1981 | 11 | 28 | 0 | 0 | 0 | 0 | 0 | 0 | 0 | 0 | 0 | 0 | 0 | 0 | 0
1981 | 11 | 29 | 0 | 0 | 0 | 0 | 0 | 0 | 0 | 0 | 0 | 0 | 0 | 0 | 0
1981 | 11 | 30 | 0 | 0 | 0 | 0 | 0 | 0 | 0 | 0 | 0 | 0 | 0 | 0 | 0
1981 | 12 | 1 | 0.46 | 0.46 | 0.41 | 0 | 0.46 | 0.41 | 0 | 0 | 0 | 0 | 0 | 0 | 0
1981 | 12 | 2 | 0.04 | 0.04 | 0 | 0 | 0.04 | 0 | 0 | 0 | 0 | 0 | 0 | 0 | 0
1981 | 12 | 3 | 0 | 0 | 0 | 0 | 0 | 0 | 0 | 0 | 0 | 0 | 0 | 0 | 0
1981 | 12 | 4 | 0.04 | 0.04 | 0 | 0 | 0.04 | 0 | 0 | 0 | 0 | 0 | 0 | 0 | 0
1981 | 12 | 5 | 0.02 | 0.02 | 0 | 0 | 0.02 | 0 | 0 | 0 | 0 | 0 | 0 | 0 | 0
1981 | 12 | 6 | 0 | 0 | 0 | 0 | 0 | 0 | 0 | 0 | 0 | 0 | 0 | 0 | 0
1981 | 12 | 7 | 0 | 0 | 0 | 0 | 0 | 0 | 0 | 0 | 0 | 0 | 0 | 0 | 0
1981 | 12 | 8 | 0 | 0 | 0 | 0 | 0 | 0 | 0 | 0 | 0 | 0 | 0 | 0 | 0
1981 | 12 | 9 | 0 | 0 | 0 | 0 | 0 | 0 | 0 | 0 | 0 | 0 | 0 | 0 | 0
1981 | 12 | 10 | 0 | 0 | 0 | 0 | 0 | 0 | 0 | 0 | 0 | 0 | 0 | 0 | 0
1981 | 12 | 11 | 0 | 0 | 0 | 0 | 0 | 0 | 0 | 0 | 0 | 0 | 0 | 0 | 0
1981 | 12 | 12 | 0 | 0 | 0 | 0 | 0 | 0 | 0 | 0 | 0 | 0 | 0 | 0 | 0
1981 | 12 | 13 | 0 | 0 | 0 | 0 | 0 | 0 | 0 | 0 | 0 | 0 | 0 | 0 | 0
1981 | 12 | 14 | 0.84 | 0.84 | 0.79 | 0 | 0.84 | 0.79 | 0 | 0 | 0 | 0 | 0 | 0 | 0
1981 | 12 | 15 | 0.79 | 0.79 | 0.74 | 0 | 0.79 | 0.74 | 0 | 0 | 0 | 0 | 0 | 0 | 0
1981 | 12 | 16 | 0.09 | 0.09 | 0.04 | 0 | 0.09 | 0.04 | 0 | 0 | 0 | 0 | 0 | 0 | 0
1981 | 12 | 17 | 0 | 0 | 0 | 0 | 0 | 0 | 0 | 0 | 0 | 0 | 0 | 0 | 0
1981 | 12 | 18 | 0 | 0 | 0 | 0 | 0 | 0 | 0 | 0 | 0 | 0 | 0 | 0 | 0
1981 | 12 | 19 | 0 | 0 | 0 | 0 | 0 | 0 | 0 | 0 | 0 | 0 | 0 | 0 | 0
1981 | 12 | 20 | 0 | 0 | 0 | 0 | 0 | 0 | 0 | 0 | 0 | 0 | 0 | 0 | 0
1981 | 12 | 21 | 0 | 0 | 0 | 0 | 0 | 0 | 0 | 0 | 0 | 0 | 0 | 0 | 0
1981 | 12 | 22 | 0.08 | 0.08 | 0.03 | 0 | 0.08 | 0.03 | 0 | 0 | 0 | 0 | 0 | 0 | 0
1981 | 12 | 23 | 0 | 0 | 0 | 0 | 0 | 0 | 0 | 0 | 0 | 0 | 0 | 0 | 0
1981 | 12 | 24 | 0 | 0 | 0 | 0 | 0 | 0 | 0 | 0 | 0 | 0 | 0 | 0 | 0
1981 | 12 | 25 | 0 | 0 | 0 | 0 | 0 | 0 | 0 | 0 | 0 | 0 | 0 | 0 | 0
1981 | 12 | 26 | 0.01 | 0.01 | 0 | 0 | 0.01 | 0 | 0 | 0 | 0 | 0 | 0 | 0 | 0
1981 | 12 | 27 | 0.05 | 0.05 | 0 | 0 | 0.05 | 0 | 0 | 0 | 0 | 0 | 0 | 0 | 0
1981 | 12 | 28 | 0 | 0 | 0 | 0 | 0 | 0 | 0 | 0 | 0 | 0 | 0 | 0 | 0
1981 | 12 | 29 | 0 | 0 | 0 | 0 | 0 | 0 | 0 | 0 | 0 | 0 | 0 | 0 | 0
1981 | 12 | 30 | 0 | 0 | 0 | 0 | 0 | 0 | 0 | 0 | 0 | 0 | 0 | 0 | 0
1981 | 12 | 31 | 0.38 | 0.38 | 0.33 | 0 | 0.38 | 0.33 | 0 | 0 | 0 | 0 | 0 | 0 | 0
1982 | 1 | 1 | 0.1 | 0.1 | 0.05 | 0 | 0.1 | 0.05 | 0 | 0 | 0 | 0 | 0 | 0 | 0
1982 | 1 | 2 | 0 | 0 | 0 | 0 | 0 | 0 | 0 | 0 | 0 | 0 | 0 | 0 | 0
1982 | 1 | 3 | 0.21 | 0.21 | 0.16 | 0 | 0.21 | 0.16 | 0 | 0 | 0 | 0 | 0 | 0 | 0
1982 | 1 | 4 | 0.61 | 0.61 | 0.56 | 0 | 0.61 | 0.56 | 0 | 0 | 0 | 0 | 0 | 0 | 0
1982 | 1 | 5 | 0 | 0 | 0 | 0 | 0 | 0 | 0 | 0 | 0 | 0 | 0 | 0 | 0
1982 | 1 | 6 | 0 | 0 | 0 | 0 | 0 | 0 | 0 | 0 | 0 | 0 | 0 | 0 | 0
1982 | 1 | 7 | 0 | 0 | 0 | 0 | 0 | 0 | 0 | 0 | 0 | 0 | 0 | 0 | 0
1982 | 1 | 8 | 0 | 0 | 0 | 0 | 0 | 0 | 0 | 0 | 0 | 0 | 0 | 0 | 0
1982 | 1 | 9 | 0 | 0 | 0 | 0 | 0 | 0 | 0 | 0 | 0 | 0 | 0 | 0 | 0
1982 | 1 | 10 | 0 | 0 | 0 | 0 | 0 | 0 | 0 | 0 | 0 | 0 | 0 | 0 | 0
1982 | 1 | 11 | 0 | 0 | 0 | 0 | 0 | 0 | 0 | 0 | 0 | 0 | 0 | 0 | 0
1982 | 1 | 12 | 0 | 0 | 0 | 0 | 0 | 0 | 0 | 0 | 0 | 0 | 0 | 0 | 0
1982 | 1 | 13 | 0.42 | 0.42 | 0.37 | 0 | 0.42 | 0.37 | 0 | 0 | 0 | 0 | 0 | 0 | 0
1982 | 1 | 14 | 0.11 | 0.11 | 0.06 | 0 | 0.11 | 0.06 | 0 | 0 | 0 | 0 | 0 | 0 | 0
1982 | 1 | 15 | 0 | 0 | 0 | 0 | 0 | 0 | 0 | 0 | 0 | 0 | 0 | 0 | 0
1982 | 1 | 16 | 0.02 | 0.02 | 0 | 0 | 0.02 | 0 | 0 | 0 | 0 | 0 | 0 | 0 | 0
1982 | 1 | 17 | 0 | 0 | 0 | 0 | 0 | 0 | 0 | 0 | 0 | 0 | 0 | 0 | 0
1982 | 1 | 18 | 0 | 0 | 0 | 0 | 0 | 0 | 0 | 0 | 0 | 0 | 0 | 0 | 0
1982 | 1 | 19 | 0 | 0 | 0 | 0 | 0 | 0 | 0 | 0 | 0 | 0 | 0 | 0 | 0
1982 | 1 | 20 | 0 | 0 | 0 | 0 | 0 | 0 | 0 | 0 | 0 | 0 | 0 | 0 | 0
1982 | 1 | 21 | 0.25 | 0.25 | 0.2 | 0 | 0.25 | 0.2 | 0 | 0 | 0 | 0 | 0 | 0 | 0
1982 | 1 | 22 | 0.04 | 0.04 | 0 | 0 | 0.04 | 0 | 0 | 0 | 0 | 0 | 0 | 0 | 0
1982 | 1 | 23 | 0.44 | 0.44 | 0.39 | 0 | 0.44 | 0.39 | 0 | 0 | 0 | 0 | 0 | 0 | 0
1982 | 1 | 24 | 0 | 0 | 0 | 0 | 0 | 0 | 0 | 0 | 0 | 0 | 0 | 0 | 0
1982 | 1 | 25 | 0 | 0 | 0 | 0 | 0 | 0 | 0 | 0 | 0 | 0 | 0 | 0 | 0
1982 | 1 | 26 | 0.01 | 0.01 | 0 | 0 | 0.01 | 0 | 0 | 0 | 0 | 0 | 0 | 0 | 0
1982 | 1 | 27 | 0 | 0 | 0 | 0 | 0 | 0 | 0 | 0 | 0 | 0 | 0 | 0 | 0
1982 | 1 | 28 | 0 | 0 | 0 | 0 | 0 | 0 | 0 | 0 | 0 | 0 | 0 | 0 | 0
1982 | 1 | 29 | 0 | 0 | 0 | 0 | 0 | 0 | 0 | 0 | 0 | 0 | 0 | 0 | 0
1982 | 1 | 30 | 0 | 0 | 0 | 0 | 0 | 0 | 0 | 0 | 0 | 0 | 0 | 0 | 0
1982 | 1 | 31 | 0.06 | 0.06 | 0.01 | 0 | 0.06 | 0.01 | 0 | 0 | 0 | 0 | 0 | 0 | 0
1982 | 2 | 1 | 0 | 0 | 0 | 0 | 0 | 0 | 0 | 0 | 0 | 0 | 0 | 0 | 0
1982 | 2 | 2 | 0.61 | 0.61 | 0.56 | 0 | 0.61 | 0.56 | 0 | 0 | 0 | 0 | 0 | 0 | 0
1982 | 2 | 3 | 0.57 | 0.57 | 0.52 | 0 | 0.57 | 0.52 | 0 | 0 | 0 | 0 | 0 | 0 | 0
1982 | 2 | 4 | 0 | 0 | 0 | 0 | 0 | 0 | 0 | 0 | 0 | 0 | 0 | 0 | 0
1982 | 2 | 5 | 0 | 0 | 0 | 0 | 0 | 0 | 0 | 0 | 0 | 0 | 0 | 0 | 0
1982 | 2 | 6 | 0 | 0 | 0 | 0 | 0 | 0 | 0 | 0 | 0 | 0 | 0 | 0 | 0
1982 | 2 | 7 | 0 | 0 | 0 | 0 | 0 | 0 | 0 | 0 | 0 | 0 | 0 | 0 | 0
1982 | 2 | 8 | 0 | 0 | 0 | 0 | 0 | 0 | 0 | 0 | 0 | 0 | 0 | 0 | 0
1982 | 2 | 9 | 0.56 | 0.56 | 0.51 | 0 | 0.56 | 0.51 | 0 | 0 | 0 | 0 | 0 | 0 | 0
1982 | 2 | 10 | 0 | 0 | 0 | 0 | 0 | 0 | 0 | 0 | 0 | 0 | 0 | 0 | 0
1982 | 2 | 11 | 0 | 0 | 0 | 0 | 0 | 0 | 0 | 0 | 0 | 0 | 0 | 0 | 0
1982 | 2 | 12 | 0 | 0 | 0 | 0 | 0 | 0 | 0 | 0 | 0 | 0 | 0 | 0 | 0
1982 | 2 | 13 | 0.07 | 0.07 | 0.02 | 0 | 0.07 | 0.02 | 0 | 0 | 0 | 0 | 0 | 0 | 0
1982 | 2 | 14 | 0 | 0 | 0 | 0 | 0 | 0 | 0 | 0 | 0 | 0 | 0 | 0 | 0
1982 | 2 | 15 | 0 | 0 | 0 | 0 | 0 | 0 | 0 | 0 | 0 | 0 | 0 | 0 | 0
1982 | 2 | 16 | 0.15 | 0.15 | 0.1 | 0 | 0.15 | 0.1 | 0 | 0 | 0 | 0 | 0 | 0 | 0
1982 | 2 | 17 | 0.91 | 0.91 | 0.86 | 0 | 0.91 | 0.86 | 0 | 0 | 0 | 0 | 0 | 0 | 0
1982 | 2 | 18 | 0.04 | 0.04 | 0 | 0 | 0.04 | 0 | 0 | 0 | 0 | 0 | 0 | 0 | 0
1982 | 2 | 19 | 0.35 | 0.35 | 0.3 | 0 | 0.35 | 0.3 | 0 | 0 | 0 | 0 | 0 | 0 | 0
1982 | 2 | 20 | 0 | 0 | 0 | 0 | 0 | 0 | 0 | 0 | 0 | 0 | 0 | 0 | 0
1982 | 2 | 21 | 0 | 0 | 0 | 0 | 0 | 0 | 0 | 0 | 0 | 0 | 0 | 0 | 0
1982 | 2 | 22 | 0 | 0 | 0 | 0 | 0 | 0 | 0 | 0 | 0 | 0 | 0 | 0 | 0
1982 | 2 | 23 | 0 | 0 | 0 | 0 | 0 | 0 | 0 | 0 | 0 | 0 | 0 | 0 | 0
1982 | 2 | 24 | 0 | 0 | 0 | 0 | 0 | 0 | 0 | 0 | 0 | 0 | 0 | 0 | 0
1982 | 2 | 25 | 0 | 0 | 0 | 0 | 0 | 0 | 0 | 0 | 0 | 0 | 0 | 0 | 0
1982 | 2 | 26 | 0 | 0 | 0 | 0 | 0 | 0 | 0 | 0 | 0 | 0 | 0 | 0 | 0
1982 | 2 | 27 | 0.07 | 0.07 | 0.02 | 0 | 0.07 | 0.02 | 0 | 0 | 0 | 0 | 0 | 0 | 0
1982 | 2 | 28 | 0 | 0 | 0 | 0 | 0 | 0 | 0 | 0 | 0 | 0 | 0 | 0 | 0
1982 | 3 | 1 | 0 | 0 | 0 | 0 | 0 | 0 | 0 | 0 | 0 | 0 | 0 | 0 | 0
1982 | 3 | 2 | 0 | 0 | 0 | 0 | 0 | 0 | 0 | 0 | 0 | 0 | 0 | 0 | 0
1982 | 3 | 3 | 0 | 0 | 0 | 0 | 0 | 0 | 0 | 0 | 0 | 0 | 0 | 0 | 0
1982 | 3 | 4 | 0.01 | 0.01 | 0 | 0 | 0.01 | 0 | 0 | 0 | 0 | 0 | 0 | 0 | 0
1982 | 3 | 5 | 0 | 0 | 0 | 0 | 0 | 0 | 0 | 0 | 0 | 0 | 0 | 0 | 0
1982 | 3 | 6 | 0.04 | 0.04 | 0 | 0 | 0.04 | 0 | 0 | 0 | 0 | 0 | 0 | 0 | 0
1982 | 3 | 7 | 0.71 | 0.71 | 0.66 | 0 | 0.71 | 0.66 | 0 | 0 | 0 | 0 | 0 | 0 | 0
1982 | 3 | 8 | 0 | 0 | 0 | 0 | 0 | 0 | 0 | 0 | 0 | 0 | 0 | 0 | 0
1982 | 3 | 9 | 0 | 0 | 0 | 0 | 0 | 0 | 0 | 0 | 0 | 0 | 0 | 0 | 0
1982 | 3 | 10 | 0 | 0 | 0 | 0 | 0 | 0 | 0 | 0 | 0 | 0 | 0 | 0 | 0
1982 | 3 | 11 | 0.08 | 0.08 | 0.03 | 0 | 0.08 | 0.03 | 0 | 0 | 0 | 0 | 0 | 0 | 0
1982 | 3 | 12 | 0.24 | 0.24 | 0.19 | 0 | 0.24 | 0.19 | 0 | 0 | 0 | 0 | 0 | 0 | 0
1982 | 3 | 13 | 0.07 | 0.07 | 0.02 | 0 | 0.07 | 0.02 | 0 | 0 | 0 | 0 | 0 | 0 | 0
1982 | 3 | 14 | 0 | 0 | 0 | 0 | 0 | 0 | 0 | 0 | 0 | 0 | 0 | 0 | 0
1982 | 3 | 15 | 0.15 | 0.15 | 0.1 | 0 | 0.15 | 0.1 | 0 | 0 | 0 | 0 | 0 | 0 | 0
1982 | 3 | 16 | 0.5 | 0.5 | 0.45 | 0 | 0.5 | 0.45 | 0 | 0 | 0 | 0 | 0 | 0 | 0
1982 | 3 | 17 | 0 | 0 | 0 | 0 | 0 | 0 | 0 | 0 | 0 | 0 | 0 | 0 | 0
1982 | 3 | 18 | 0 | 0 | 0 | 0 | 0 | 0 | 0 | 0 | 0 | 0 | 0 | 0 | 0
1982 | 3 | 19 | 0.01 | 0.01 | 0 | 0 | 0.01 | 0 | 0 | 0 | 0 | 0 | 0 | 0 | 0
1982 | 3 | 20 | 0.19 | 0.19 | 0.14 | 0 | 0.19 | 0.14 | 0 | 0 | 0 | 0 | 0 | 0 | 0
1982 | 3 | 21 | 0.1 | 0.1 | 0.05 | 0 | 0.1 | 0.05 | 0 | 0 | 0 | 0 | 0 | 0 | 0
1982 | 3 | 22 | 0 | 0 | 0 | 0 | 0 | 0 | 0 | 0 | 0 | 0 | 0 | 0 | 0
1982 | 3 | 23 | 0 | 0 | 0 | 0 | 0 | 0 | 0 | 0 | 0 | 0 | 0 | 0 | 0
1982 | 3 | 24 | 0 | 0 | 0 | 0 | 0 | 0 | 0 | 0 | 0 | 0 | 0 | 0 | 0
1982 | 3 | 25 | 0.06 | 0.06 | 0.01 | 0 | 0.06 | 0.01 | 0 | 0 | 0 | 0 | 0 | 0 | 0
1982 | 3 | 26 | 0.11 | 0.11 | 0.06 | 0 | 0.11 | 0.06 | 0 | 0 | 0 | 0 | 0 | 0 | 0
1982 | 3 | 27 | 0 | 0 | 0 | 0 | 0 | 0 | 0 | 0 | 0 | 0 | 0 | 0 | 0
1982 | 3 | 28 | 0 | 0 | 0 | 0 | 0 | 0 | 0 | 0 | 0 | 0 | 0 | 0 | 0
1982 | 3 | 29 | 0 | 0 | 0 | 0 | 0 | 0 | 0 | 0 | 0 | 0 | 0 | 0 | 0
1982 | 3 | 30 | 0 | 0 | 0 | 0 | 0 | 0 | 0 | 0 | 0 | 0 | 0 | 0 | 0
1982 | 3 | 31 | 0.37 | 0.37 | 0.32 | 0 | 0.37 | 0.32 | 0 | 0 | 0 | 0 | 0 | 0 | 0
1982 | 4 | 1 | 0 | 0 | 0 | 0 | 0 | 0 | 0 | 0 | 0 | 0 | 0 | 0 | 0
1982 | 4 | 2 | 0 | 0 | 0 | 0 | 0 | 0 | 0 | 0 | 0 | 0 | 0 | 0 | 0
1982 | 4 | 3 | 0.43 | 0.43 | 0.38 | 0 | 0.43 | 0.38 | 0 | 0 | 0 | 0 | 0 | 0 | 0
1982 | 4 | 4 | 0 | 0 | 0 | 0 | 0 | 0 | 0 | 0 | 0 | 0 | 0 | 0 | 0
1982 | 4 | 5 | 0.09 | 0.09 | 0.04 | 0 | 0.09 | 0.04 | 0 | 0 | 0 | 0 | 0 | 0 | 0
1982 | 4 | 6 | 0.23 | 0.23 | 0.18 | 0 | 0.23 | 0.18 | 0 | 0 | 0 | 0 | 0 | 0 | 0
1982 | 4 | 7 | 0 | 0 | 0 | 0 | 0 | 0 | 0 | 0 | 0 | 0 | 0 | 0 | 0
1982 | 4 | 8 | 0 | 0 | 0 | 0 | 0 | 0 | 0 | 0 | 0 | 0 | 0 | 0 | 0
1982 | 4 | 9 | 0.21 | 0.21 | 0.16 | 0 | 0.21 | 0.16 | 0 | 0 | 0 | 0 | 0 | 0 | 0
1982 | 4 | 10 | 0 | 0 | 0 | 0 | 0 | 0 | 0 | 0 | 0 | 0 | 0 | 0 | 0
1982 | 4 | 11 | 0 | 0 | 0 | 0 | 0 | 0 | 0 | 0 | 0 | 0 | 0 | 0 | 0
1982 | 4 | 12 | 0 | 0 | 0 | 0 | 0 | 0 | 0 | 0 | 0 | 0 | 0 | 0 | 0
1982 | 4 | 13 | 0 | 0 | 0 | 0 | 0 | 0 | 0 | 0 | 0 | 0 | 0 | 0 | 0
1982 | 4 | 14 | 0 | 0 | 0 | 0 | 0 | 0 | 0 | 0 | 0 | 0 | 0 | 0 | 0
1982 | 4 | 15 | 0 | 0 | 0 | 0 | 0 | 0 | 0 | 0 | 0 | 0 | 0 | 0 | 0
1982 | 4 | 16 | 0 | 0 | 0 | 0 | 0 | 0 | 0 | 0 | 0 | 0 | 0 | 0 | 0
1982 | 4 | 17 | 0.54 | 0.54 | 0.49 | 0 | 0.54 | 0.49 | 0 | 0 | 0 | 0 | 0 | 0 | 0
1982 | 4 | 18 | 0 | 0 | 0 | 0 | 0 | 0 | 0 | 0 | 0 | 0 | 0 | 0 | 0
1982 | 4 | 19 | 0 | 0 | 0 | 0 | 0 | 0 | 0 | 0 | 0 | 0 | 0 | 0 | 0
1982 | 4 | 20 | 0 | 0 | 0 | 0 | 0 | 0 | 0 | 0 | 0 | 0 | 0 | 0 | 0
1982 | 4 | 21 | 0 | 0 | 0 | 0 | 0 | 0 | 0 | 0 | 0 | 0 | 0 | 0 | 0
1982 | 4 | 22 | 0 | 0 | 0 | 0 | 0 | 0 | 0 | 0 | 0 | 0 | 0 | 0 | 0
1982 | 4 | 23 | 0 | 0 | 0 | 0 | 0 | 0 | 0 | 0 | 0 | 0 | 0 | 0 | 0
1982 | 4 | 24 | 0 | 0 | 0 | 0 | 0 | 0 | 0 | 0 | 0 | 0 | 0 | 0 | 0
1982 | 4 | 25 | 0 | 0 | 0 | 0 | 0 | 0 | 0 | 0 | 0 | 0 | 0 | 0 | 0
1982 | 4 | 26 | 1.02 | 1 | 0.95 | 0 | 1 | 0.95 | 0 | 0 | 0 | 0 | 0 | 0 | 0
1982 | 4 | 27 | 0.67 | 0.67 | 0.62 | 0 | 0.67 | 0.62 | 0 | 0 | 0 | 0 | 0 | 0 | 0
1982 | 4 | 28 | 0 | 0 | 0 | 0 | 0 | 0 | 0 | 0 | 0 | 0 | 0 | 0 | 0
1982 | 4 | 29 | 0 | 0 | 0 | 0 | 0 | 0 | 0 | 0 | 0 | 0 | 0 | 0 | 0
1982 | 4 | 30 | 0 | 0 | 0 | 0 | 0 | 0 | 0 | 0 | 0 | 0 | 0 | 0 | 0
1982 | 5 | 1 | 0 | 0 | 0 | 0 | 0 | 0 | 0 | 0 | 0 | 0 | 0 | 0 | 0
1982 | 5 | 2 | 0 | 0 | 0 | 0 | 0 | 0 | 0 | 0 | 0 | 0 | 0 | 0 | 0
1982 | 5 | 3 | 0 | 0 | 0 | 0 | 0 | 0 | 0 | 0 | 0 | 0 | 0 | 0 | 0
1982 | 5 | 4 | 0 | 0 | 0 | 0 | 0 | 0 | 0 | 0 | 0 | 0 | 0 | 0 | 0
1982 | 5 | 5 | 0 | 0 | 0 | 0 | 0 | 0 | 0 | 0 | 0 | 0 | 0 | 0 | 0
1982 | 5 | 6 | 0 | 0 | 0 | 0 | 0 | 0 | 0 | 0 | 0 | 0 | 0 | 0 | 0
1982 | 5 | 7 | 0 | 0 | 0 | 0 | 0 | 0 | 0 | 0 | 0 | 0 | 0 | 0 | 0
1982 | 5 | 8 | 0.3 | 0.3 | 0.25 | 0 | 0.3 | 0.25 | 0 | 0 | 0 | 0 | 0 | 0 | 0
1982 | 5 | 9 | 0 | 0 | 0 | 0 | 0 | 0 | 0 | 0 | 0 | 0 | 0 | 0 | 0
1982 | 5 | 10 | 0 | 0 | 0 | 0 | 0 | 0 | 0 | 0 | 0 | 0 | 0 | 0 | 0
1982 | 5 | 11 | 0 | 0 | 0 | 0 | 0 | 0 | 0 | 0 | 0 | 0 | 0 | 0 | 0
1982 | 5 | 12 | 0 | 0 | 0 | 0 | 0 | 0 | 0 | 0 | 0 | 0 | 0 | 0 | 0
1982 | 5 | 13 | 0 | 0 | 0 | 0 | 0 | 0 | 0 | 0 | 0 | 0 | 0 | 0 | 0
1982 | 5 | 14 | 0 | 0 | 0 | 0 | 0 | 0 | 0 | 0 | 0 | 0 | 0 | 0 | 0
1982 | 5 | 15 | 0 | 0 | 0 | 0 | 0 | 0 | 0 | 0 | 0 | 0 | 0 | 0 | 0
1982 | 5 | 16 | 0 | 0 | 0 | 0 | 0 | 0 | 0 | 0 | 0 | 0 | 0 | 0 | 0
1982 | 5 | 17 | 0 | 0 | 0 | 0 | 0 | 0 | 0 | 0 | 0 | 0 | 0 | 0 | 0
1982 | 5 | 18 | 0 | 0 | 0 | 0 | 0 | 0 | 0 | 0 | 0 | 0 | 0 | 0 | 0
1982 | 5 | 19 | 0.92 | 0.92 | 0.87 | 0 | 0.92 | 0.87 | 0 | 0 | 0 | 0 | 0 | 0 | 0
1982 | 5 | 20 | 0 | 0 | 0 | 0 | 0 | 0 | 0 | 0 | 0 | 0 | 0 | 0 | 0
1982 | 5 | 21 | 0 | 0 | 0 | 0 | 0 | 0 | 0 | 0 | 0 | 0 | 0 | 0 | 0
1982 | 5 | 22 | 1.13 | 1 | 0.95 | 0 | 1 | 0.95 | 0 | 0 | 0 | 0 | 0 | 0 | 0
1982 | 5 | 23 | 0 | 0 | 0 | 0 | 0 | 0 | 0 | 0 | 0 | 0 | 0 | 0 | 0
1982 | 5 | 24 | 0.01 | 0.01 | 0 | 0 | 0.01 | 0 | 0 | 0 | 0 | 0 | 0 | 0 | 0
1982 | 5 | 25 | 0 | 0 | 0 | 0 | 0 | 0 | 0 | 0 | 0 | 0 | 0 | 0 | 0
1982 | 5 | 26 | 0 | 0 | 0 | 0 | 0 | 0 | 0 | 0 | 0 | 0 | 0 | 0 | 0
1982 | 5 | 27 | 0 | 0 | 0 | 0 | 0 | 0 | 0 | 0 | 0 | 0 | 0 | 0 | 0
1982 | 5 | 28 | 1.56 | 1 | 0.95 | 0 | 1 | 0.95 | 0 | 0 | 0 | 0 | 0 | 0 | 0
1982 | 5 | 29 | 0.07 | 0.07 | 0.02 | 0 | 0.07 | 0.02 | 0 | 0 | 0 | 0 | 0 | 0 | 0
1982 | 5 | 30 | 1.12 | 1 | 0.95 | 0 | 1 | 0.95 | 0 | 0 | 0 | 0 | 0 | 0 | 0
1982 | 5 | 31 | 0 | 0 | 0 | 0 | 0 | 0 | 0 | 0 | 0 | 0 | 0 | 0 | 0
1982 | 6 | 1 | 1.13 | 1 | 0.95 | 0 | 1 | 0.95 | 0 | 0 | 0 | 0 | 0 | 0 | 0
1982 | 6 | 2 | 0 | 0 | 0 | 0 | 0 | 0 | 0 | 0 | 0 | 0 | 0 | 0 | 0
1982 | 6 | 3 | 0.5 | 0.5 | 0.45 | 0 | 0.5 | 0.45 | 0 | 0 | 0 | 0 | 0 | 0 | 0
1982 | 6 | 4 | 0.11 | 0.11 | 0.06 | 0 | 0.11 | 0.06 | 0 | 0 | 0 | 0 | 0 | 0 | 0
1982 | 6 | 5 | 0.81 | 0.81 | 0.76 | 0 | 0.81 | 0.76 | 0 | 0 | 0 | 0 | 0 | 0 | 0
1982 | 6 | 6 | 0.09 | 0.09 | 0.04 | 0 | 0.09 | 0.04 | 0 | 0 | 0 | 0 | 0 | 0 | 0
1982 | 6 | 7 | 0.05 | 0.05 | 0 | 0 | 0.05 | 0 | 0 | 0 | 0 | 0 | 0 | 0 | 0
1982 | 6 | 8 | 0 | 0 | 0 | 0 | 0 | 0 | 0 | 0 | 0 | 0 | 0 | 0 | 0
1982 | 6 | 9 | 0 | 0 | 0 | 0 | 0 | 0 | 0 | 0 | 0 | 0 | 0 | 0 | 0
1982 | 6 | 10 | 0.27 | 0.27 | 0.22 | 0 | 0.27 | 0.22 | 0 | 0 | 0 | 0 | 0 | 0 | 0
1982 | 6 | 11 | 0.02 | 0.02 | 0 | 0 | 0.02 | 0 | 0 | 0 | 0 | 0 | 0 | 0 | 0
1982 | 6 | 12 | 0.12 | 0.12 | 0.07 | 0 | 0.12 | 0.07 | 0 | 0 | 0 | 0 | 0 | 0 | 0
1982 | 6 | 13 | 1.75 | 1 | 0.95 | 0 | 1 | 0.95 | 0 | 0 | 0 | 0 | 0 | 0 | 0
1982 | 6 | 14 | 0 | 0 | 0 | 0 | 0 | 0 | 0 | 0 | 0 | 0 | 0 | 0 | 0
1982 | 6 | 15 | 0 | 0 | 0 | 0 | 0 | 0 | 0 | 0 | 0 | 0 | 0 | 0 | 0
1982 | 6 | 16 | 0 | 0 | 0 | 0 | 0 | 0 | 0 | 0 | 0 | 0 | 0 | 0 | 0
1982 | 6 | 17 | 0.1 | 0.1 | 0.05 | 0 | 0.1 | 0.05 | 0 | 0 | 0 | 0 | 0 | 0 | 0
1982 | 6 | 18 | 0 | 0 | 0 | 0 | 0 | 0 | 0 | 0 | 0 | 0 | 0 | 0 | 0
1982 | 6 | 19 | 0 | 0 | 0 | 0 | 0 | 0 | 0 | 0 | 0 | 0 | 0 | 0 | 0
1982 | 6 | 20 | 0 | 0 | 0 | 0 | 0 | 0 | 0 | 0 | 0 | 0 | 0 | 0 | 0
1982 | 6 | 21 | 0 | 0 | 0 | 0 | 0 | 0 | 0 | 0 | 0 | 0 | 0 | 0 | 0
1982 | 6 | 22 | 0.07 | 0.07 | 0.02 | 0 | 0.07 | 0.02 | 0 | 0 | 0 | 0 | 0 | 0 | 0
1982 | 6 | 23 | 0 | 0 | 0 | 0 | 0 | 0 | 0 | 0 | 0 | 0 | 0 | 0 | 0
1982 | 6 | 24 | 0 | 0 | 0 | 0 | 0 | 0 | 0 | 0 | 0 | 0 | 0 | 0 | 0
1982 | 6 | 25 | 0 | 0 | 0 | 0 | 0 | 0 | 0 | 0 | 0 | 0 | 0 | 0 | 0
1982 | 6 | 26 | 0 | 0 | 0 | 0 | 0 | 0 | 0 | 0 | 0 | 0 | 0 | 0 | 0
1982 | 6 | 27 | 0 | 0 | 0 | 0 | 0 | 0 | 0 | 0 | 0 | 0 | 0 | 0 | 0
1982 | 6 | 28 | 0 | 0 | 0 | 0 | 0 | 0 | 0 | 0 | 0 | 0 | 0 | 0 | 0
1982 | 6 | 29 | 0.39 | 0.39 | 0.34 | 0 | 0.39 | 0.34 | 0 | 0 | 0 | 0 | 0 | 0 | 0
1982 | 6 | 30 | 0 | 0 | 0 | 0 | 0 | 0 | 0 | 0 | 0 | 0 | 0 | 0 | 0
1982 | 7 | 1 | 0 | 0 | 0 | 0 | 0 | 0 | 0 | 0 | 0 | 0 | 0 | 0 | 0
1982 | 7 | 2 | 0 | 0 | 0 | 0 | 0 | 0 | 0 | 0 | 0 | 0 | 0 | 0 | 0
1982 | 7 | 3 | 0.31 | 0.31 | 0.26 | 0 | 0.31 | 0.26 | 0 | 0 | 0 | 0 | 0 | 0 | 0
1982 | 7 | 4 | 0 | 0 | 0 | 0 | 0 | 0 | 0 | 0 | 0 | 0 | 0 | 0 | 0
1982 | 7 | 5 | 0 | 0 | 0 | 0 | 0 | 0 | 0 | 0 | 0 | 0 | 0 | 0 | 0
1982 | 7 | 6 | 0 | 0 | 0 | 0 | 0 | 0 | 0 | 0 | 0 | 0 | 0 | 0 | 0
1982 | 7 | 7 | 0 | 0 | 0 | 0 | 0 | 0 | 0 | 0 | 0 | 0 | 0 | 0 | 0
1982 | 7 | 8 | 0 | 0 | 0 | 0 | 0 | 0 | 0 | 0 | 0 | 0 | 0 | 0 | 0
1982 | 7 | 9 | 0.01 | 0.01 | 0 | 0 | 0.01 | 0 | 0 | 0 | 0 | 0 | 0 | 0 | 0
1982 | 7 | 10 | 0 | 0 | 0 | 0 | 0 | 0 | 0 | 0 | 0 | 0 | 0 | 0 | 0
1982 | 7 | 11 | 0.07 | 0.07 | 0.02 | 0 | 0.07 | 0.02 | 0 | 0 | 0 | 0 | 0 | 0 | 0
1982 | 7 | 12 | 0 | 0 | 0 | 0 | 0 | 0 | 0 | 0 | 0 | 0 | 0 | 0 | 0
1982 | 7 | 13 | 0 | 0 | 0 | 0 | 0 | 0 | 0 | 0 | 0 | 0 | 0 | 0 | 0
1982 | 7 | 14 | 0.05 | 0.05 | 0 | 0 | 0.05 | 0 | 0 | 0 | 0 | 0 | 0 | 0 | 0
1982 | 7 | 15 | 0 | 0 | 0 | 0 | 0 | 0 | 0 | 0 | 0 | 0 | 0 | 0 | 0
1982 | 7 | 16 | 0 | 0 | 0 | 0 | 0 | 0 | 0 | 0 | 0 | 0 | 0 | 0 | 0
1982 | 7 | 17 | 0 | 0 | 0 | 0 | 0 | 0 | 0 | 0 | 0 | 0 | 0 | 0 | 0
1982 | 7 | 18 | 0 | 0 | 0 | 0 | 0 | 0 | 0 | 0 | 0 | 0 | 0 | 0 | 0
1982 | 7 | 19 | 0.73 | 0.73 | 0.68 | 0 | 0.73 | 0.68 | 0 | 0 | 0 | 0 | 0 | 0 | 0
1982 | 7 | 20 | 0 | 0 | 0 | 0 | 0 | 0 | 0 | 0 | 0 | 0 | 0 | 0 | 0
1982 | 7 | 21 | 0 | 0 | 0 | 0 | 0 | 0 | 0 | 0 | 0 | 0 | 0 | 0 | 0
1982 | 7 | 22 | 0 | 0 | 0 | 0 | 0 | 0 | 0 | 0 | 0 | 0 | 0 | 0 | 0
1982 | 7 | 23 | 0.06 | 0.06 | 0.01 | 0 | 0.06 | 0.01 | 0 | 0 | 0 | 0 | 0 | 0 | 0
1982 | 7 | 24 | 0 | 0 | 0 | 0 | 0 | 0 | 0 | 0 | 0 | 0 | 0 | 0 | 0
1982 | 7 | 25 | 0 | 0 | 0 | 0 | 0 | 0 | 0 | 0 | 0 | 0 | 0 | 0 | 0
1982 | 7 | 26 | 0 | 0 | 0 | 0 | 0 | 0 | 0 | 0 | 0 | 0 | 0 | 0 | 0
1982 | 7 | 27 | 0.1 | 0.1 | 0.05 | 0 | 0.1 | 0.05 | 0 | 0 | 0 | 0 | 0 | 0 | 0
1982 | 7 | 28 | 0 | 0 | 0 | 0 | 0 | 0 | 0 | 0 | 0 | 0 | 0 | 0 | 0
1982 | 7 | 29 | 0 | 0 | 0 | 0 | 0 | 0 | 0 | 0 | 0 | 0 | 0 | 0 | 0
1982 | 7 | 30 | 1.51 | 1 | 0.95 | 0 | 1 | 0.95 | 0 | 0 | 0 | 0 | 0 | 0 | 0
1982 | 7 | 31 | 0.14 | 0.14 | 0.09 | 0 | 0.14 | 0.09 | 0 | 0 | 0 | 0 | 0 | 0 | 0
1982 | 8 | 1 | 0 | 0 | 0 | 0 | 0 | 0 | 0 | 0 | 0 | 0 | 0 | 0 | 0
1982 | 8 | 2 | 0.1 | 0.1 | 0.05 | 0 | 0.1 | 0.05 | 0 | 0 | 0 | 0 | 0 | 0 | 0
1982 | 8 | 3 | 0 | 0 | 0 | 0 | 0 | 0 | 0 | 0 | 0 | 0 | 0 | 0 | 0
1982 | 8 | 4 | 0 | 0 | 0 | 0 | 0 | 0 | 0 | 0 | 0 | 0 | 0 | 0 | 0
1982 | 8 | 5 | 0.36 | 0.36 | 0.31 | 0 | 0.36 | 0.31 | 0 | 0 | 0 | 0 | 0 | 0 | 0
1982 | 8 | 6 | 0.25 | 0.25 | 0.2 | 0 | 0.25 | 0.2 | 0 | 0 | 0 | 0 | 0 | 0 | 0
1982 | 8 | 7 | 0 | 0 | 0 | 0 | 0 | 0 | 0 | 0 | 0 | 0 | 0 | 0 | 0
1982 | 8 | 8 | 0 | 0 | 0 | 0 | 0 | 0 | 0 | 0 | 0 | 0 | 0 | 0 | 0
1982 | 8 | 9 | 0.84 | 0.84 | 0.79 | 0 | 0.84 | 0.79 | 0 | 0 | 0 | 0 | 0 | 0 | 0
1982 | 8 | 10 | 0 | 0 | 0 | 0 | 0 | 0 | 0 | 0 | 0 | 0 | 0 | 0 | 0
1982 | 8 | 11 | 0.02 | 0.02 | 0 | 0 | 0.02 | 0 | 0 | 0 | 0 | 0 | 0 | 0 | 0
1982 | 8 | 12 | 0.01 | 0.01 | 0 | 0 | 0.01 | 0 | 0 | 0 | 0 | 0 | 0 | 0 | 0
1982 | 8 | 13 | 0 | 0 | 0 | 0 | 0 | 0 | 0 | 0 | 0 | 0 | 0 | 0 | 0
1982 | 8 | 14 | 0 | 0 | 0 | 0 | 0 | 0 | 0 | 0 | 0 | 0 | 0 | 0 | 0
1982 | 8 | 15 | 0 | 0 | 0 | 0 | 0 | 0 | 0 | 0 | 0 | 0 | 0 | 0 | 0
1982 | 8 | 16 | 0 | 0 | 0 | 0 | 0 | 0 | 0 | 0 | 0 | 0 | 0 | 0 | 0
1982 | 8 | 17 | 0.66 | 0.66 | 0.61 | 0 | 0.66 | 0.61 | 0 | 0 | 0 | 0 | 0 | 0 | 0
1982 | 8 | 18 | 0 | 0 | 0 | 0 | 0 | 0 | 0 | 0 | 0 | 0 | 0 | 0 | 0
1982 | 8 | 19 | 0 | 0 | 0 | 0 | 0 | 0 | 0 | 0 | 0 | 0 | 0 | 0 | 0
1982 | 8 | 20 | 0 | 0 | 0 | 0 | 0 | 0 | 0 | 0 | 0 | 0 | 0 | 0 | 0
1982 | 8 | 21 | 0.44 | 0.44 | 0.39 | 0 | 0.44 | 0.39 | 0 | 0 | 0 | 0 | 0 | 0 | 0
1982 | 8 | 22 | 0 | 0 | 0 | 0 | 0 | 0 | 0 | 0 | 0 | 0 | 0 | 0 | 0
1982 | 8 | 23 | 0 | 0 | 0 | 0 | 0 | 0 | 0 | 0 | 0 | 0 | 0 | 0 | 0
1982 | 8 | 24 | 0 | 0 | 0 | 0 | 0 | 0 | 0 | 0 | 0 | 0 | 0 | 0 | 0
1982 | 8 | 25 | 0 | 0 | 0 | 0 | 0 | 0 | 0 | 0 | 0 | 0 | 0 | 0 | 0
1982 | 8 | 26 | 0 | 0 | 0 | 0 | 0 | 0 | 0 | 0 | 0 | 0 | 0 | 0 | 0
1982 | 8 | 27 | 0 | 0 | 0 | 0 | 0 | 0 | 0 | 0 | 0 | 0 | 0 | 0 | 0
1982 | 8 | 28 | 0 | 0 | 0 | 0 | 0 | 0 | 0 | 0 | 0 | 0 | 0 | 0 | 0
1982 | 8 | 29 | 0 | 0 | 0 | 0 | 0 | 0 | 0 | 0 | 0 | 0 | 0 | 0 | 0
1982 | 8 | 30 | 0 | 0 | 0 | 0 | 0 | 0 | 0 | 0 | 0 | 0 | 0 | 0 | 0
1982 | 8 | 31 | 0 | 0 | 0 | 0 | 0 | 0 | 0 | 0 | 0 | 0 | 0 | 0 | 0
1982 | 9 | 1 | 0 | 0 | 0 | 0 | 0 | 0 | 0 | 0 | 0 | 0 | 0 | 0 | 0
1982 | 9 | 2 | 0.06 | 0.06 | 0.01 | 0 | 0.06 | 0.01 | 0 | 0 | 0 | 0 | 0 | 0 | 0
1982 | 9 | 3 | 0 | 0 | 0 | 0 | 0 | 0 | 0 | 0 | 0 | 0 | 0 | 0 | 0
1982 | 9 | 4 | 0 | 0 | 0 | 0 | 0 | 0 | 0 | 0 | 0 | 0 | 0 | 0 | 0
1982 | 9 | 5 | 0 | 0 | 0 | 0 | 0 | 0 | 0 | 0 | 0 | 0 | 0 | 0 | 0
1982 | 9 | 6 | 0 | 0 | 0 | 0 | 0 | 0 | 0 | 0 | 0 | 0 | 0 | 0 | 0
1982 | 9 | 7 | 0 | 0 | 0 | 0 | 0 | 0 | 0 | 0 | 0 | 0 | 0 | 0 | 0
1982 | 9 | 8 | 0 | 0 | 0 | 0 | 0 | 0 | 0 | 0 | 0 | 0 | 0 | 0 | 0
1982 | 9 | 9 | 0 | 0 | 0 | 0 | 0 | 0 | 0 | 0 | 0 | 0 | 0 | 0 | 0
1982 | 9 | 10 | 0 | 0 | 0 | 0 | 0 | 0 | 0 | 0 | 0 | 0 | 0 | 0 | 0
1982 | 9 | 11 | 0 | 0 | 0 | 0 | 0 | 0 | 0 | 0 | 0 | 0 | 0 | 0 | 0
1982 | 9 | 12 | 0 | 0 | 0 | 0 | 0 | 0 | 0 | 0 | 0 | 0 | 0 | 0 | 0
1982 | 9 | 13 | 0 | 0 | 0 | 0 | 0 | 0 | 0 | 0 | 0 | 0 | 0 | 0 | 0
1982 | 9 | 14 | 0 | 0 | 0 | 0 | 0 | 0 | 0 | 0 | 0 | 0 | 0 | 0 | 0
1982 | 9 | 15 | 0 | 0 | 0 | 0 | 0 | 0 | 0 | 0 | 0 | 0 | 0 | 0 | 0
1982 | 9 | 16 | 0 | 0 | 0 | 0 | 0 | 0 | 0 | 0 | 0 | 0 | 0 | 0 | 0
1982 | 9 | 17 | 0 | 0 | 0 | 0 | 0 | 0 | 0 | 0 | 0 | 0 | 0 | 0 | 0
1982 | 9 | 18 | 0 | 0 | 0 | 0 | 0 | 0 | 0 | 0 | 0 | 0 | 0 | 0 | 0
1982 | 9 | 19 | 0 | 0 | 0 | 0 | 0 | 0 | 0 | 0 | 0 | 0 | 0 | 0 | 0
1982 | 9 | 20 | 0.21 | 0.21 | 0.16 | 0 | 0.21 | 0.16 | 0 | 0 | 0 | 0 | 0 | 0 | 0
1982 | 9 | 21 | 0 | 0 | 0 | 0 | 0 | 0 | 0 | 0 | 0 | 0 | 0 | 0 | 0
1982 | 9 | 22 | 0.95 | 0.95 | 0.9 | 0 | 0.95 | 0.9 | 0 | 0 | 0 | 0 | 0 | 0 | 0
1982 | 9 | 23 | 0 | 0 | 0 | 0 | 0 | 0 | 0 | 0 | 0 | 0 | 0 | 0 | 0
1982 | 9 | 24 | 0 | 0 | 0 | 0 | 0 | 0 | 0 | 0 | 0 | 0 | 0 | 0 | 0
1982 | 9 | 25 | 0 | 0 | 0 | 0 | 0 | 0 | 0 | 0 | 0 | 0 | 0 | 0 | 0
1982 | 9 | 26 | 0.39 | 0.39 | 0.34 | 0 | 0.39 | 0.34 | 0 | 0 | 0 | 0 | 0 | 0 | 0
1982 | 9 | 27 | 0.1 | 0.1 | 0.05 | 0 | 0.1 | 0.05 | 0 | 0 | 0 | 0 | 0 | 0 | 0
1982 | 9 | 28 | 0 | 0 | 0 | 0 | 0 | 0 | 0 | 0 | 0 | 0 | 0 | 0 | 0
1982 | 9 | 29 | 0 | 0 | 0 | 0 | 0 | 0 | 0 | 0 | 0 | 0 | 0 | 0 | 0
1982 | 9 | 30 | 0 | 0 | 0 | 0 | 0 | 0 | 0 | 0 | 0 | 0 | 0 | 0 | 0
1982 | 10 | 1 | 0 | 0 | 0 | 0 | 0 | 0 | 0 | 0 | 0 | 0 | 0 | 0 | 0
1982 | 10 | 2 | 0 | 0 | 0 | 0 | 0 | 0 | 0 | 0 | 0 | 0 | 0 | 0 | 0
1982 | 10 | 3 | 0 | 0 | 0 | 0 | 0 | 0 | 0 | 0 | 0 | 0 | 0 | 0 | 0
1982 | 10 | 4 | 0 | 0 | 0 | 0 | 0 | 0 | 0 | 0 | 0 | 0 | 0 | 0 | 0
1982 | 10 | 5 | 0 | 0 | 0 | 0 | 0 | 0 | 0 | 0 | 0 | 0 | 0 | 0 | 0
1982 | 10 | 6 | 0 | 0 | 0 | 0 | 0 | 0 | 0 | 0 | 0 | 0 | 0 | 0 | 0
1982 | 10 | 7 | 0 | 0 | 0 | 0 | 0 | 0 | 0 | 0 | 0 | 0 | 0 | 0 | 0
1982 | 10 | 8 | 0 | 0 | 0 | 0 | 0 | 0 | 0 | 0 | 0 | 0 | 0 | 0 | 0
1982 | 10 | 9 | 0 | 0 | 0 | 0 | 0 | 0 | 0 | 0 | 0 | 0 | 0 | 0 | 0
1982 | 10 | 10 | 0 | 0 | 0 | 0 | 0 | 0 | 0 | 0 | 0 | 0 | 0 | 0 | 0
1982 | 10 | 11 | 0 | 0 | 0 | 0 | 0 | 0 | 0 | 0 | 0 | 0 | 0 | 0 | 0
1982 | 10 | 12 | 0 | 0 | 0 | 0 | 0 | 0 | 0 | 0 | 0 | 0 | 0 | 0 | 0
1982 | 10 | 13 | 0.35 | 0.35 | 0.3 | 0 | 0.35 | 0.3 | 0 | 0 | 0 | 0 | 0 | 0 | 0
1982 | 10 | 14 | 0 | 0 | 0 | 0 | 0 | 0 | 0 | 0 | 0 | 0 | 0 | 0 | 0
1982 | 10 | 15 | 0.08 | 0.08 | 0.03 | 0 | 0.08 | 0.03 | 0 | 0 | 0 | 0 | 0 | 0 | 0
1982 | 10 | 16 | 0.02 | 0.02 | 0 | 0 | 0.02 | 0 | 0 | 0 | 0 | 0 | 0 | 0 | 0
1982 | 10 | 17 | 0 | 0 | 0 | 0 | 0 | 0 | 0 | 0 | 0 | 0 | 0 | 0 | 0
1982 | 10 | 18 | 0 | 0 | 0 | 0 | 0 | 0 | 0 | 0 | 0 | 0 | 0 | 0 | 0
1982 | 10 | 19 | 0 | 0 | 0 | 0 | 0 | 0 | 0 | 0 | 0 | 0 | 0 | 0 | 0
1982 | 10 | 20 | 0.01 | 0.01 | 0 | 0 | 0.01 | 0 | 0 | 0 | 0 | 0 | 0 | 0 | 0
1982 | 10 | 21 | 0.1 | 0.1 | 0.05 | 0 | 0.1 | 0.05 | 0 | 0 | 0 | 0 | 0 | 0 | 0
1982 | 10 | 22 | 0 | 0 | 0 | 0 | 0 | 0 | 0 | 0 | 0 | 0 | 0 | 0 | 0
1982 | 10 | 23 | 0 | 0 | 0 | 0 | 0 | 0 | 0 | 0 | 0 | 0 | 0 | 0 | 0
1982 | 10 | 24 | 0 | 0 | 0 | 0 | 0 | 0 | 0 | 0 | 0 | 0 | 0 | 0 | 0
1982 | 10 | 25 | 1.18 | 1 | 0.95 | 0 | 1 | 0.95 | 0 | 0 | 0 | 0 | 0 | 0 | 0
1982 | 10 | 26 | 0.01 | 0.01 | 0 | 0 | 0.01 | 0 | 0 | 0 | 0 | 0 | 0 | 0 | 0
1982 | 10 | 27 | 0 | 0 | 0 | 0 | 0 | 0 | 0 | 0 | 0 | 0 | 0 | 0 | 0
1982 | 10 | 28 | 0 | 0 | 0 | 0 | 0 | 0 | 0 | 0 | 0 | 0 | 0 | 0 | 0
1982 | 10 | 29 | 0 | 0 | 0 | 0 | 0 | 0 | 0 | 0 | 0 | 0 | 0 | 0 | 0
1982 | 10 | 30 | 0 | 0 | 0 | 0 | 0 | 0 | 0 | 0 | 0 | 0 | 0 | 0 | 0
1982 | 10 | 31 | 0 | 0 | 0 | 0 | 0 | 0 | 0 | 0 | 0 | 0 | 0 | 0 | 0
1982 | 11 | 1 | 0 | 0 | 0 | 0 | 0 | 0 | 0 | 0 | 0 | 0 | 0 | 0 | 0
1982 | 11 | 2 | 0 | 0 | 0 | 0 | 0 | 0 | 0 | 0 | 0 | 0 | 0 | 0 | 0
1982 | 11 | 3 | 0 | 0 | 0 | 0 | 0 | 0 | 0 | 0 | 0 | 0 | 0 | 0 | 0
1982 | 11 | 4 | 0.37 | 0.37 | 0.32 | 0 | 0.37 | 0.32 | 0 | 0 | 0 | 0 | 0 | 0 | 0
1982 | 11 | 5 | 0 | 0 | 0 | 0 | 0 | 0 | 0 | 0 | 0 | 0 | 0 | 0 | 0
1982 | 11 | 6 | 0 | 0 | 0 | 0 | 0 | 0 | 0 | 0 | 0 | 0 | 0 | 0 | 0
1982 | 11 | 7 | 0 | 0 | 0 | 0 | 0 | 0 | 0 | 0 | 0 | 0 | 0 | 0 | 0
1982 | 11 | 8 | 0 | 0 | 0 | 0 | 0 | 0 | 0 | 0 | 0 | 0 | 0 | 0 | 0
1982 | 11 | 9 | 0 | 0 | 0 | 0 | 0 | 0 | 0 | 0 | 0 | 0 | 0 | 0 | 0
1982 | 11 | 10 | 0 | 0 | 0 | 0 | 0 | 0 | 0 | 0 | 0 | 0 | 0 | 0 | 0
1982 | 11 | 11 | 0 | 0 | 0 | 0 | 0 | 0 | 0 | 0 | 0 | 0 | 0 | 0 | 0
1982 | 11 | 12 | 0.29 | 0.29 | 0.24 | 0 | 0.29 | 0.24 | 0 | 0 | 0 | 0 | 0 | 0 | 0
1982 | 11 | 13 | 0.53 | 0.53 | 0.48 | 0 | 0.53 | 0.48 | 0 | 0 | 0 | 0 | 0 | 0 | 0
1982 | 11 | 14 | 0 | 0 | 0 | 0 | 0 | 0 | 0 | 0 | 0 | 0 | 0 | 0 | 0
1982 | 11 | 15 | 0 | 0 | 0 | 0 | 0 | 0 | 0 | 0 | 0 | 0 | 0 | 0 | 0
1982 | 11 | 16 | 0 | 0 | 0 | 0 | 0 | 0 | 0 | 0 | 0 | 0 | 0 | 0 | 0
1982 | 11 | 17 | 0 | 0 | 0 | 0 | 0 | 0 | 0 | 0 | 0 | 0 | 0 | 0 | 0
1982 | 11 | 18 | 0 | 0 | 0 | 0 | 0 | 0 | 0 | 0 | 0 | 0 | 0 | 0 | 0
1982 | 11 | 19 | 0 | 0 | 0 | 0 | 0 | 0 | 0 | 0 | 0 | 0 | 0 | 0 | 0
1982 | 11 | 20 | 0.01 | 0.01 | 0 | 0 | 0.01 | 0 | 0 | 0 | 0 | 0 | 0 | 0 | 0
1982 | 11 | 21 | 0 | 0 | 0 | 0 | 0 | 0 | 0 | 0 | 0 | 0 | 0 | 0 | 0
1982 | 11 | 22 | 0 | 0 | 0 | 0 | 0 | 0 | 0 | 0 | 0 | 0 | 0 | 0 | 0
1982 | 11 | 23 | 0 | 0 | 0 | 0 | 0 | 0 | 0 | 0 | 0 | 0 | 0 | 0 | 0
1982 | 11 | 24 | 0.01 | 0.01 | 0 | 0 | 0.01 | 0 | 0 | 0 | 0 | 0 | 0 | 0 | 0
1982 | 11 | 25 | 0 | 0 | 0 | 0 | 0 | 0 | 0 | 0 | 0 | 0 | 0 | 0 | 0
1982 | 11 | 26 | 0 | 0 | 0 | 0 | 0 | 0 | 0 | 0 | 0 | 0 | 0 | 0 | 0
1982 | 11 | 27 | 0 | 0 | 0 | 0 | 0 | 0 | 0 | 0 | 0 | 0 | 0 | 0 | 0
1982 | 11 | 28 | 0.79 | 0.79 | 0.74 | 0 | 0.79 | 0.74 | 0 | 0 | 0 | 0 | 0 | 0 | 0
1982 | 11 | 29 | 0.96 | 0.96 | 0.91 | 0 | 0.96 | 0.91 | 0 | 0 | 0 | 0 | 0 | 0 | 0
1982 | 11 | 30 | 0 | 0 | 0 | 0 | 0 | 0 | 0 | 0 | 0 | 0 | 0 | 0 | 0
1982 | 12 | 1 | 0.46 | 0.46 | 0.41 | 0 | 0.46 | 0.41 | 0 | 0 | 0 | 0 | 0 | 0 | 0
1982 | 12 | 2 | 0 | 0 | 0 | 0 | 0 | 0 | 0 | 0 | 0 | 0 | 0 | 0 | 0
1982 | 12 | 3 | 0 | 0 | 0 | 0 | 0 | 0 | 0 | 0 | 0 | 0 | 0 | 0 | 0
1982 | 12 | 4 | 0 | 0 | 0 | 0 | 0 | 0 | 0 | 0 | 0 | 0 | 0 | 0 | 0
1982 | 12 | 5 | 0 | 0 | 0 | 0 | 0 | 0 | 0 | 0 | 0 | 0 | 0 | 0 | 0
1982 | 12 | 6 | 0 | 0 | 0 | 0 | 0 | 0 | 0 | 0 | 0 | 0 | 0 | 0 | 0
1982 | 12 | 7 | 0 | 0 | 0 | 0 | 0 | 0 | 0 | 0 | 0 | 0 | 0 | 0 | 0
1982 | 12 | 8 | 0 | 0 | 0 | 0 | 0 | 0 | 0 | 0 | 0 | 0 | 0 | 0 | 0
1982 | 12 | 9 | 0 | 0 | 0 | 0 | 0 | 0 | 0 | 0 | 0 | 0 | 0 | 0 | 0
1982 | 12 | 10 | 0.02 | 0.02 | 0 | 0 | 0.02 | 0 | 0 | 0 | 0 | 0 | 0 | 0 | 0
1982 | 12 | 11 | 0.06 | 0.06 | 0.01 | 0 | 0.06 | 0.01 | 0 | 0 | 0 | 0 | 0 | 0 | 0
1982 | 12 | 12 | 0.33 | 0.33 | 0.28 | 0 | 0.33 | 0.28 | 0 | 0 | 0 | 0 | 0 | 0 | 0
1982 | 12 | 13 | 0 | 0 | 0 | 0 | 0 | 0 | 0 | 0 | 0 | 0 | 0 | 0 | 0
1982 | 12 | 14 | 0 | 0 | 0 | 0 | 0 | 0 | 0 | 0 | 0 | 0 | 0 | 0 | 0
1982 | 12 | 15 | 0 | 0 | 0 | 0 | 0 | 0 | 0 | 0 | 0 | 0 | 0 | 0 | 0
1982 | 12 | 16 | 0.69 | 0.69 | 0.64 | 0 | 0.69 | 0.64 | 0 | 0 | 0 | 0 | 0 | 0 | 0
1982 | 12 | 17 | 0 | 0 | 0 | 0 | 0 | 0 | 0 | 0 | 0 | 0 | 0 | 0 | 0
1982 | 12 | 18 | 0 | 0 | 0 | 0 | 0 | 0 | 0 | 0 | 0 | 0 | 0 | 0 | 0
1982 | 12 | 19 | 0.1 | 0.1 | 0.05 | 0 | 0.1 | 0.05 | 0 | 0 | 0 | 0 | 0 | 0 | 0
1982 | 12 | 20 | 0 | 0 | 0 | 0 | 0 | 0 | 0 | 0 | 0 | 0 | 0 | 0 | 0
1982 | 12 | 21 | 0 | 0 | 0 | 0 | 0 | 0 | 0 | 0 | 0 | 0 | 0 | 0 | 0
1982 | 12 | 22 | 0 | 0 | 0 | 0 | 0 | 0 | 0 | 0 | 0 | 0 | 0 | 0 | 0
1982 | 12 | 23 | 0 | 0 | 0 | 0 | 0 | 0 | 0 | 0 | 0 | 0 | 0 | 0 | 0
1982 | 12 | 24 | 0 | 0 | 0 | 0 | 0 | 0 | 0 | 0 | 0 | 0 | 0 | 0 | 0
1982 | 12 | 25 | 0 | 0 | 0 | 0 | 0 | 0 | 0 | 0 | 0 | 0 | 0 | 0 | 0
1982 | 12 | 26 | 0.02 | 0.02 | 0 | 0 | 0.02 | 0 | 0 | 0 | 0 | 0 | 0 | 0 | 0
1982 | 12 | 27 | 0.01 | 0.01 | 0 | 0 | 0.01 | 0 | 0 | 0 | 0 | 0 | 0 | 0 | 0
1982 | 12 | 28 | 0 | 0 | 0 | 0 | 0 | 0 | 0 | 0 | 0 | 0 | 0 | 0 | 0
1982 | 12 | 29 | 0.05 | 0.05 | 0 | 0 | 0.05 | 0 | 0 | 0 | 0 | 0 | 0 | 0 | 0
1982 | 12 | 30 | 0 | 0 | 0 | 0 | 0 | 0 | 0 | 0 | 0 | 0 | 0 | 0 | 0
1982 | 12 | 31 | 0 | 0 | 0 | 0 | 0 | 0 | 0 | 0 | 0 | 0 | 0 | 0 | 0
1983 | 1 | 1 | 0 | 0 | 0 | 0 | 0 | 0 | 0 | 0 | 0 | 0 | 0 | 0 | 0
1983 | 1 | 2 | 0 | 0 | 0 | 0 | 0 | 0 | 0 | 0 | 0 | 0 | 0 | 0 | 0
1983 | 1 | 3 | 0 | 0 | 0 | 0 | 0 | 0 | 0 | 0 | 0 | 0 | 0 | 0 | 0
1983 | 1 | 4 | 0 | 0 | 0 | 0 | 0 | 0 | 0 | 0 | 0 | 0 | 0 | 0 | 0
1983 | 1 | 5 | 0.18 | 0.18 | 0.13 | 0 | 0.18 | 0.13 | 0 | 0 | 0 | 0 | 0 | 0 | 0
1983 | 1 | 6 | 0 | 0 | 0 | 0 | 0 | 0 | 0 | 0 | 0 | 0 | 0 | 0 | 0
1983 | 1 | 7 | 0 | 0 | 0 | 0 | 0 | 0 | 0 | 0 | 0 | 0 | 0 | 0 | 0
1983 | 1 | 8 | 0 | 0 | 0 | 0 | 0 | 0 | 0 | 0 | 0 | 0 | 0 | 0 | 0
1983 | 1 | 9 | 0.03 | 0.03 | 0 | 0 | 0.03 | 0 | 0 | 0 | 0 | 0 | 0 | 0 | 0
1983 | 1 | 10 | 0.7 | 0.7 | 0.65 | 0 | 0.7 | 0.65 | 0 | 0 | 0 | 0 | 0 | 0 | 0
1983 | 1 | 11 | 0.05 | 0.05 | 0 | 0 | 0.05 | 0 | 0 | 0 | 0 | 0 | 0 | 0 | 0
1983 | 1 | 12 | 0 | 0 | 0 | 0 | 0 | 0 | 0 | 0 | 0 | 0 | 0 | 0 | 0
1983 | 1 | 13 | 0 | 0 | 0 | 0 | 0 | 0 | 0 | 0 | 0 | 0 | 0 | 0 | 0
1983 | 1 | 14 | 0 | 0 | 0 | 0 | 0 | 0 | 0 | 0 | 0 | 0 | 0 | 0 | 0
1983 | 1 | 15 | 0 | 0 | 0 | 0 | 0 | 0 | 0 | 0 | 0 | 0 | 0 | 0 | 0
1983 | 1 | 16 | 0 | 0 | 0 | 0 | 0 | 0 | 0 | 0 | 0 | 0 | 0 | 0 | 0
1983 | 1 | 17 | 0 | 0 | 0 | 0 | 0 | 0 | 0 | 0 | 0 | 0 | 0 | 0 | 0
1983 | 1 | 18 | 0 | 0 | 0 | 0 | 0 | 0 | 0 | 0 | 0 | 0 | 0 | 0 | 0
1983 | 1 | 19 | 0 | 0 | 0 | 0 | 0 | 0 | 0 | 0 | 0 | 0 | 0 | 0 | 0
1983 | 1 | 20 | 0 | 0 | 0 | 0 | 0 | 0 | 0 | 0 | 0 | 0 | 0 | 0 | 0
1983 | 1 | 21 | 0 | 0 | 0 | 0 | 0 | 0 | 0 | 0 | 0 | 0 | 0 | 0 | 0
1983 | 1 | 22 | 0.22 | 0.22 | 0.17 | 0 | 0.22 | 0.17 | 0 | 0 | 0 | 0 | 0 | 0 | 0
1983 | 1 | 23 | 0.49 | 0.49 | 0.44 | 0 | 0.49 | 0.44 | 0 | 0 | 0 | 0 | 0 | 0 | 0
1983 | 1 | 24 | 0 | 0 | 0 | 0 | 0 | 0 | 0 | 0 | 0 | 0 | 0 | 0 | 0
1983 | 1 | 25 | 0 | 0 | 0 | 0 | 0 | 0 | 0 | 0 | 0 | 0 | 0 | 0 | 0
1983 | 1 | 26 | 0 | 0 | 0 | 0 | 0 | 0 | 0 | 0 | 0 | 0 | 0 | 0 | 0
1983 | 1 | 27 | 0 | 0 | 0 | 0 | 0 | 0 | 0 | 0 | 0 | 0 | 0 | 0 | 0
1983 | 1 | 28 | 0 | 0 | 0 | 0 | 0 | 0 | 0 | 0 | 0 | 0 | 0 | 0 | 0
1983 | 1 | 29 | 0 | 0 | 0 | 0 | 0 | 0 | 0 | 0 | 0 | 0 | 0 | 0 | 0
1983 | 1 | 30 | 0.02 | 0.02 | 0 | 0 | 0.02 | 0 | 0 | 0 | 0 | 0 | 0 | 0 | 0
1983 | 1 | 31 | 0 | 0 | 0 | 0 | 0 | 0 | 0 | 0 | 0 | 0 | 0 | 0 | 0
1983 | 2 | 1 | 0 | 0 | 0 | 0 | 0 | 0 | 0 | 0 | 0 | 0 | 0 | 0 | 0
1983 | 2 | 2 | 0.53 | 0.53 | 0.48 | 0 | 0.53 | 0.48 | 0 | 0 | 0 | 0 | 0 | 0 | 0
1983 | 2 | 3 | 0 | 0 | 0 | 0 | 0 | 0 | 0 | 0 | 0 | 0 | 0 | 0 | 0
1983 | 2 | 4 | 0 | 0 | 0 | 0 | 0 | 0 | 0 | 0 | 0 | 0 | 0 | 0 | 0
1983 | 2 | 5 | 0 | 0 | 0 | 0 | 0 | 0 | 0 | 0 | 0 | 0 | 0 | 0 | 0
1983 | 2 | 6 | 0.41 | 0.41 | 0.36 | 0 | 0.41 | 0.36 | 0 | 0 | 0 | 0 | 0 | 0 | 0
1983 | 2 | 7 | 0.01 | 0.01 | 0 | 0 | 0.01 | 0 | 0 | 0 | 0 | 0 | 0 | 0 | 0
1983 | 2 | 8 | 0 | 0 | 0 | 0 | 0 | 0 | 0 | 0 | 0 | 0 | 0 | 0 | 0
1983 | 2 | 9 | 0 | 0 | 0 | 0 | 0 | 0 | 0 | 0 | 0 | 0 | 0 | 0 | 0
1983 | 2 | 10 | 0.03 | 0.03 | 0 | 0 | 0.03 | 0 | 0 | 0 | 0 | 0 | 0 | 0 | 0
1983 | 2 | 11 | 1.91 | 1 | 0.95 | 0 | 1 | 0.95 | 0 | 0 | 0 | 0 | 0 | 0 | 0
1983 | 2 | 12 | 0 | 0 | 0 | 0 | 0 | 0 | 0 | 0 | 0 | 0 | 0 | 0 | 0
1983 | 2 | 13 | 0 | 0 | 0 | 0 | 0 | 0 | 0 | 0 | 0 | 0 | 0 | 0 | 0
1983 | 2 | 14 | 0 | 0 | 0 | 0 | 0 | 0 | 0 | 0 | 0 | 0 | 0 | 0 | 0
1983 | 2 | 15 | 0 | 0 | 0 | 0 | 0 | 0 | 0 | 0 | 0 | 0 | 0 | 0 | 0
1983 | 2 | 16 | 0 | 0 | 0 | 0 | 0 | 0 | 0 | 0 | 0 | 0 | 0 | 0 | 0
1983 | 2 | 17 | 0 | 0 | 0 | 0 | 0 | 0 | 0 | 0 | 0 | 0 | 0 | 0 | 0
1983 | 2 | 18 | 0 | 0 | 0 | 0 | 0 | 0 | 0 | 0 | 0 | 0 | 0 | 0 | 0
1983 | 2 | 19 | 0 | 0 | 0 | 0 | 0 | 0 | 0 | 0 | 0 | 0 | 0 | 0 | 0
1983 | 2 | 20 | 0 | 0 | 0 | 0 | 0 | 0 | 0 | 0 | 0 | 0 | 0 | 0 | 0
1983 | 2 | 21 | 0 | 0 | 0 | 0 | 0 | 0 | 0 | 0 | 0 | 0 | 0 | 0 | 0
1983 | 2 | 22 | 0 | 0 | 0 | 0 | 0 | 0 | 0 | 0 | 0 | 0 | 0 | 0 | 0
1983 | 2 | 23 | 0.18 | 0.18 | 0.13 | 0 | 0.18 | 0.13 | 0 | 0 | 0 | 0 | 0 | 0 | 0
1983 | 2 | 24 | 0 | 0 | 0 | 0 | 0 | 0 | 0 | 0 | 0 | 0 | 0 | 0 | 0
1983 | 2 | 25 | 0.02 | 0.02 | 0 | 0 | 0.02 | 0 | 0 | 0 | 0 | 0 | 0 | 0 | 0
1983 | 2 | 26 | 0 | 0 | 0 | 0 | 0 | 0 | 0 | 0 | 0 | 0 | 0 | 0 | 0
1983 | 2 | 27 | 0 | 0 | 0 | 0 | 0 | 0 | 0 | 0 | 0 | 0 | 0 | 0 | 0
1983 | 2 | 28 | 0 | 0 | 0 | 0 | 0 | 0 | 0 | 0 | 0 | 0 | 0 | 0 | 0
1983 | 3 | 1 | 0.62 | 0.62 | 0.57 | 0 | 0.62 | 0.57 | 0 | 0 | 0 | 0 | 0 | 0 | 0
1983 | 3 | 2 | 0 | 0 | 0 | 0 | 0 | 0 | 0 | 0 | 0 | 0 | 0 | 0 | 0
1983 | 3 | 3 | 0 | 0 | 0 | 0 | 0 | 0 | 0 | 0 | 0 | 0 | 0 | 0 | 0
1983 | 3 | 4 | 0 | 0 | 0 | 0 | 0 | 0 | 0 | 0 | 0 | 0 | 0 | 0 | 0
1983 | 3 | 5 | 0 | 0 | 0 | 0 | 0 | 0 | 0 | 0 | 0 | 0 | 0 | 0 | 0
1983 | 3 | 6 | 0.27 | 0.27 | 0.22 | 0 | 0.27 | 0.22 | 0 | 0 | 0 | 0 | 0 | 0 | 0
1983 | 3 | 7 | 0.3 | 0.3 | 0.25 | 0 | 0.3 | 0.25 | 0 | 0 | 0 | 0 | 0 | 0 | 0
1983 | 3 | 8 | 0.54 | 0.54 | 0.49 | 0 | 0.54 | 0.49 | 0 | 0 | 0 | 0 | 0 | 0 | 0
1983 | 3 | 9 | 0.12 | 0.12 | 0.07 | 0 | 0.12 | 0.07 | 0 | 0 | 0 | 0 | 0 | 0 | 0
1983 | 3 | 10 | 0.03 | 0.03 | 0 | 0 | 0.03 | 0 | 0 | 0 | 0 | 0 | 0 | 0 | 0
1983 | 3 | 11 | 0 | 0 | 0 | 0 | 0 | 0 | 0 | 0 | 0 | 0 | 0 | 0 | 0
1983 | 3 | 12 | 0 | 0 | 0 | 0 | 0 | 0 | 0 | 0 | 0 | 0 | 0 | 0 | 0
1983 | 3 | 13 | 0 | 0 | 0 | 0 | 0 | 0 | 0 | 0 | 0 | 0 | 0 | 0 | 0
1983 | 3 | 14 | 0 | 0 | 0 | 0 | 0 | 0 | 0 | 0 | 0 | 0 | 0 | 0 | 0
1983 | 3 | 15 | 0 | 0 | 0 | 0 | 0 | 0 | 0 | 0 | 0 | 0 | 0 | 0 | 0
1983 | 3 | 16 | 0 | 0 | 0 | 0 | 0 | 0 | 0 | 0 | 0 | 0 | 0 | 0 | 0
1983 | 3 | 17 | 0 | 0 | 0 | 0 | 0 | 0 | 0 | 0 | 0 | 0 | 0 | 0 | 0
1983 | 3 | 18 | 1 | 1 | 0.95 | 0 | 1 | 0.95 | 0 | 0 | 0 | 0 | 0 | 0 | 0
1983 | 3 | 19 | 0.02 | 0.02 | 0 | 0 | 0.02 | 0 | 0 | 0 | 0 | 0 | 0 | 0 | 0
1983 | 3 | 20 | 0 | 0 | 0 | 0 | 0 | 0 | 0 | 0 | 0 | 0 | 0 | 0 | 0
1983 | 3 | 21 | 0.96 | 0.96 | 0.91 | 0 | 0.96 | 0.91 | 0 | 0 | 0 | 0 | 0 | 0 | 0
1983 | 3 | 22 | 0 | 0 | 0 | 0 | 0 | 0 | 0 | 0 | 0 | 0 | 0 | 0 | 0
1983 | 3 | 23 | 0 | 0 | 0 | 0 | 0 | 0 | 0 | 0 | 0 | 0 | 0 | 0 | 0
1983 | 3 | 24 | 0 | 0 | 0 | 0 | 0 | 0 | 0 | 0 | 0 | 0 | 0 | 0 | 0
1983 | 3 | 25 | 0 | 0 | 0 | 0 | 0 | 0 | 0 | 0 | 0 | 0 | 0 | 0 | 0
1983 | 3 | 26 | 0 | 0 | 0 | 0 | 0 | 0 | 0 | 0 | 0 | 0 | 0 | 0 | 0
1983 | 3 | 27 | 0.93 | 0.93 | 0.88 | 0 | 0.93 | 0.88 | 0 | 0 | 0 | 0 | 0 | 0 | 0
1983 | 3 | 28 | 0.05 | 0.05 | 0 | 0 | 0.05 | 0 | 0 | 0 | 0 | 0 | 0 | 0 | 0
1983 | 3 | 29 | 0 | 0 | 0 | 0 | 0 | 0 | 0 | 0 | 0 | 0 | 0 | 0 | 0
1983 | 3 | 30 | 0 | 0 | 0 | 0 | 0 | 0 | 0 | 0 | 0 | 0 | 0 | 0 | 0
1983 | 3 | 31 | 0 | 0 | 0 | 0 | 0 | 0 | 0 | 0 | 0 | 0 | 0 | 0 | 0
1983 | 4 | 1 | 0 | 0 | 0 | 0 | 0 | 0 | 0 | 0 | 0 | 0 | 0 | 0 | 0
1983 | 4 | 2 | 0.58 | 0.58 | 0.53 | 0 | 0.58 | 0.53 | 0 | 0 | 0 | 0 | 0 | 0 | 0
1983 | 4 | 3 | 0.06 | 0.06 | 0.01 | 0 | 0.06 | 0.01 | 0 | 0 | 0 | 0 | 0 | 0 | 0
1983 | 4 | 4 | 0 | 0 | 0 | 0 | 0 | 0 | 0 | 0 | 0 | 0 | 0 | 0 | 0
1983 | 4 | 5 | 0 | 0 | 0 | 0 | 0 | 0 | 0 | 0 | 0 | 0 | 0 | 0 | 0
1983 | 4 | 6 | 0.12 | 0.12 | 0.07 | 0 | 0.12 | 0.07 | 0 | 0 | 0 | 0 | 0 | 0 | 0
1983 | 4 | 7 | 0.21 | 0.21 | 0.16 | 0 | 0.21 | 0.16 | 0 | 0 | 0 | 0 | 0 | 0 | 0
1983 | 4 | 8 | 0.22 | 0.22 | 0.17 | 0 | 0.22 | 0.17 | 0 | 0 | 0 | 0 | 0 | 0 | 0
1983 | 4 | 9 | 1.13 | 1 | 0.95 | 0 | 1 | 0.95 | 0 | 0 | 0 | 0 | 0 | 0 | 0
1983 | 4 | 10 | 0.75 | 0.75 | 0.7 | 0 | 0.75 | 0.7 | 0 | 0 | 0 | 0 | 0 | 0 | 0
1983 | 4 | 11 | 0.51 | 0.51 | 0.46 | 0 | 0.51 | 0.46 | 0 | 0 | 0 | 0 | 0 | 0 | 0
1983 | 4 | 12 | 0 | 0 | 0 | 0 | 0 | 0 | 0 | 0 | 0 | 0 | 0 | 0 | 0
1983 | 4 | 13 | 0 | 0 | 0 | 0 | 0 | 0 | 0 | 0 | 0 | 0 | 0 | 0 | 0
1983 | 4 | 14 | 0.05 | 0.05 | 0 | 0 | 0.05 | 0 | 0 | 0 | 0 | 0 | 0 | 0 | 0
1983 | 4 | 15 | 1.94 | 1 | 0.95 | 0 | 1 | 0.95 | 0 | 0 | 0 | 0 | 0 | 0 | 0
1983 | 4 | 16 | 0 | 0 | 0 | 0 | 0 | 0 | 0 | 0 | 0 | 0 | 0 | 0 | 0
1983 | 4 | 17 | 0.04 | 0.04 | 0 | 0 | 0.04 | 0 | 0 | 0 | 0 | 0 | 0 | 0 | 0
1983 | 4 | 18 | 0 | 0 | 0 | 0 | 0 | 0 | 0 | 0 | 0 | 0 | 0 | 0 | 0
1983 | 4 | 19 | 0 | 0 | 0 | 0 | 0 | 0 | 0 | 0 | 0 | 0 | 0 | 0 | 0
1983 | 4 | 20 | 0 | 0 | 0 | 0 | 0 | 0 | 0 | 0 | 0 | 0 | 0 | 0 | 0
1983 | 4 | 21 | 0 | 0 | 0 | 0 | 0 | 0 | 0 | 0 | 0 | 0 | 0 | 0 | 0
1983 | 4 | 22 | 0 | 0 | 0 | 0 | 0 | 0 | 0 | 0 | 0 | 0 | 0 | 0 | 0
1983 | 4 | 23 | 0.36 | 0.36 | 0.31 | 0 | 0.36 | 0.31 | 0 | 0 | 0 | 0 | 0 | 0 | 0
1983 | 4 | 24 | 0.82 | 0.82 | 0.77 | 0 | 0.82 | 0.77 | 0 | 0 | 0 | 0 | 0 | 0 | 0
1983 | 4 | 25 | 0.09 | 0.09 | 0.04 | 0 | 0.09 | 0.04 | 0 | 0 | 0 | 0 | 0 | 0 | 0
1983 | 4 | 26 | 0 | 0 | 0 | 0 | 0 | 0 | 0 | 0 | 0 | 0 | 0 | 0 | 0
1983 | 4 | 27 | 0 | 0 | 0 | 0 | 0 | 0 | 0 | 0 | 0 | 0 | 0 | 0 | 0
1983 | 4 | 28 | 0 | 0 | 0 | 0 | 0 | 0 | 0 | 0 | 0 | 0 | 0 | 0 | 0
1983 | 4 | 29 | 0 | 0 | 0 | 0 | 0 | 0 | 0 | 0 | 0 | 0 | 0 | 0 | 0
1983 | 4 | 30 | 0 | 0 | 0 | 0 | 0 | 0 | 0 | 0 | 0 | 0 | 0 | 0 | 0
1983 | 5 | 1 | 0 | 0 | 0 | 0 | 0 | 0 | 0 | 0 | 0 | 0 | 0 | 0 | 0
1983 | 5 | 2 | 0 | 0 | 0 | 0 | 0 | 0 | 0 | 0 | 0 | 0 | 0 | 0 | 0
1983 | 5 | 3 | 0.02 | 0.02 | 0 | 0 | 0.02 | 0 | 0 | 0 | 0 | 0 | 0 | 0 | 0
1983 | 5 | 4 | 0.01 | 0.01 | 0 | 0 | 0.01 | 0 | 0 | 0 | 0 | 0 | 0 | 0 | 0
1983 | 5 | 5 | 0 | 0 | 0 | 0 | 0 | 0 | 0 | 0 | 0 | 0 | 0 | 0 | 0
1983 | 5 | 6 | 0 | 0 | 0 | 0 | 0 | 0 | 0 | 0 | 0 | 0 | 0 | 0 | 0
1983 | 5 | 7 | 0 | 0 | 0 | 0 | 0 | 0 | 0 | 0 | 0 | 0 | 0 | 0 | 0
1983 | 5 | 8 | 0.15 | 0.15 | 0.1 | 0 | 0.15 | 0.1 | 0 | 0 | 0 | 0 | 0 | 0 | 0
1983 | 5 | 9 | 0 | 0 | 0 | 0 | 0 | 0 | 0 | 0 | 0 | 0 | 0 | 0 | 0
1983 | 5 | 10 | 0 | 0 | 0 | 0 | 0 | 0 | 0 | 0 | 0 | 0 | 0 | 0 | 0
1983 | 5 | 11 | 0 | 0 | 0 | 0 | 0 | 0 | 0 | 0 | 0 | 0 | 0 | 0 | 0
1983 | 5 | 12 | 0 | 0 | 0 | 0 | 0 | 0 | 0 | 0 | 0 | 0 | 0 | 0 | 0
1983 | 5 | 13 | 0 | 0 | 0 | 0 | 0 | 0 | 0 | 0 | 0 | 0 | 0 | 0 | 0
1983 | 5 | 14 | 0 | 0 | 0 | 0 | 0 | 0 | 0 | 0 | 0 | 0 | 0 | 0 | 0
1983 | 5 | 15 | 0.24 | 0.24 | 0.19 | 0 | 0.24 | 0.19 | 0 | 0 | 0 | 0 | 0 | 0 | 0
1983 | 5 | 16 | 1.91 | 1 | 0.95 | 0 | 1 | 0.95 | 0 | 0 | 0 | 0 | 0 | 0 | 0
1983 | 5 | 17 | 0 | 0 | 0 | 0 | 0 | 0 | 0 | 0 | 0 | 0 | 0 | 0 | 0
1983 | 5 | 18 | 0 | 0 | 0 | 0 | 0 | 0 | 0 | 0 | 0 | 0 | 0 | 0 | 0
1983 | 5 | 19 | 0.23 | 0.23 | 0.18 | 0 | 0.23 | 0.18 | 0 | 0 | 0 | 0 | 0 | 0 | 0
1983 | 5 | 20 | 0 | 0 | 0 | 0 | 0 | 0 | 0 | 0 | 0 | 0 | 0 | 0 | 0
1983 | 5 | 21 | 0.83 | 0.83 | 0.78 | 0 | 0.83 | 0.78 | 0 | 0 | 0 | 0 | 0 | 0 | 0
1983 | 5 | 22 | 0.25 | 0.25 | 0.2 | 0 | 0.25 | 0.2 | 0 | 0 | 0 | 0 | 0 | 0 | 0
1983 | 5 | 23 | 0 | 0 | 0 | 0 | 0 | 0 | 0 | 0 | 0 | 0 | 0 | 0 | 0
1983 | 5 | 24 | 0 | 0 | 0 | 0 | 0 | 0 | 0 | 0 | 0 | 0 | 0 | 0 | 0
1983 | 5 | 25 | 0 | 0 | 0 | 0 | 0 | 0 | 0 | 0 | 0 | 0 | 0 | 0 | 0
1983 | 5 | 26 | 0.21 | 0.21 | 0.16 | 0 | 0.21 | 0.16 | 0 | 0 | 0 | 0 | 0 | 0 | 0
1983 | 5 | 27 | 0 | 0 | 0 | 0 | 0 | 0 | 0 | 0 | 0 | 0 | 0 | 0 | 0
1983 | 5 | 28 | 0 | 0 | 0 | 0 | 0 | 0 | 0 | 0 | 0 | 0 | 0 | 0 | 0
1983 | 5 | 29 | 0.73 | 0.73 | 0.68 | 0 | 0.73 | 0.68 | 0 | 0 | 0 | 0 | 0 | 0 | 0
1983 | 5 | 30 | 0.04 | 0.04 | 0 | 0 | 0.04 | 0 | 0 | 0 | 0 | 0 | 0 | 0 | 0
1983 | 5 | 31 | 0 | 0 | 0 | 0 | 0 | 0 | 0 | 0 | 0 | 0 | 0 | 0 | 0
1983 | 6 | 1 | 0.03 | 0.03 | 0 | 0 | 0.03 | 0 | 0 | 0 | 0 | 0 | 0 | 0 | 0
1983 | 6 | 2 | 0 | 0 | 0 | 0 | 0 | 0 | 0 | 0 | 0 | 0 | 0 | 0 | 0
1983 | 6 | 3 | 0.42 | 0.42 | 0.37 | 0 | 0.42 | 0.37 | 0 | 0 | 0 | 0 | 0 | 0 | 0
1983 | 6 | 4 | 0.13 | 0.13 | 0.08 | 0 | 0.13 | 0.08 | 0 | 0 | 0 | 0 | 0 | 0 | 0
1983 | 6 | 5 | 0 | 0 | 0 | 0 | 0 | 0 | 0 | 0 | 0 | 0 | 0 | 0 | 0
1983 | 6 | 6 | 0.96 | 0.96 | 0.91 | 0 | 0.96 | 0.91 | 0 | 0 | 0 | 0 | 0 | 0 | 0
1983 | 6 | 7 | 0.02 | 0.02 | 0 | 0 | 0.02 | 0 | 0 | 0 | 0 | 0 | 0 | 0 | 0
1983 | 6 | 8 | 0 | 0 | 0 | 0 | 0 | 0 | 0 | 0 | 0 | 0 | 0 | 0 | 0
1983 | 6 | 9 | 0 | 0 | 0 | 0 | 0 | 0 | 0 | 0 | 0 | 0 | 0 | 0 | 0
1983 | 6 | 10 | 0 | 0 | 0 | 0 | 0 | 0 | 0 | 0 | 0 | 0 | 0 | 0 | 0
1983 | 6 | 11 | 0 | 0 | 0 | 0 | 0 | 0 | 0 | 0 | 0 | 0 | 0 | 0 | 0
1983 | 6 | 12 | 0.02 | 0.02 | 0 | 0 | 0.02 | 0 | 0 | 0 | 0 | 0 | 0 | 0 | 0
1983 | 6 | 13 | 0.03 | 0.03 | 0 | 0 | 0.03 | 0 | 0 | 0 | 0 | 0 | 0 | 0 | 0
1983 | 6 | 14 | 0 | 0 | 0 | 0 | 0 | 0 | 0 | 0 | 0 | 0 | 0 | 0 | 0
1983 | 6 | 15 | 0 | 0 | 0 | 0 | 0 | 0 | 0 | 0 | 0 | 0 | 0 | 0 | 0
1983 | 6 | 16 | 0 | 0 | 0 | 0 | 0 | 0 | 0 | 0 | 0 | 0 | 0 | 0 | 0
1983 | 6 | 17 | 0 | 0 | 0 | 0 | 0 | 0 | 0 | 0 | 0 | 0 | 0 | 0 | 0
1983 | 6 | 18 | 1.22 | 1 | 0.95 | 0 | 1 | 0.95 | 0 | 0 | 0 | 0 | 0 | 0 | 0
1983 | 6 | 19 | 0.32 | 0.32 | 0.27 | 0 | 0.32 | 0.27 | 0 | 0 | 0 | 0 | 0 | 0 | 0
1983 | 6 | 20 | 1.35 | 1 | 0.95 | 0 | 1 | 0.95 | 0 | 0 | 0 | 0 | 0 | 0 | 0
1983 | 6 | 21 | 0.15 | 0.15 | 0.1 | 0 | 0.15 | 0.1 | 0 | 0 | 0 | 0 | 0 | 0 | 0
1983 | 6 | 22 | 0 | 0 | 0 | 0 | 0 | 0 | 0 | 0 | 0 | 0 | 0 | 0 | 0
1983 | 6 | 23 | 0 | 0 | 0 | 0 | 0 | 0 | 0 | 0 | 0 | 0 | 0 | 0 | 0
1983 | 6 | 24 | 0 | 0 | 0 | 0 | 0 | 0 | 0 | 0 | 0 | 0 | 0 | 0 | 0
1983 | 6 | 25 | 0 | 0 | 0 | 0 | 0 | 0 | 0 | 0 | 0 | 0 | 0 | 0 | 0
1983 | 6 | 26 | 0 | 0 | 0 | 0 | 0 | 0 | 0 | 0 | 0 | 0 | 0 | 0 | 0
1983 | 6 | 27 | 0 | 0 | 0 | 0 | 0 | 0 | 0 | 0 | 0 | 0 | 0 | 0 | 0
1983 | 6 | 28 | 2.31 | 1 | 0.95 | 0 | 1 | 0.95 | 0 | 0 | 0 | 0 | 0 | 0 | 0
1983 | 6 | 29 | 0.13 | 0.13 | 0.08 | 0 | 0.13 | 0.08 | 0 | 0 | 0 | 0 | 0 | 0 | 0
1983 | 6 | 30 | 0 | 0 | 0 | 0 | 0 | 0 | 0 | 0 | 0 | 0 | 0 | 0 | 0
1983 | 7 | 1 | 0 | 0 | 0 | 0 | 0 | 0 | 0 | 0 | 0 | 0 | 0 | 0 | 0
1983 | 7 | 2 | 0 | 0 | 0 | 0 | 0 | 0 | 0 | 0 | 0 | 0 | 0 | 0 | 0
1983 | 7 | 3 | 0 | 0 | 0 | 0 | 0 | 0 | 0 | 0 | 0 | 0 | 0 | 0 | 0
1983 | 7 | 4 | 0.55 | 0.55 | 0.5 | 0 | 0.55 | 0.5 | 0 | 0 | 0 | 0 | 0 | 0 | 0
1983 | 7 | 5 | 0.03 | 0.03 | 0 | 0 | 0.03 | 0 | 0 | 0 | 0 | 0 | 0 | 0 | 0
1983 | 7 | 6 | 0 | 0 | 0 | 0 | 0 | 0 | 0 | 0 | 0 | 0 | 0 | 0 | 0
1983 | 7 | 7 | 0 | 0 | 0 | 0 | 0 | 0 | 0 | 0 | 0 | 0 | 0 | 0 | 0
1983 | 7 | 8 | 0 | 0 | 0 | 0 | 0 | 0 | 0 | 0 | 0 | 0 | 0 | 0 | 0
1983 | 7 | 9 | 0 | 0 | 0 | 0 | 0 | 0 | 0 | 0 | 0 | 0 | 0 | 0 | 0
1983 | 7 | 10 | 0 | 0 | 0 | 0 | 0 | 0 | 0 | 0 | 0 | 0 | 0 | 0 | 0
1983 | 7 | 11 | 0 | 0 | 0 | 0 | 0 | 0 | 0 | 0 | 0 | 0 | 0 | 0 | 0
1983 | 7 | 12 | 0 | 0 | 0 | 0 | 0 | 0 | 0 | 0 | 0 | 0 | 0 | 0 | 0
1983 | 7 | 13 | 0 | 0 | 0 | 0 | 0 | 0 | 0 | 0 | 0 | 0 | 0 | 0 | 0
1983 | 7 | 14 | 0 | 0 | 0 | 0 | 0 | 0 | 0 | 0 | 0 | 0 | 0 | 0 | 0
1983 | 7 | 15 | 0 | 0 | 0 | 0 | 0 | 0 | 0 | 0 | 0 | 0 | 0 | 0 | 0
1983 | 7 | 16 | 0 | 0 | 0 | 0 | 0 | 0 | 0 | 0 | 0 | 0 | 0 | 0 | 0
1983 | 7 | 17 | 0 | 0 | 0 | 0 | 0 | 0 | 0 | 0 | 0 | 0 | 0 | 0 | 0
1983 | 7 | 18 | 0 | 0 | 0 | 0 | 0 | 0 | 0 | 0 | 0 | 0 | 0 | 0 | 0
1983 | 7 | 19 | 0.06 | 0.06 | 0.01 | 0 | 0.06 | 0.01 | 0 | 0 | 0 | 0 | 0 | 0 | 0
1983 | 7 | 20 | 1.02 | 1 | 0.95 | 0 | 1 | 0.95 | 0 | 0 | 0 | 0 | 0 | 0 | 0
1983 | 7 | 21 | 0 | 0 | 0 | 0 | 0 | 0 | 0 | 0 | 0 | 0 | 0 | 0 | 0
1983 | 7 | 22 | 0 | 0 | 0 | 0 | 0 | 0 | 0 | 0 | 0 | 0 | 0 | 0 | 0
1983 | 7 | 23 | 0.12 | 0.12 | 0.07 | 0 | 0.12 | 0.07 | 0 | 0 | 0 | 0 | 0 | 0 | 0
1983 | 7 | 24 | 0 | 0 | 0 | 0 | 0 | 0 | 0 | 0 | 0 | 0 | 0 | 0 | 0
1983 | 7 | 25 | 0 | 0 | 0 | 0 | 0 | 0 | 0 | 0 | 0 | 0 | 0 | 0 | 0
1983 | 7 | 26 | 0 | 0 | 0 | 0 | 0 | 0 | 0 | 0 | 0 | 0 | 0 | 0 | 0
1983 | 7 | 27 | 0 | 0 | 0 | 0 | 0 | 0 | 0 | 0 | 0 | 0 | 0 | 0 | 0
1983 | 7 | 28 | 0 | 0 | 0 | 0 | 0 | 0 | 0 | 0 | 0 | 0 | 0 | 0 | 0
1983 | 7 | 29 | 0 | 0 | 0 | 0 | 0 | 0 | 0 | 0 | 0 | 0 | 0 | 0 | 0
1983 | 7 | 30 | 0 | 0 | 0 | 0 | 0 | 0 | 0 | 0 | 0 | 0 | 0 | 0 | 0
1983 | 7 | 31 | 0 | 0 | 0 | 0 | 0 | 0 | 0 | 0 | 0 | 0 | 0 | 0 | 0
1983 | 8 | 1 | 0.21 | 0.21 | 0.16 | 0 | 0.21 | 0.16 | 0 | 0 | 0 | 0 | 0 | 0 | 0
1983 | 8 | 2 | 0 | 0 | 0 | 0 | 0 | 0 | 0 | 0 | 0 | 0 | 0 | 0 | 0
1983 | 8 | 3 | 0 | 0 | 0 | 0 | 0 | 0 | 0 | 0 | 0 | 0 | 0 | 0 | 0
1983 | 8 | 4 | 0.04 | 0.04 | 0 | 0 | 0.04 | 0 | 0 | 0 | 0 | 0 | 0 | 0 | 0
1983 | 8 | 5 | 0.41 | 0.41 | 0.36 | 0 | 0.41 | 0.36 | 0 | 0 | 0 | 0 | 0 | 0 | 0
1983 | 8 | 6 | 0.17 | 0.17 | 0.12 | 0 | 0.17 | 0.12 | 0 | 0 | 0 | 0 | 0 | 0 | 0
1983 | 8 | 7 | 0.08 | 0.08 | 0.03 | 0 | 0.08 | 0.03 | 0 | 0 | 0 | 0 | 0 | 0 | 0
1983 | 8 | 8 | 0 | 0 | 0 | 0 | 0 | 0 | 0 | 0 | 0 | 0 | 0 | 0 | 0
1983 | 8 | 9 | 0 | 0 | 0 | 0 | 0 | 0 | 0 | 0 | 0 | 0 | 0 | 0 | 0
1983 | 8 | 10 | 0 | 0 | 0 | 0 | 0 | 0 | 0 | 0 | 0 | 0 | 0 | 0 | 0
1983 | 8 | 11 | 0.83 | 0.83 | 0.78 | 0 | 0.83 | 0.78 | 0 | 0 | 0 | 0 | 0 | 0 | 0
1983 | 8 | 12 | 0 | 0 | 0 | 0 | 0 | 0 | 0 | 0 | 0 | 0 | 0 | 0 | 0
1983 | 8 | 13 | 0 | 0 | 0 | 0 | 0 | 0 | 0 | 0 | 0 | 0 | 0 | 0 | 0
1983 | 8 | 14 | 0 | 0 | 0 | 0 | 0 | 0 | 0 | 0 | 0 | 0 | 0 | 0 | 0
1983 | 8 | 15 | 0 | 0 | 0 | 0 | 0 | 0 | 0 | 0 | 0 | 0 | 0 | 0 | 0
1983 | 8 | 16 | 0 | 0 | 0 | 0 | 0 | 0 | 0 | 0 | 0 | 0 | 0 | 0 | 0
1983 | 8 | 17 | 0 | 0 | 0 | 0 | 0 | 0 | 0 | 0 | 0 | 0 | 0 | 0 | 0
1983 | 8 | 18 | 0.11 | 0.11 | 0.06 | 0 | 0.11 | 0.06 | 0 | 0 | 0 | 0 | 0 | 0 | 0
1983 | 8 | 19 | 0 | 0 | 0 | 0 | 0 | 0 | 0 | 0 | 0 | 0 | 0 | 0 | 0
1983 | 8 | 20 | 0 | 0 | 0 | 0 | 0 | 0 | 0 | 0 | 0 | 0 | 0 | 0 | 0
1983 | 8 | 21 | 0 | 0 | 0 | 0 | 0 | 0 | 0 | 0 | 0 | 0 | 0 | 0 | 0
1983 | 8 | 22 | 0 | 0 | 0 | 0 | 0 | 0 | 0 | 0 | 0 | 0 | 0 | 0 | 0
1983 | 8 | 23 | 0.33 | 0.33 | 0.28 | 0 | 0.33 | 0.28 | 0 | 0 | 0 | 0 | 0 | 0 | 0
1983 | 8 | 24 | 0 | 0 | 0 | 0 | 0 | 0 | 0 | 0 | 0 | 0 | 0 | 0 | 0
1983 | 8 | 25 | 0 | 0 | 0 | 0 | 0 | 0 | 0 | 0 | 0 | 0 | 0 | 0 | 0
1983 | 8 | 26 | 0 | 0 | 0 | 0 | 0 | 0 | 0 | 0 | 0 | 0 | 0 | 0 | 0
1983 | 8 | 27 | 0 | 0 | 0 | 0 | 0 | 0 | 0 | 0 | 0 | 0 | 0 | 0 | 0
1983 | 8 | 28 | 0.93 | 0.93 | 0.88 | 0 | 0.93 | 0.88 | 0 | 0 | 0 | 0 | 0 | 0 | 0
1983 | 8 | 29 | 0 | 0 | 0 | 0 | 0 | 0 | 0 | 0 | 0 | 0 | 0 | 0 | 0
1983 | 8 | 30 | 0 | 0 | 0 | 0 | 0 | 0 | 0 | 0 | 0 | 0 | 0 | 0 | 0
1983 | 8 | 31 | 0 | 0 | 0 | 0 | 0 | 0 | 0 | 0 | 0 | 0 | 0 | 0 | 0
1983 | 9 | 1 | 0 | 0 | 0 | 0 | 0 | 0 | 0 | 0 | 0 | 0 | 0 | 0 | 0
1983 | 9 | 2 | 0 | 0 | 0 | 0 | 0 | 0 | 0 | 0 | 0 | 0 | 0 | 0 | 0
1983 | 9 | 3 | 0 | 0 | 0 | 0 | 0 | 0 | 0 | 0 | 0 | 0 | 0 | 0 | 0
1983 | 9 | 4 | 0 | 0 | 0 | 0 | 0 | 0 | 0 | 0 | 0 | 0 | 0 | 0 | 0
1983 | 9 | 5 | 0 | 0 | 0 | 0 | 0 | 0 | 0 | 0 | 0 | 0 | 0 | 0 | 0
1983 | 9 | 6 | 0 | 0 | 0 | 0 | 0 | 0 | 0 | 0 | 0 | 0 | 0 | 0 | 0
1983 | 9 | 7 | 0 | 0 | 0 | 0 | 0 | 0 | 0 | 0 | 0 | 0 | 0 | 0 | 0
1983 | 9 | 8 | 0 | 0 | 0 | 0 | 0 | 0 | 0 | 0 | 0 | 0 | 0 | 0 | 0
1983 | 9 | 9 | 0 | 0 | 0 | 0 | 0 | 0 | 0 | 0 | 0 | 0 | 0 | 0 | 0
1983 | 9 | 10 | 0 | 0 | 0 | 0 | 0 | 0 | 0 | 0 | 0 | 0 | 0 | 0 | 0
1983 | 9 | 11 | 0 | 0 | 0 | 0 | 0 | 0 | 0 | 0 | 0 | 0 | 0 | 0 | 0
1983 | 9 | 12 | 0.05 | 0.05 | 0 | 0 | 0.05 | 0 | 0 | 0 | 0 | 0 | 0 | 0 | 0
1983 | 9 | 13 | 1.27 | 1 | 0.95 | 0 | 1 | 0.95 | 0 | 0 | 0 | 0 | 0 | 0 | 0
1983 | 9 | 14 | 0 | 0 | 0 | 0 | 0 | 0 | 0 | 0 | 0 | 0 | 0 | 0 | 0
1983 | 9 | 15 | 0 | 0 | 0 | 0 | 0 | 0 | 0 | 0 | 0 | 0 | 0 | 0 | 0
1983 | 9 | 16 | 0 | 0 | 0 | 0 | 0 | 0 | 0 | 0 | 0 | 0 | 0 | 0 | 0
1983 | 9 | 17 | 0 | 0 | 0 | 0 | 0 | 0 | 0 | 0 | 0 | 0 | 0 | 0 | 0
1983 | 9 | 18 | 0 | 0 | 0 | 0 | 0 | 0 | 0 | 0 | 0 | 0 | 0 | 0 | 0
1983 | 9 | 19 | 0 | 0 | 0 | 0 | 0 | 0 | 0 | 0 | 0 | 0 | 0 | 0 | 0
1983 | 9 | 20 | 0 | 0 | 0 | 0 | 0 | 0 | 0 | 0 | 0 | 0 | 0 | 0 | 0
1983 | 9 | 21 | 1.02 | 1 | 0.95 | 0 | 1 | 0.95 | 0 | 0 | 0 | 0 | 0 | 0 | 0
1983 | 9 | 22 | 0 | 0 | 0 | 0 | 0 | 0 | 0 | 0 | 0 | 0 | 0 | 0 | 0
1983 | 9 | 23 | 0 | 0 | 0 | 0 | 0 | 0 | 0 | 0 | 0 | 0 | 0 | 0 | 0
1983 | 9 | 24 | 0 | 0 | 0 | 0 | 0 | 0 | 0 | 0 | 0 | 0 | 0 | 0 | 0
1983 | 9 | 25 | 0 | 0 | 0 | 0 | 0 | 0 | 0 | 0 | 0 | 0 | 0 | 0 | 0
1983 | 9 | 26 | 0 | 0 | 0 | 0 | 0 | 0 | 0 | 0 | 0 | 0 | 0 | 0 | 0
1983 | 9 | 27 | 0 | 0 | 0 | 0 | 0 | 0 | 0 | 0 | 0 | 0 | 0 | 0 | 0
1983 | 9 | 28 | 0 | 0 | 0 | 0 | 0 | 0 | 0 | 0 | 0 | 0 | 0 | 0 | 0
1983 | 9 | 29 | 0 | 0 | 0 | 0 | 0 | 0 | 0 | 0 | 0 | 0 | 0 | 0 | 0
1983 | 9 | 30 | 0.56 | 0.56 | 0.51 | 0 | 0.56 | 0.51 | 0 | 0 | 0 | 0 | 0 | 0 | 0
1983 | 10 | 1 | 0 | 0 | 0 | 0 | 0 | 0 | 0 | 0 | 0 | 0 | 0 | 0 | 0
1983 | 10 | 2 | 0 | 0 | 0 | 0 | 0 | 0 | 0 | 0 | 0 | 0 | 0 | 0 | 0
1983 | 10 | 3 | 0 | 0 | 0 | 0 | 0 | 0 | 0 | 0 | 0 | 0 | 0 | 0 | 0
1983 | 10 | 4 | 0 | 0 | 0 | 0 | 0 | 0 | 0 | 0 | 0 | 0 | 0 | 0 | 0
1983 | 10 | 5 | 0 | 0 | 0 | 0 | 0 | 0 | 0 | 0 | 0 | 0 | 0 | 0 | 0
1983 | 10 | 6 | 0 | 0 | 0 | 0 | 0 | 0 | 0 | 0 | 0 | 0 | 0 | 0 | 0
1983 | 10 | 7 | 0 | 0 | 0 | 0 | 0 | 0 | 0 | 0 | 0 | 0 | 0 | 0 | 0
1983 | 10 | 8 | 0 | 0 | 0 | 0 | 0 | 0 | 0 | 0 | 0 | 0 | 0 | 0 | 0
1983 | 10 | 9 | 0 | 0 | 0 | 0 | 0 | 0 | 0 | 0 | 0 | 0 | 0 | 0 | 0
1983 | 10 | 10 | 0 | 0 | 0 | 0 | 0 | 0 | 0 | 0 | 0 | 0 | 0 | 0 | 0
1983 | 10 | 11 | 0.3 | 0.3 | 0.25 | 0 | 0.3 | 0.25 | 0 | 0 | 0 | 0 | 0 | 0 | 0
1983 | 10 | 12 | 0.87 | 0.87 | 0.82 | 0 | 0.87 | 0.82 | 0 | 0 | 0 | 0 | 0 | 0 | 0
1983 | 10 | 13 | 0.63 | 0.63 | 0.58 | 0 | 0.63 | 0.58 | 0 | 0 | 0 | 0 | 0 | 0 | 0
1983 | 10 | 14 | 0 | 0 | 0 | 0 | 0 | 0 | 0 | 0 | 0 | 0 | 0 | 0 | 0
1983 | 10 | 15 | 0 | 0 | 0 | 0 | 0 | 0 | 0 | 0 | 0 | 0 | 0 | 0 | 0
1983 | 10 | 16 | 0 | 0 | 0 | 0 | 0 | 0 | 0 | 0 | 0 | 0 | 0 | 0 | 0
1983 | 10 | 17 | 0 | 0 | 0 | 0 | 0 | 0 | 0 | 0 | 0 | 0 | 0 | 0 | 0
1983 | 10 | 18 | 0 | 0 | 0 | 0 | 0 | 0 | 0 | 0 | 0 | 0 | 0 | 0 | 0
1983 | 10 | 19 | 0.15 | 0.15 | 0.1 | 0 | 0.15 | 0.1 | 0 | 0 | 0 | 0 | 0 | 0 | 0
1983 | 10 | 20 | 0.25 | 0.25 | 0.2 | 0 | 0.25 | 0.2 | 0 | 0 | 0 | 0 | 0 | 0 | 0
1983 | 10 | 21 | 0.16 | 0.16 | 0.11 | 0 | 0.16 | 0.11 | 0 | 0 | 0 | 0 | 0 | 0 | 0
1983 | 10 | 22 | 0.27 | 0.27 | 0.22 | 0 | 0.27 | 0.22 | 0 | 0 | 0 | 0 | 0 | 0 | 0
1983 | 10 | 23 | 1.81 | 1 | 0.95 | 0 | 1 | 0.95 | 0 | 0 | 0 | 0 | 0 | 0 | 0
1983 | 10 | 24 | 0.09 | 0.09 | 0.04 | 0 | 0.09 | 0.04 | 0 | 0 | 0 | 0 | 0 | 0 | 0
1983 | 10 | 25 | 0.34 | 0.34 | 0.29 | 0 | 0.34 | 0.29 | 0 | 0 | 0 | 0 | 0 | 0 | 0
1983 | 10 | 26 | 0 | 0 | 0 | 0 | 0 | 0 | 0 | 0 | 0 | 0 | 0 | 0 | 0
1983 | 10 | 27 | 0 | 0 | 0 | 0 | 0 | 0 | 0 | 0 | 0 | 0 | 0 | 0 | 0
1983 | 10 | 28 | 0 | 0 | 0 | 0 | 0 | 0 | 0 | 0 | 0 | 0 | 0 | 0 | 0
1983 | 10 | 29 | 0 | 0 | 0 | 0 | 0 | 0 | 0 | 0 | 0 | 0 | 0 | 0 | 0
1983 | 10 | 30 | 0 | 0 | 0 | 0 | 0 | 0 | 0 | 0 | 0 | 0 | 0 | 0 | 0
1983 | 10 | 31 | 0 | 0 | 0 | 0 | 0 | 0 | 0 | 0 | 0 | 0 | 0 | 0 | 0
1983 | 11 | 1 | 0 | 0 | 0 | 0 | 0 | 0 | 0 | 0 | 0 | 0 | 0 | 0 | 0
1983 | 11 | 2 | 0 | 0 | 0 | 0 | 0 | 0 | 0 | 0 | 0 | 0 | 0 | 0 | 0
1983 | 11 | 3 | 0.18 | 0.18 | 0.13 | 0 | 0.18 | 0.13 | 0 | 0 | 0 | 0 | 0 | 0 | 0
1983 | 11 | 4 | 0.04 | 0.04 | 0 | 0 | 0.04 | 0 | 0 | 0 | 0 | 0 | 0 | 0 | 0
1983 | 11 | 5 | 0.01 | 0.01 | 0 | 0 | 0.01 | 0 | 0 | 0 | 0 | 0 | 0 | 0 | 0
1983 | 11 | 6 | 0 | 0 | 0 | 0 | 0 | 0 | 0 | 0 | 0 | 0 | 0 | 0 | 0
1983 | 11 | 7 | 0 | 0 | 0 | 0 | 0 | 0 | 0 | 0 | 0 | 0 | 0 | 0 | 0
1983 | 11 | 8 | 0 | 0 | 0 | 0 | 0 | 0 | 0 | 0 | 0 | 0 | 0 | 0 | 0
1983 | 11 | 9 | 0 | 0 | 0 | 0 | 0 | 0 | 0 | 0 | 0 | 0 | 0 | 0 | 0
1983 | 11 | 10 | 1 | 1 | 0.95 | 0 | 1 | 0.95 | 0 | 0 | 0 | 0 | 0 | 0 | 0
1983 | 11 | 11 | 0.24 | 0.24 | 0.19 | 0 | 0.24 | 0.19 | 0 | 0 | 0 | 0 | 0 | 0 | 0
1983 | 11 | 12 | 0 | 0 | 0 | 0 | 0 | 0 | 0 | 0 | 0 | 0 | 0 | 0 | 0
1983 | 11 | 13 | 0 | 0 | 0 | 0 | 0 | 0 | 0 | 0 | 0 | 0 | 0 | 0 | 0
1983 | 11 | 14 | 0 | 0 | 0 | 0 | 0 | 0 | 0 | 0 | 0 | 0 | 0 | 0 | 0
1983 | 11 | 15 | 0.66 | 0.66 | 0.61 | 0 | 0.66 | 0.61 | 0 | 0 | 0 | 0 | 0 | 0 | 0
1983 | 11 | 16 | 0.03 | 0.03 | 0 | 0 | 0.03 | 0 | 0 | 0 | 0 | 0 | 0 | 0 | 0
1983 | 11 | 17 | 0 | 0 | 0 | 0 | 0 | 0 | 0 | 0 | 0 | 0 | 0 | 0 | 0
1983 | 11 | 18 | 0 | 0 | 0 | 0 | 0 | 0 | 0 | 0 | 0 | 0 | 0 | 0 | 0
1983 | 11 | 19 | 0 | 0 | 0 | 0 | 0 | 0 | 0 | 0 | 0 | 0 | 0 | 0 | 0
1983 | 11 | 20 | 0.97 | 0.97 | 0.92 | 0 | 0.97 | 0.92 | 0 | 0 | 0 | 0 | 0 | 0 | 0
1983 | 11 | 21 | 0 | 0 | 0 | 0 | 0 | 0 | 0 | 0 | 0 | 0 | 0 | 0 | 0
1983 | 11 | 22 | 0 | 0 | 0 | 0 | 0 | 0 | 0 | 0 | 0 | 0 | 0 | 0 | 0
1983 | 11 | 23 | 0 | 0 | 0 | 0 | 0 | 0 | 0 | 0 | 0 | 0 | 0 | 0 | 0
1983 | 11 | 24 | 0.67 | 0.67 | 0.62 | 0 | 0.67 | 0.62 | 0 | 0 | 0 | 0 | 0 | 0 | 0
1983 | 11 | 25 | 1.02 | 1 | 0.95 | 0 | 1 | 0.95 | 0 | 0 | 0 | 0 | 0 | 0 | 0
1983 | 11 | 26 | 0 | 0 | 0 | 0 | 0 | 0 | 0 | 0 | 0 | 0 | 0 | 0 | 0
1983 | 11 | 27 | 0 | 0 | 0 | 0 | 0 | 0 | 0 | 0 | 0 | 0 | 0 | 0 | 0
1983 | 11 | 28 | 0.27 | 0.27 | 0.22 | 0 | 0.27 | 0.22 | 0 | 0 | 0 | 0 | 0 | 0 | 0
1983 | 11 | 29 | 0 | 0 | 0 | 0 | 0 | 0 | 0 | 0 | 0 | 0 | 0 | 0 | 0
1983 | 11 | 30 | 0 | 0 | 0 | 0 | 0 | 0 | 0 | 0 | 0 | 0 | 0 | 0 | 0
1983 | 12 | 1 | 0 | 0 | 0 | 0 | 0 | 0 | 0 | 0 | 0 | 0 | 0 | 0 | 0
1983 | 12 | 2 | 0.02 | 0.02 | 0 | 0 | 0.02 | 0 | 0 | 0 | 0 | 0 | 0 | 0 | 0
1983 | 12 | 3 | 0.02 | 0.02 | 0 | 0 | 0.02 | 0 | 0 | 0 | 0 | 0 | 0 | 0 | 0
1983 | 12 | 4 | 1.17 | 1 | 0.95 | 0 | 1 | 0.95 | 0 | 0 | 0 | 0 | 0 | 0 | 0
1983 | 12 | 5 | 0 | 0 | 0 | 0 | 0 | 0 | 0 | 0 | 0 | 0 | 0 | 0 | 0
1983 | 12 | 6 | 0.67 | 0.67 | 0.62 | 0 | 0.67 | 0.62 | 0 | 0 | 0 | 0 | 0 | 0 | 0
1983 | 12 | 7 | 0 | 0 | 0 | 0 | 0 | 0 | 0 | 0 | 0 | 0 | 0 | 0 | 0
1983 | 12 | 8 | 0 | 0 | 0 | 0 | 0 | 0 | 0 | 0 | 0 | 0 | 0 | 0 | 0
1983 | 12 | 9 | 0.01 | 0.01 | 0 | 0 | 0.01 | 0 | 0 | 0 | 0 | 0 | 0 | 0 | 0
1983 | 12 | 10 | 0 | 0 | 0 | 0 | 0 | 0 | 0 | 0 | 0 | 0 | 0 | 0 | 0
1983 | 12 | 11 | 0 | 0 | 0 | 0 | 0 | 0 | 0 | 0 | 0 | 0 | 0 | 0 | 0
1983 | 12 | 12 | 0.73 | 0.73 | 0.68 | 0 | 0.73 | 0.68 | 0 | 0 | 0 | 0 | 0 | 0 | 0
1983 | 12 | 13 | 1.16 | 1 | 0.95 | 0 | 1 | 0.95 | 0 | 0 | 0 | 0 | 0 | 0 | 0
1983 | 12 | 14 | 0 | 0 | 0 | 0 | 0 | 0 | 0 | 0 | 0 | 0 | 0 | 0 | 0
1983 | 12 | 15 | 0 | 0 | 0 | 0 | 0 | 0 | 0 | 0 | 0 | 0 | 0 | 0 | 0
1983 | 12 | 16 | 0 | 0 | 0 | 0 | 0 | 0 | 0 | 0 | 0 | 0 | 0 | 0 | 0
1983 | 12 | 17 | 0 | 0 | 0 | 0 | 0 | 0 | 0 | 0 | 0 | 0 | 0 | 0 | 0
1983 | 12 | 18 | 0 | 0 | 0 | 0 | 0 | 0 | 0 | 0 | 0 | 0 | 0 | 0 | 0
1983 | 12 | 19 | 0 | 0 | 0 | 0 | 0 | 0 | 0 | 0 | 0 | 0 | 0 | 0 | 0
1983 | 12 | 20 | 0 | 0 | 0 | 0 | 0 | 0 | 0 | 0 | 0 | 0 | 0 | 0 | 0
1983 | 12 | 21 | 0.02 | 0.02 | 0 | 0 | 0.02 | 0 | 0 | 0 | 0 | 0 | 0 | 0 | 0
1983 | 12 | 22 | 1.16 | 1 | 0.95 | 0 | 1 | 0.95 | 0 | 0 | 0 | 0 | 0 | 0 | 0
1983 | 12 | 23 | 0 | 0 | 0 | 0 | 0 | 0 | 0 | 0 | 0 | 0 | 0 | 0 | 0
1983 | 12 | 24 | 0 | 0 | 0 | 0 | 0 | 0 | 0 | 0 | 0 | 0 | 0 | 0 | 0
1983 | 12 | 25 | 0 | 0 | 0 | 0 | 0 | 0 | 0 | 0 | 0 | 0 | 0 | 0 | 0
1983 | 12 | 26 | 0 | 0 | 0 | 0 | 0 | 0 | 0 | 0 | 0 | 0 | 0 | 0 | 0
1983 | 12 | 27 | 0 | 0 | 0 | 0 | 0 | 0 | 0 | 0 | 0 | 0 | 0 | 0 | 0
1983 | 12 | 28 | 0.95 | 0.95 | 0.9 | 0 | 0.95 | 0.9 | 0 | 0 | 0 | 0 | 0 | 0 | 0
1983 | 12 | 29 | 0 | 0 | 0 | 0 | 0 | 0 | 0 | 0 | 0 | 0 | 0 | 0 | 0
1983 | 12 | 30 | 0 | 0 | 0 | 0 | 0 | 0 | 0 | 0 | 0 | 0 | 0 | 0 | 0
1983 | 12 | 31 | 0 | 0 | 0 | 0 | 0 | 0 | 0 | 0 | 0 | 0 | 0 | 0 | 0
1984 | 1 | 1 | 0 | 0 | 0 | 0 | 0 | 0 | 0 | 0 | 0 | 0 | 0 | 0 | 0
1984 | 1 | 2 | 0 | 0 | 0 | 0 | 0 | 0 | 0 | 0 | 0 | 0 | 0 | 0 | 0
1984 | 1 | 3 | 0 | 0 | 0 | 0 | 0 | 0 | 0 | 0 | 0 | 0 | 0 | 0 | 0
1984 | 1 | 4 | 0 | 0 | 0 | 0 | 0 | 0 | 0 | 0 | 0 | 0 | 0 | 0 | 0
1984 | 1 | 5 | 0 | 0 | 0 | 0 | 0 | 0 | 0 | 0 | 0 | 0 | 0 | 0 | 0
1984 | 1 | 6 | 0 | 0 | 0 | 0 | 0 | 0 | 0 | 0 | 0 | 0 | 0 | 0 | 0
1984 | 1 | 7 | 0 | 0 | 0 | 0 | 0 | 0 | 0 | 0 | 0 | 0 | 0 | 0 | 0
1984 | 1 | 8 | 0 | 0 | 0 | 0 | 0 | 0 | 0 | 0 | 0 | 0 | 0 | 0 | 0
1984 | 1 | 9 | 0 | 0 | 0 | 0 | 0 | 0 | 0 | 0 | 0 | 0 | 0 | 0 | 0
1984 | 1 | 10 | 0.77 | 0.77 | 0.72 | 0 | 0.77 | 0.72 | 0 | 0 | 0 | 0 | 0 | 0 | 0
1984 | 1 | 11 | 0.02 | 0.02 | 0 | 0 | 0.02 | 0 | 0 | 0 | 0 | 0 | 0 | 0 | 0
1984 | 1 | 12 | 0 | 0 | 0 | 0 | 0 | 0 | 0 | 0 | 0 | 0 | 0 | 0 | 0
1984 | 1 | 13 | 0.02 | 0.02 | 0 | 0 | 0.02 | 0 | 0 | 0 | 0 | 0 | 0 | 0 | 0
1984 | 1 | 14 | 0 | 0 | 0 | 0 | 0 | 0 | 0 | 0 | 0 | 0 | 0 | 0 | 0
1984 | 1 | 15 | 0 | 0 | 0 | 0 | 0 | 0 | 0 | 0 | 0 | 0 | 0 | 0 | 0
1984 | 1 | 16 | 0.09 | 0.09 | 0.04 | 0 | 0.09 | 0.04 | 0 | 0 | 0 | 0 | 0 | 0 | 0
1984 | 1 | 17 | 0 | 0 | 0 | 0 | 0 | 0 | 0 | 0 | 0 | 0 | 0 | 0 | 0
1984 | 1 | 18 | 0.51 | 0.51 | 0.46 | 0 | 0.51 | 0.46 | 0 | 0 | 0 | 0 | 0 | 0 | 0
1984 | 1 | 19 | 0.04 | 0.04 | 0 | 0 | 0.04 | 0 | 0 | 0 | 0 | 0 | 0 | 0 | 0
1984 | 1 | 20 | 0 | 0 | 0 | 0 | 0 | 0 | 0 | 0 | 0 | 0 | 0 | 0 | 0
1984 | 1 | 21 | 0 | 0 | 0 | 0 | 0 | 0 | 0 | 0 | 0 | 0 | 0 | 0 | 0
1984 | 1 | 22 | 0 | 0 | 0 | 0 | 0 | 0 | 0 | 0 | 0 | 0 | 0 | 0 | 0
1984 | 1 | 23 | 0 | 0 | 0 | 0 | 0 | 0 | 0 | 0 | 0 | 0 | 0 | 0 | 0
1984 | 1 | 24 | 0.22 | 0.22 | 0.17 | 0 | 0.22 | 0.17 | 0 | 0 | 0 | 0 | 0 | 0 | 0
1984 | 1 | 25 | 0 | 0 | 0 | 0 | 0 | 0 | 0 | 0 | 0 | 0 | 0 | 0 | 0
1984 | 1 | 26 | 0 | 0 | 0 | 0 | 0 | 0 | 0 | 0 | 0 | 0 | 0 | 0 | 0
1984 | 1 | 27 | 0 | 0 | 0 | 0 | 0 | 0 | 0 | 0 | 0 | 0 | 0 | 0 | 0
1984 | 1 | 28 | 0 | 0 | 0 | 0 | 0 | 0 | 0 | 0 | 0 | 0 | 0 | 0 | 0
1984 | 1 | 29 | 0 | 0 | 0 | 0 | 0 | 0 | 0 | 0 | 0 | 0 | 0 | 0 | 0
1984 | 1 | 30 | 0.04 | 0.04 | 0 | 0 | 0.04 | 0 | 0 | 0 | 0 | 0 | 0 | 0 | 0
1984 | 1 | 31 | 0 | 0 | 0 | 0 | 0 | 0 | 0 | 0 | 0 | 0 | 0 | 0 | 0
1984 | 2 | 1 | 0 | 0 | 0 | 0 | 0 | 0 | 0 | 0 | 0 | 0 | 0 | 0 | 0
1984 | 2 | 2 | 0 | 0 | 0 | 0 | 0 | 0 | 0 | 0 | 0 | 0 | 0 | 0 | 0
1984 | 2 | 3 | 0.25 | 0.25 | 0.2 | 0 | 0.25 | 0.2 | 0 | 0 | 0 | 0 | 0 | 0 | 0
1984 | 2 | 4 | 0 | 0 | 0 | 0 | 0 | 0 | 0 | 0 | 0 | 0 | 0 | 0 | 0
1984 | 2 | 5 | 0.27 | 0.27 | 0.22 | 0 | 0.27 | 0.22 | 0 | 0 | 0 | 0 | 0 | 0 | 0
1984 | 2 | 6 | 0 | 0 | 0 | 0 | 0 | 0 | 0 | 0 | 0 | 0 | 0 | 0 | 0
1984 | 2 | 7 | 0 | 0 | 0 | 0 | 0 | 0 | 0 | 0 | 0 | 0 | 0 | 0 | 0
1984 | 2 | 8 | 0 | 0 | 0 | 0 | 0 | 0 | 0 | 0 | 0 | 0 | 0 | 0 | 0
1984 | 2 | 9 | 0 | 0 | 0 | 0 | 0 | 0 | 0 | 0 | 0 | 0 | 0 | 0 | 0
1984 | 2 | 10 | 0 | 0 | 0 | 0 | 0 | 0 | 0 | 0 | 0 | 0 | 0 | 0 | 0
1984 | 2 | 11 | 0.01 | 0.01 | 0 | 0 | 0.01 | 0 | 0 | 0 | 0 | 0 | 0 | 0 | 0
1984 | 2 | 12 | 0 | 0 | 0 | 0 | 0 | 0 | 0 | 0 | 0 | 0 | 0 | 0 | 0
1984 | 2 | 13 | 0.02 | 0.02 | 0 | 0 | 0.02 | 0 | 0 | 0 | 0 | 0 | 0 | 0 | 0
1984 | 2 | 14 | 0.93 | 0.93 | 0.88 | 0 | 0.93 | 0.88 | 0 | 0 | 0 | 0 | 0 | 0 | 0
1984 | 2 | 15 | 0.46 | 0.46 | 0.41 | 0 | 0.46 | 0.41 | 0 | 0 | 0 | 0 | 0 | 0 | 0
1984 | 2 | 16 | 0 | 0 | 0 | 0 | 0 | 0 | 0 | 0 | 0 | 0 | 0 | 0 | 0
1984 | 2 | 17 | 0.09 | 0.09 | 0.04 | 0 | 0.09 | 0.04 | 0 | 0 | 0 | 0 | 0 | 0 | 0
1984 | 2 | 18 | 0 | 0 | 0 | 0 | 0 | 0 | 0 | 0 | 0 | 0 | 0 | 0 | 0
1984 | 2 | 19 | 0 | 0 | 0 | 0 | 0 | 0 | 0 | 0 | 0 | 0 | 0 | 0 | 0
1984 | 2 | 20 | 0 | 0 | 0 | 0 | 0 | 0 | 0 | 0 | 0 | 0 | 0 | 0 | 0
1984 | 2 | 21 | 0 | 0 | 0 | 0 | 0 | 0 | 0 | 0 | 0 | 0 | 0 | 0 | 0
1984 | 2 | 22 | 0 | 0 | 0 | 0 | 0 | 0 | 0 | 0 | 0 | 0 | 0 | 0 | 0
1984 | 2 | 23 | 0.51 | 0.51 | 0.46 | 0 | 0.51 | 0.46 | 0 | 0 | 0 | 0 | 0 | 0 | 0
1984 | 2 | 24 | 0.22 | 0.22 | 0.17 | 0 | 0.22 | 0.17 | 0 | 0 | 0 | 0 | 0 | 0 | 0
1984 | 2 | 25 | 0.04 | 0.04 | 0 | 0 | 0.04 | 0 | 0 | 0 | 0 | 0 | 0 | 0 | 0
1984 | 2 | 26 | 0 | 0 | 0 | 0 | 0 | 0 | 0 | 0 | 0 | 0 | 0 | 0 | 0
1984 | 2 | 27 | 0.13 | 0.13 | 0.08 | 0 | 0.13 | 0.08 | 0 | 0 | 0 | 0 | 0 | 0 | 0
1984 | 2 | 28 | 0.5 | 0.5 | 0.45 | 0 | 0.5 | 0.45 | 0 | 0 | 0 | 0 | 0 | 0 | 0
1984 | 2 | 29 | 0 | 0 | 0 | 0 | 0 | 0 | 0 | 0 | 0 | 0 | 0 | 0 | 0
1984 | 3 | 1 | 0 | 0 | 0 | 0 | 0 | 0 | 0 | 0 | 0 | 0 | 0 | 0 | 0
1984 | 3 | 2 | 0 | 0 | 0 | 0 | 0 | 0 | 0 | 0 | 0 | 0 | 0 | 0 | 0
1984 | 3 | 3 | 0 | 0 | 0 | 0 | 0 | 0 | 0 | 0 | 0 | 0 | 0 | 0 | 0
1984 | 3 | 4 | 0 | 0 | 0 | 0 | 0 | 0 | 0 | 0 | 0 | 0 | 0 | 0 | 0
1984 | 3 | 5 | 0.36 | 0.36 | 0.31 | 0 | 0.36 | 0.31 | 0 | 0 | 0 | 0 | 0 | 0 | 0
1984 | 3 | 6 | 0.07 | 0.07 | 0.02 | 0 | 0.07 | 0.02 | 0 | 0 | 0 | 0 | 0 | 0 | 0
1984 | 3 | 7 | 0 | 0 | 0 | 0 | 0 | 0 | 0 | 0 | 0 | 0 | 0 | 0 | 0
1984 | 3 | 8 | 0.26 | 0.26 | 0.21 | 0 | 0.26 | 0.21 | 0 | 0 | 0 | 0 | 0 | 0 | 0
1984 | 3 | 9 | 0 | 0 | 0 | 0 | 0 | 0 | 0 | 0 | 0 | 0 | 0 | 0 | 0
1984 | 3 | 10 | 0 | 0 | 0 | 0 | 0 | 0 | 0 | 0 | 0 | 0 | 0 | 0 | 0
1984 | 3 | 11 | 0 | 0 | 0 | 0 | 0 | 0 | 0 | 0 | 0 | 0 | 0 | 0 | 0
1984 | 3 | 12 | 0 | 0 | 0 | 0 | 0 | 0 | 0 | 0 | 0 | 0 | 0 | 0 | 0
1984 | 3 | 13 | 0.72 | 0.72 | 0.67 | 0 | 0.72 | 0.67 | 0 | 0 | 0 | 0 | 0 | 0 | 0
1984 | 3 | 14 | 0 | 0 | 0 | 0 | 0 | 0 | 0 | 0 | 0 | 0 | 0 | 0 | 0
1984 | 3 | 15 | 0 | 0 | 0 | 0 | 0 | 0 | 0 | 0 | 0 | 0 | 0 | 0 | 0
1984 | 3 | 16 | 0 | 0 | 0 | 0 | 0 | 0 | 0 | 0 | 0 | 0 | 0 | 0 | 0
1984 | 3 | 17 | 0 | 0 | 0 | 0 | 0 | 0 | 0 | 0 | 0 | 0 | 0 | 0 | 0
1984 | 3 | 18 | 0 | 0 | 0 | 0 | 0 | 0 | 0 | 0 | 0 | 0 | 0 | 0 | 0
1984 | 3 | 19 | 0 | 0 | 0 | 0 | 0 | 0 | 0 | 0 | 0 | 0 | 0 | 0 | 0
1984 | 3 | 20 | 0 | 0 | 0 | 0 | 0 | 0 | 0 | 0 | 0 | 0 | 0 | 0 | 0
1984 | 3 | 21 | 0.61 | 0.61 | 0.56 | 0 | 0.61 | 0.56 | 0 | 0 | 0 | 0 | 0 | 0 | 0
1984 | 3 | 22 | 0 | 0 | 0 | 0 | 0 | 0 | 0 | 0 | 0 | 0 | 0 | 0 | 0
1984 | 3 | 23 | 0 | 0 | 0 | 0 | 0 | 0 | 0 | 0 | 0 | 0 | 0 | 0 | 0
1984 | 3 | 24 | 0 | 0 | 0 | 0 | 0 | 0 | 0 | 0 | 0 | 0 | 0 | 0 | 0
1984 | 3 | 25 | 0.89 | 0.89 | 0.84 | 0 | 0.89 | 0.84 | 0 | 0 | 0 | 0 | 0 | 0 | 0
1984 | 3 | 26 | 0.69 | 0.69 | 0.64 | 0 | 0.69 | 0.64 | 0 | 0 | 0 | 0 | 0 | 0 | 0
1984 | 3 | 27 | 0.01 | 0.01 | 0 | 0 | 0.01 | 0 | 0 | 0 | 0 | 0 | 0 | 0 | 0
1984 | 3 | 28 | 1.3 | 1 | 0.95 | 0 | 1 | 0.95 | 0 | 0 | 0 | 0 | 0 | 0 | 0
1984 | 3 | 29 | 1.23 | 1 | 0.95 | 0 | 1 | 0.95 | 0 | 0 | 0 | 0 | 0 | 0 | 0
1984 | 3 | 30 | 0 | 0 | 0 | 0 | 0 | 0 | 0 | 0 | 0 | 0 | 0 | 0 | 0
1984 | 3 | 31 | 0 | 0 | 0 | 0 | 0 | 0 | 0 | 0 | 0 | 0 | 0 | 0 | 0
1984 | 4 | 1 | 0 | 0 | 0 | 0 | 0 | 0 | 0 | 0 | 0 | 0 | 0 | 0 | 0
1984 | 4 | 2 | 0 | 0 | 0 | 0 | 0 | 0 | 0 | 0 | 0 | 0 | 0 | 0 | 0
1984 | 4 | 3 | 0 | 0 | 0 | 0 | 0 | 0 | 0 | 0 | 0 | 0 | 0 | 0 | 0
1984 | 4 | 4 | 0.97 | 0.97 | 0.92 | 0 | 0.97 | 0.92 | 0 | 0 | 0 | 0 | 0 | 0 | 0
1984 | 4 | 5 | 0.26 | 0.26 | 0.21 | 0 | 0.26 | 0.21 | 0 | 0 | 0 | 0 | 0 | 0 | 0
1984 | 4 | 6 | 0 | 0 | 0 | 0 | 0 | 0 | 0 | 0 | 0 | 0 | 0 | 0 | 0
1984 | 4 | 7 | 0 | 0 | 0 | 0 | 0 | 0 | 0 | 0 | 0 | 0 | 0 | 0 | 0
1984 | 4 | 8 | 0 | 0 | 0 | 0 | 0 | 0 | 0 | 0 | 0 | 0 | 0 | 0 | 0
1984 | 4 | 9 | 0 | 0 | 0 | 0 | 0 | 0 | 0 | 0 | 0 | 0 | 0 | 0 | 0
1984 | 4 | 10 | 0 | 0 | 0 | 0 | 0 | 0 | 0 | 0 | 0 | 0 | 0 | 0 | 0
1984 | 4 | 11 | 0 | 0 | 0 | 0 | 0 | 0 | 0 | 0 | 0 | 0 | 0 | 0 | 0
1984 | 4 | 12 | 0 | 0 | 0 | 0 | 0 | 0 | 0 | 0 | 0 | 0 | 0 | 0 | 0
1984 | 4 | 13 | 0.42 | 0.42 | 0.37 | 0 | 0.42 | 0.37 | 0 | 0 | 0 | 0 | 0 | 0 | 0
1984 | 4 | 14 | 0.25 | 0.25 | 0.2 | 0 | 0.25 | 0.2 | 0 | 0 | 0 | 0 | 0 | 0 | 0
1984 | 4 | 15 | 0.3 | 0.3 | 0.25 | 0 | 0.3 | 0.25 | 0 | 0 | 0 | 0 | 0 | 0 | 0
1984 | 4 | 16 | 0.25 | 0.25 | 0.2 | 0 | 0.25 | 0.2 | 0 | 0 | 0 | 0 | 0 | 0 | 0
1984 | 4 | 17 | 0.01 | 0.01 | 0 | 0 | 0.01 | 0 | 0 | 0 | 0 | 0 | 0 | 0 | 0
1984 | 4 | 18 | 0.02 | 0.02 | 0 | 0 | 0.02 | 0 | 0 | 0 | 0 | 0 | 0 | 0 | 0
1984 | 4 | 19 | 0 | 0 | 0 | 0 | 0 | 0 | 0 | 0 | 0 | 0 | 0 | 0 | 0
1984 | 4 | 20 | 0 | 0 | 0 | 0 | 0 | 0 | 0 | 0 | 0 | 0 | 0 | 0 | 0
1984 | 4 | 21 | 0 | 0 | 0 | 0 | 0 | 0 | 0 | 0 | 0 | 0 | 0 | 0 | 0
1984 | 4 | 22 | 0.4 | 0.4 | 0.35 | 0 | 0.4 | 0.35 | 0 | 0 | 0 | 0 | 0 | 0 | 0
1984 | 4 | 23 | 0.29 | 0.29 | 0.24 | 0 | 0.29 | 0.24 | 0 | 0 | 0 | 0 | 0 | 0 | 0
1984 | 4 | 24 | 0.03 | 0.03 | 0 | 0 | 0.03 | 0 | 0 | 0 | 0 | 0 | 0 | 0 | 0
1984 | 4 | 25 | 0 | 0 | 0 | 0 | 0 | 0 | 0 | 0 | 0 | 0 | 0 | 0 | 0
1984 | 4 | 26 | 0 | 0 | 0 | 0 | 0 | 0 | 0 | 0 | 0 | 0 | 0 | 0 | 0
1984 | 4 | 27 | 0 | 0 | 0 | 0 | 0 | 0 | 0 | 0 | 0 | 0 | 0 | 0 | 0
1984 | 4 | 28 | 0.31 | 0.31 | 0.26 | 0 | 0.31 | 0.26 | 0 | 0 | 0 | 0 | 0 | 0 | 0
1984 | 4 | 29 | 0.16 | 0.16 | 0.11 | 0 | 0.16 | 0.11 | 0 | 0 | 0 | 0 | 0 | 0 | 0
1984 | 4 | 30 | 0.04 | 0.04 | 0 | 0 | 0.04 | 0 | 0 | 0 | 0 | 0 | 0 | 0 | 0
1984 | 5 | 1 | 0 | 0 | 0 | 0 | 0 | 0 | 0 | 0 | 0 | 0 | 0 | 0 | 0
1984 | 5 | 2 | 0 | 0 | 0 | 0 | 0 | 0 | 0 | 0 | 0 | 0 | 0 | 0 | 0
1984 | 5 | 3 | 0.89 | 0.89 | 0.84 | 0 | 0.89 | 0.84 | 0 | 0 | 0 | 0 | 0 | 0 | 0
1984 | 5 | 4 | 0.08 | 0.08 | 0.03 | 0 | 0.08 | 0.03 | 0 | 0 | 0 | 0 | 0 | 0 | 0
1984 | 5 | 5 | 0 | 0 | 0 | 0 | 0 | 0 | 0 | 0 | 0 | 0 | 0 | 0 | 0
1984 | 5 | 6 | 0.16 | 0.16 | 0.11 | 0 | 0.16 | 0.11 | 0 | 0 | 0 | 0 | 0 | 0 | 0
1984 | 5 | 7 | 0.06 | 0.06 | 0.01 | 0 | 0.06 | 0.01 | 0 | 0 | 0 | 0 | 0 | 0 | 0
1984 | 5 | 8 | 0.61 | 0.61 | 0.56 | 0 | 0.61 | 0.56 | 0 | 0 | 0 | 0 | 0 | 0 | 0
1984 | 5 | 9 | 0 | 0 | 0 | 0 | 0 | 0 | 0 | 0 | 0 | 0 | 0 | 0 | 0
1984 | 5 | 10 | 0 | 0 | 0 | 0 | 0 | 0 | 0 | 0 | 0 | 0 | 0 | 0 | 0
1984 | 5 | 11 | 0 | 0 | 0 | 0 | 0 | 0 | 0 | 0 | 0 | 0 | 0 | 0 | 0
1984 | 5 | 12 | 0 | 0 | 0 | 0 | 0 | 0 | 0 | 0 | 0 | 0 | 0 | 0 | 0
1984 | 5 | 13 | 0 | 0 | 0 | 0 | 0 | 0 | 0 | 0 | 0 | 0 | 0 | 0 | 0
1984 | 5 | 14 | 0 | 0 | 0 | 0 | 0 | 0 | 0 | 0 | 0 | 0 | 0 | 0 | 0
1984 | 5 | 15 | 0 | 0 | 0 | 0 | 0 | 0 | 0 | 0 | 0 | 0 | 0 | 0 | 0
1984 | 5 | 16 | 0 | 0 | 0 | 0 | 0 | 0 | 0 | 0 | 0 | 0 | 0 | 0 | 0
1984 | 5 | 17 | 0 | 0 | 0 | 0 | 0 | 0 | 0 | 0 | 0 | 0 | 0 | 0 | 0
1984 | 5 | 18 | 0 | 0 | 0 | 0 | 0 | 0 | 0 | 0 | 0 | 0 | 0 | 0 | 0
1984 | 5 | 19 | 0.01 | 0.01 | 0 | 0 | 0.01 | 0 | 0 | 0 | 0 | 0 | 0 | 0 | 0
1984 | 5 | 20 | 0 | 0 | 0 | 0 | 0 | 0 | 0 | 0 | 0 | 0 | 0 | 0 | 0
1984 | 5 | 21 | 0 | 0 | 0 | 0 | 0 | 0 | 0 | 0 | 0 | 0 | 0 | 0 | 0
1984 | 5 | 22 | 0 | 0 | 0 | 0 | 0 | 0 | 0 | 0 | 0 | 0 | 0 | 0 | 0
1984 | 5 | 23 | 0.88 | 0.88 | 0.83 | 0 | 0.88 | 0.83 | 0 | 0 | 0 | 0 | 0 | 0 | 0
1984 | 5 | 24 | 0 | 0 | 0 | 0 | 0 | 0 | 0 | 0 | 0 | 0 | 0 | 0 | 0
1984 | 5 | 25 | 0 | 0 | 0 | 0 | 0 | 0 | 0 | 0 | 0 | 0 | 0 | 0 | 0
1984 | 5 | 26 | 0.44 | 0.44 | 0.39 | 0 | 0.44 | 0.39 | 0 | 0 | 0 | 0 | 0 | 0 | 0
1984 | 5 | 27 | 0.02 | 0.02 | 0 | 0 | 0.02 | 0 | 0 | 0 | 0 | 0 | 0 | 0 | 0
1984 | 5 | 28 | 0.02 | 0.02 | 0 | 0 | 0.02 | 0 | 0 | 0 | 0 | 0 | 0 | 0 | 0
1984 | 5 | 29 | 0.38 | 0.38 | 0.33 | 0 | 0.38 | 0.33 | 0 | 0 | 0 | 0 | 0 | 0 | 0
1984 | 5 | 30 | 0.25 | 0.25 | 0.2 | 0 | 0.25 | 0.2 | 0 | 0 | 0 | 0 | 0 | 0 | 0
1984 | 5 | 31 | 0 | 0 | 0 | 0 | 0 | 0 | 0 | 0 | 0 | 0 | 0 | 0 | 0
1984 | 6 | 1 | 0 | 0 | 0 | 0 | 0 | 0 | 0 | 0 | 0 | 0 | 0 | 0 | 0
1984 | 6 | 2 | 0 | 0 | 0 | 0 | 0 | 0 | 0 | 0 | 0 | 0 | 0 | 0 | 0
1984 | 6 | 3 | 0 | 0 | 0 | 0 | 0 | 0 | 0 | 0 | 0 | 0 | 0 | 0 | 0
1984 | 6 | 4 | 0 | 0 | 0 | 0 | 0 | 0 | 0 | 0 | 0 | 0 | 0 | 0 | 0
1984 | 6 | 5 | 0 | 0 | 0 | 0 | 0 | 0 | 0 | 0 | 0 | 0 | 0 | 0 | 0
1984 | 6 | 6 | 0 | 0 | 0 | 0 | 0 | 0 | 0 | 0 | 0 | 0 | 0 | 0 | 0
1984 | 6 | 7 | 0 | 0 | 0 | 0 | 0 | 0 | 0 | 0 | 0 | 0 | 0 | 0 | 0
1984 | 6 | 8 | 0 | 0 | 0 | 0 | 0 | 0 | 0 | 0 | 0 | 0 | 0 | 0 | 0
1984 | 6 | 9 | 0 | 0 | 0 | 0 | 0 | 0 | 0 | 0 | 0 | 0 | 0 | 0 | 0
1984 | 6 | 10 | 0 | 0 | 0 | 0 | 0 | 0 | 0 | 0 | 0 | 0 | 0 | 0 | 0
1984 | 6 | 11 | 0 | 0 | 0 | 0 | 0 | 0 | 0 | 0 | 0 | 0 | 0 | 0 | 0
1984 | 6 | 12 | 0 | 0 | 0 | 0 | 0 | 0 | 0 | 0 | 0 | 0 | 0 | 0 | 0
1984 | 6 | 13 | 0 | 0 | 0 | 0 | 0 | 0 | 0 | 0 | 0 | 0 | 0 | 0 | 0
1984 | 6 | 14 | 0.05 | 0.05 | 0 | 0 | 0.05 | 0 | 0 | 0 | 0 | 0 | 0 | 0 | 0
1984 | 6 | 15 | 0 | 0 | 0 | 0 | 0 | 0 | 0 | 0 | 0 | 0 | 0 | 0 | 0
1984 | 6 | 16 | 0.04 | 0.04 | 0 | 0 | 0.04 | 0 | 0 | 0 | 0 | 0 | 0 | 0 | 0
1984 | 6 | 17 | 0.01 | 0.01 | 0 | 0 | 0.01 | 0 | 0 | 0 | 0 | 0 | 0 | 0 | 0
1984 | 6 | 18 | 0.28 | 0.28 | 0.23 | 0 | 0.28 | 0.23 | 0 | 0 | 0 | 0 | 0 | 0 | 0
1984 | 6 | 19 | 0 | 0 | 0 | 0 | 0 | 0 | 0 | 0 | 0 | 0 | 0 | 0 | 0
1984 | 6 | 20 | 0 | 0 | 0 | 0 | 0 | 0 | 0 | 0 | 0 | 0 | 0 | 0 | 0
1984 | 6 | 21 | 0 | 0 | 0 | 0 | 0 | 0 | 0 | 0 | 0 | 0 | 0 | 0 | 0
1984 | 6 | 22 | 0 | 0 | 0 | 0 | 0 | 0 | 0 | 0 | 0 | 0 | 0 | 0 | 0
1984 | 6 | 23 | 0 | 0 | 0 | 0 | 0 | 0 | 0 | 0 | 0 | 0 | 0 | 0 | 0
1984 | 6 | 24 | 0.06 | 0.06 | 0.01 | 0 | 0.06 | 0.01 | 0 | 0 | 0 | 0 | 0 | 0 | 0
1984 | 6 | 25 | 0 | 0 | 0 | 0 | 0 | 0 | 0 | 0 | 0 | 0 | 0 | 0 | 0
1984 | 6 | 26 | 0 | 0 | 0 | 0 | 0 | 0 | 0 | 0 | 0 | 0 | 0 | 0 | 0
1984 | 6 | 27 | 0 | 0 | 0 | 0 | 0 | 0 | 0 | 0 | 0 | 0 | 0 | 0 | 0
1984 | 6 | 28 | 0.03 | 0.03 | 0 | 0 | 0.03 | 0 | 0 | 0 | 0 | 0 | 0 | 0 | 0
1984 | 6 | 29 | 0.31 | 0.31 | 0.26 | 0 | 0.31 | 0.26 | 0 | 0 | 0 | 0 | 0 | 0 | 0
1984 | 6 | 30 | 1.23 | 1 | 0.95 | 0 | 1 | 0.95 | 0 | 0 | 0 | 0 | 0 | 0 | 0
1984 | 7 | 1 | 0.55 | 0.55 | 0.5 | 0 | 0.55 | 0.5 | 0 | 0 | 0 | 0 | 0 | 0 | 0
1984 | 7 | 2 | 0.24 | 0.24 | 0.19 | 0 | 0.24 | 0.19 | 0 | 0 | 0 | 0 | 0 | 0 | 0
1984 | 7 | 3 | 0 | 0 | 0 | 0 | 0 | 0 | 0 | 0 | 0 | 0 | 0 | 0 | 0
1984 | 7 | 4 | 0 | 0 | 0 | 0 | 0 | 0 | 0 | 0 | 0 | 0 | 0 | 0 | 0
1984 | 7 | 5 | 0.37 | 0.37 | 0.32 | 0 | 0.37 | 0.32 | 0 | 0 | 0 | 0 | 0 | 0 | 0
1984 | 7 | 6 | 0.5 | 0.5 | 0.45 | 0 | 0.5 | 0.45 | 0 | 0 | 0 | 0 | 0 | 0 | 0
1984 | 7 | 7 | 0.08 | 0.08 | 0.03 | 0 | 0.08 | 0.03 | 0 | 0 | 0 | 0 | 0 | 0 | 0
1984 | 7 | 8 | 0 | 0 | 0 | 0 | 0 | 0 | 0 | 0 | 0 | 0 | 0 | 0 | 0
1984 | 7 | 9 | 0 | 0 | 0 | 0 | 0 | 0 | 0 | 0 | 0 | 0 | 0 | 0 | 0
1984 | 7 | 10 | 0.11 | 0.11 | 0.06 | 0 | 0.11 | 0.06 | 0 | 0 | 0 | 0 | 0 | 0 | 0
1984 | 7 | 11 | 0.06 | 0.06 | 0.01 | 0 | 0.06 | 0.01 | 0 | 0 | 0 | 0 | 0 | 0 | 0
1984 | 7 | 12 | 0 | 0 | 0 | 0 | 0 | 0 | 0 | 0 | 0 | 0 | 0 | 0 | 0
1984 | 7 | 13 | 0 | 0 | 0 | 0 | 0 | 0 | 0 | 0 | 0 | 0 | 0 | 0 | 0
1984 | 7 | 14 | 0 | 0 | 0 | 0 | 0 | 0 | 0 | 0 | 0 | 0 | 0 | 0 | 0
1984 | 7 | 15 | 0 | 0 | 0 | 0 | 0 | 0 | 0 | 0 | 0 | 0 | 0 | 0 | 0
1984 | 7 | 16 | 0.04 | 0.04 | 0 | 0 | 0.04 | 0 | 0 | 0 | 0 | 0 | 0 | 0 | 0
1984 | 7 | 17 | 0 | 0 | 0 | 0 | 0 | 0 | 0 | 0 | 0 | 0 | 0 | 0 | 0
1984 | 7 | 18 | 0.68 | 0.68 | 0.63 | 0 | 0.68 | 0.63 | 0 | 0 | 0 | 0 | 0 | 0 | 0
1984 | 7 | 19 | 0 | 0 | 0 | 0 | 0 | 0 | 0 | 0 | 0 | 0 | 0 | 0 | 0
1984 | 7 | 20 | 0 | 0 | 0 | 0 | 0 | 0 | 0 | 0 | 0 | 0 | 0 | 0 | 0
1984 | 7 | 21 | 1.15 | 1 | 0.95 | 0 | 1 | 0.95 | 0 | 0 | 0 | 0 | 0 | 0 | 0
1984 | 7 | 22 | 0.17 | 0.17 | 0.12 | 0 | 0.17 | 0.12 | 0 | 0 | 0 | 0 | 0 | 0 | 0
1984 | 7 | 23 | 0 | 0 | 0 | 0 | 0 | 0 | 0 | 0 | 0 | 0 | 0 | 0 | 0
1984 | 7 | 24 | 0 | 0 | 0 | 0 | 0 | 0 | 0 | 0 | 0 | 0 | 0 | 0 | 0
1984 | 7 | 25 | 0 | 0 | 0 | 0 | 0 | 0 | 0 | 0 | 0 | 0 | 0 | 0 | 0
1984 | 7 | 26 | 0.11 | 0.11 | 0.06 | 0 | 0.11 | 0.06 | 0 | 0 | 0 | 0 | 0 | 0 | 0
1984 | 7 | 27 | 0.02 | 0.02 | 0 | 0 | 0.02 | 0 | 0 | 0 | 0 | 0 | 0 | 0 | 0
1984 | 7 | 28 | 0 | 0 | 0 | 0 | 0 | 0 | 0 | 0 | 0 | 0 | 0 | 0 | 0
1984 | 7 | 29 | 0 | 0 | 0 | 0 | 0 | 0 | 0 | 0 | 0 | 0 | 0 | 0 | 0
1984 | 7 | 30 | 0.01 | 0.01 | 0 | 0 | 0.01 | 0 | 0 | 0 | 0 | 0 | 0 | 0 | 0
1984 | 7 | 31 | 0 | 0 | 0 | 0 | 0 | 0 | 0 | 0 | 0 | 0 | 0 | 0 | 0
1984 | 8 | 1 | 0.06 | 0.06 | 0.01 | 0 | 0.06 | 0.01 | 0 | 0 | 0 | 0 | 0 | 0 | 0
1984 | 8 | 2 | 0.22 | 0.22 | 0.17 | 0 | 0.22 | 0.17 | 0 | 0 | 0 | 0 | 0 | 0 | 0
1984 | 8 | 3 | 0.29 | 0.29 | 0.24 | 0 | 0.29 | 0.24 | 0 | 0 | 0 | 0 | 0 | 0 | 0
1984 | 8 | 4 | 0.02 | 0.02 | 0 | 0 | 0.02 | 0 | 0 | 0 | 0 | 0 | 0 | 0 | 0
1984 | 8 | 5 | 0 | 0 | 0 | 0 | 0 | 0 | 0 | 0 | 0 | 0 | 0 | 0 | 0
1984 | 8 | 6 | 0 | 0 | 0 | 0 | 0 | 0 | 0 | 0 | 0 | 0 | 0 | 0 | 0
1984 | 8 | 7 | 0.07 | 0.07 | 0.02 | 0 | 0.07 | 0.02 | 0 | 0 | 0 | 0 | 0 | 0 | 0
1984 | 8 | 8 | 0 | 0 | 0 | 0 | 0 | 0 | 0 | 0 | 0 | 0 | 0 | 0 | 0
1984 | 8 | 9 | 0.01 | 0.01 | 0 | 0 | 0.01 | 0 | 0 | 0 | 0 | 0 | 0 | 0 | 0
1984 | 8 | 10 | 0.03 | 0.03 | 0 | 0 | 0.03 | 0 | 0 | 0 | 0 | 0 | 0 | 0 | 0
1984 | 8 | 11 | 0 | 0 | 0 | 0 | 0 | 0 | 0 | 0 | 0 | 0 | 0 | 0 | 0
1984 | 8 | 12 | 0.19 | 0.19 | 0.14 | 0 | 0.19 | 0.14 | 0 | 0 | 0 | 0 | 0 | 0 | 0
1984 | 8 | 13 | 0.57 | 0.57 | 0.52 | 0 | 0.57 | 0.52 | 0 | 0 | 0 | 0 | 0 | 0 | 0
1984 | 8 | 14 | 0.13 | 0.13 | 0.08 | 0 | 0.13 | 0.08 | 0 | 0 | 0 | 0 | 0 | 0 | 0
1984 | 8 | 15 | 0 | 0 | 0 | 0 | 0 | 0 | 0 | 0 | 0 | 0 | 0 | 0 | 0
1984 | 8 | 16 | 0 | 0 | 0 | 0 | 0 | 0 | 0 | 0 | 0 | 0 | 0 | 0 | 0
1984 | 8 | 17 | 0 | 0 | 0 | 0 | 0 | 0 | 0 | 0 | 0 | 0 | 0 | 0 | 0
1984 | 8 | 18 | 0 | 0 | 0 | 0 | 0 | 0 | 0 | 0 | 0 | 0 | 0 | 0 | 0
1984 | 8 | 19 | 0.71 | 0.71 | 0.66 | 0 | 0.71 | 0.66 | 0 | 0 | 0 | 0 | 0 | 0 | 0
1984 | 8 | 20 | 0 | 0 | 0 | 0 | 0 | 0 | 0 | 0 | 0 | 0 | 0 | 0 | 0
1984 | 8 | 21 | 0 | 0 | 0 | 0 | 0 | 0 | 0 | 0 | 0 | 0 | 0 | 0 | 0
1984 | 8 | 22 | 0 | 0 | 0 | 0 | 0 | 0 | 0 | 0 | 0 | 0 | 0 | 0 | 0
1984 | 8 | 23 | 0 | 0 | 0 | 0 | 0 | 0 | 0 | 0 | 0 | 0 | 0 | 0 | 0
1984 | 8 | 24 | 0 | 0 | 0 | 0 | 0 | 0 | 0 | 0 | 0 | 0 | 0 | 0 | 0
1984 | 8 | 25 | 0 | 0 | 0 | 0 | 0 | 0 | 0 | 0 | 0 | 0 | 0 | 0 | 0
1984 | 8 | 26 | 0 | 0 | 0 | 0 | 0 | 0 | 0 | 0 | 0 | 0 | 0 | 0 | 0
1984 | 8 | 27 | 0 | 0 | 0 | 0 | 0 | 0 | 0 | 0 | 0 | 0 | 0 | 0 | 0
1984 | 8 | 28 | 0 | 0 | 0 | 0 | 0 | 0 | 0 | 0 | 0 | 0 | 0 | 0 | 0
1984 | 8 | 29 | 0 | 0 | 0 | 0 | 0 | 0 | 0 | 0 | 0 | 0 | 0 | 0 | 0
1984 | 8 | 30 | 0 | 0 | 0 | 0 | 0 | 0 | 0 | 0 | 0 | 0 | 0 | 0 | 0
1984 | 8 | 31 | 0 | 0 | 0 | 0 | 0 | 0 | 0 | 0 | 0 | 0 | 0 | 0 | 0
1984 | 9 | 1 | 0 | 0 | 0 | 0 | 0 | 0 | 0 | 0 | 0 | 0 | 0 | 0 | 0
1984 | 9 | 2 | 0 | 0 | 0 | 0 | 0 | 0 | 0 | 0 | 0 | 0 | 0 | 0 | 0
1984 | 9 | 3 | 0.73 | 0.73 | 0.68 | 0 | 0.73 | 0.68 | 0 | 0 | 0 | 0 | 0 | 0 | 0
1984 | 9 | 4 | 0.06 | 0.06 | 0.01 | 0 | 0.06 | 0.01 | 0 | 0 | 0 | 0 | 0 | 0 | 0
1984 | 9 | 5 | 0 | 0 | 0 | 0 | 0 | 0 | 0 | 0 | 0 | 0 | 0 | 0 | 0
1984 | 9 | 6 | 0 | 0 | 0 | 0 | 0 | 0 | 0 | 0 | 0 | 0 | 0 | 0 | 0
1984 | 9 | 7 | 0 | 0 | 0 | 0 | 0 | 0 | 0 | 0 | 0 | 0 | 0 | 0 | 0
1984 | 9 | 8 | 0 | 0 | 0 | 0 | 0 | 0 | 0 | 0 | 0 | 0 | 0 | 0 | 0
1984 | 9 | 9 | 0 | 0 | 0 | 0 | 0 | 0 | 0 | 0 | 0 | 0 | 0 | 0 | 0
1984 | 9 | 10 | 0.01 | 0.01 | 0 | 0 | 0.01 | 0 | 0 | 0 | 0 | 0 | 0 | 0 | 0
1984 | 9 | 11 | 0 | 0 | 0 | 0 | 0 | 0 | 0 | 0 | 0 | 0 | 0 | 0 | 0
1984 | 9 | 12 | 0 | 0 | 0 | 0 | 0 | 0 | 0 | 0 | 0 | 0 | 0 | 0 | 0
1984 | 9 | 13 | 0 | 0 | 0 | 0 | 0 | 0 | 0 | 0 | 0 | 0 | 0 | 0 | 0
1984 | 9 | 14 | 0.63 | 0.63 | 0.58 | 0 | 0.63 | 0.58 | 0 | 0 | 0 | 0 | 0 | 0 | 0
1984 | 9 | 15 | 0.03 | 0.03 | 0 | 0 | 0.03 | 0 | 0 | 0 | 0 | 0 | 0 | 0 | 0
1984 | 9 | 16 | 0 | 0 | 0 | 0 | 0 | 0 | 0 | 0 | 0 | 0 | 0 | 0 | 0
1984 | 9 | 17 | 0 | 0 | 0 | 0 | 0 | 0 | 0 | 0 | 0 | 0 | 0 | 0 | 0
1984 | 9 | 18 | 0 | 0 | 0 | 0 | 0 | 0 | 0 | 0 | 0 | 0 | 0 | 0 | 0
1984 | 9 | 19 | 0 | 0 | 0 | 0 | 0 | 0 | 0 | 0 | 0 | 0 | 0 | 0 | 0
1984 | 9 | 20 | 0 | 0 | 0 | 0 | 0 | 0 | 0 | 0 | 0 | 0 | 0 | 0 | 0
1984 | 9 | 21 | 0 | 0 | 0 | 0 | 0 | 0 | 0 | 0 | 0 | 0 | 0 | 0 | 0
1984 | 9 | 22 | 0 | 0 | 0 | 0 | 0 | 0 | 0 | 0 | 0 | 0 | 0 | 0 | 0
1984 | 9 | 23 | 0 | 0 | 0 | 0 | 0 | 0 | 0 | 0 | 0 | 0 | 0 | 0 | 0
1984 | 9 | 24 | 0 | 0 | 0 | 0 | 0 | 0 | 0 | 0 | 0 | 0 | 0 | 0 | 0
1984 | 9 | 25 | 0 | 0 | 0 | 0 | 0 | 0 | 0 | 0 | 0 | 0 | 0 | 0 | 0
1984 | 9 | 26 | 0 | 0 | 0 | 0 | 0 | 0 | 0 | 0 | 0 | 0 | 0 | 0 | 0
1984 | 9 | 27 | 0.24 | 0.24 | 0.19 | 0 | 0.24 | 0.19 | 0 | 0 | 0 | 0 | 0 | 0 | 0
1984 | 9 | 28 | 0.48 | 0.48 | 0.43 | 0 | 0.48 | 0.43 | 0 | 0 | 0 | 0 | 0 | 0 | 0
1984 | 9 | 29 | 0.02 | 0.02 | 0 | 0 | 0.02 | 0 | 0 | 0 | 0 | 0 | 0 | 0 | 0
1984 | 9 | 30 | 0.31 | 0.31 | 0.26 | 0 | 0.31 | 0.26 | 0 | 0 | 0 | 0 | 0 | 0 | 0
1984 | 10 | 1 | 1.28 | 1 | 0.95 | 0 | 1 | 0.95 | 0 | 0 | 0 | 0 | 0 | 0 | 0
1984 | 10 | 2 | 0 | 0 | 0 | 0 | 0 | 0 | 0 | 0 | 0 | 0 | 0 | 0 | 0
1984 | 10 | 3 | 0 | 0 | 0 | 0 | 0 | 0 | 0 | 0 | 0 | 0 | 0 | 0 | 0
1984 | 10 | 4 | 0 | 0 | 0 | 0 | 0 | 0 | 0 | 0 | 0 | 0 | 0 | 0 | 0
1984 | 10 | 5 | 0 | 0 | 0 | 0 | 0 | 0 | 0 | 0 | 0 | 0 | 0 | 0 | 0
1984 | 10 | 6 | 0 | 0 | 0 | 0 | 0 | 0 | 0 | 0 | 0 | 0 | 0 | 0 | 0
1984 | 10 | 7 | 0 | 0 | 0 | 0 | 0 | 0 | 0 | 0 | 0 | 0 | 0 | 0 | 0
1984 | 10 | 8 | 0 | 0 | 0 | 0 | 0 | 0 | 0 | 0 | 0 | 0 | 0 | 0 | 0
1984 | 10 | 9 | 0 | 0 | 0 | 0 | 0 | 0 | 0 | 0 | 0 | 0 | 0 | 0 | 0
1984 | 10 | 10 | 0 | 0 | 0 | 0 | 0 | 0 | 0 | 0 | 0 | 0 | 0 | 0 | 0
1984 | 10 | 11 | 0 | 0 | 0 | 0 | 0 | 0 | 0 | 0 | 0 | 0 | 0 | 0 | 0
1984 | 10 | 12 | 0 | 0 | 0 | 0 | 0 | 0 | 0 | 0 | 0 | 0 | 0 | 0 | 0
1984 | 10 | 13 | 0 | 0 | 0 | 0 | 0 | 0 | 0 | 0 | 0 | 0 | 0 | 0 | 0
1984 | 10 | 14 | 0 | 0 | 0 | 0 | 0 | 0 | 0 | 0 | 0 | 0 | 0 | 0 | 0
1984 | 10 | 15 | 0 | 0 | 0 | 0 | 0 | 0 | 0 | 0 | 0 | 0 | 0 | 0 | 0
1984 | 10 | 16 | 0.1 | 0.1 | 0.05 | 0 | 0.1 | 0.05 | 0 | 0 | 0 | 0 | 0 | 0 | 0
1984 | 10 | 17 | 0 | 0 | 0 | 0 | 0 | 0 | 0 | 0 | 0 | 0 | 0 | 0 | 0
1984 | 10 | 18 | 0 | 0 | 0 | 0 | 0 | 0 | 0 | 0 | 0 | 0 | 0 | 0 | 0
1984 | 10 | 19 | 0 | 0 | 0 | 0 | 0 | 0 | 0 | 0 | 0 | 0 | 0 | 0 | 0
1984 | 10 | 20 | 0 | 0 | 0 | 0 | 0 | 0 | 0 | 0 | 0 | 0 | 0 | 0 | 0
1984 | 10 | 21 | 0 | 0 | 0 | 0 | 0 | 0 | 0 | 0 | 0 | 0 | 0 | 0 | 0
1984 | 10 | 22 | 0.04 | 0.04 | 0 | 0 | 0.04 | 0 | 0 | 0 | 0 | 0 | 0 | 0 | 0
1984 | 10 | 23 | 0.7 | 0.7 | 0.65 | 0 | 0.7 | 0.65 | 0 | 0 | 0 | 0 | 0 | 0 | 0
1984 | 10 | 24 | 0.28 | 0.28 | 0.23 | 0 | 0.28 | 0.23 | 0 | 0 | 0 | 0 | 0 | 0 | 0
1984 | 10 | 25 | 0 | 0 | 0 | 0 | 0 | 0 | 0 | 0 | 0 | 0 | 0 | 0 | 0
1984 | 10 | 26 | 0 | 0 | 0 | 0 | 0 | 0 | 0 | 0 | 0 | 0 | 0 | 0 | 0
1984 | 10 | 27 | 0 | 0 | 0 | 0 | 0 | 0 | 0 | 0 | 0 | 0 | 0 | 0 | 0
1984 | 10 | 28 | 0.75 | 0.75 | 0.7 | 0 | 0.75 | 0.7 | 0 | 0 | 0 | 0 | 0 | 0 | 0
1984 | 10 | 29 | 0.03 | 0.03 | 0 | 0 | 0.03 | 0 | 0 | 0 | 0 | 0 | 0 | 0 | 0
1984 | 10 | 30 | 0 | 0 | 0 | 0 | 0 | 0 | 0 | 0 | 0 | 0 | 0 | 0 | 0
1984 | 10 | 31 | 0 | 0 | 0 | 0 | 0 | 0 | 0 | 0 | 0 | 0 | 0 | 0 | 0
1984 | 11 | 1 | 0 | 0 | 0 | 0 | 0 | 0 | 0 | 0 | 0 | 0 | 0 | 0 | 0
1984 | 11 | 2 | 0 | 0 | 0 | 0 | 0 | 0 | 0 | 0 | 0 | 0 | 0 | 0 | 0
1984 | 11 | 3 | 0 | 0 | 0 | 0 | 0 | 0 | 0 | 0 | 0 | 0 | 0 | 0 | 0
1984 | 11 | 4 | 0.47 | 0.47 | 0.42 | 0 | 0.47 | 0.42 | 0 | 0 | 0 | 0 | 0 | 0 | 0
1984 | 11 | 5 | 0.45 | 0.45 | 0.4 | 0 | 0.45 | 0.4 | 0 | 0 | 0 | 0 | 0 | 0 | 0
1984 | 11 | 6 | 0 | 0 | 0 | 0 | 0 | 0 | 0 | 0 | 0 | 0 | 0 | 0 | 0
1984 | 11 | 7 | 0 | 0 | 0 | 0 | 0 | 0 | 0 | 0 | 0 | 0 | 0 | 0 | 0
1984 | 11 | 8 | 0 | 0 | 0 | 0 | 0 | 0 | 0 | 0 | 0 | 0 | 0 | 0 | 0
1984 | 11 | 9 | 0 | 0 | 0 | 0 | 0 | 0 | 0 | 0 | 0 | 0 | 0 | 0 | 0
1984 | 11 | 10 | 0 | 0 | 0 | 0 | 0 | 0 | 0 | 0 | 0 | 0 | 0 | 0 | 0
1984 | 11 | 11 | 0.18 | 0.18 | 0.13 | 0 | 0.18 | 0.13 | 0 | 0 | 0 | 0 | 0 | 0 | 0
1984 | 11 | 12 | 0 | 0 | 0 | 0 | 0 | 0 | 0 | 0 | 0 | 0 | 0 | 0 | 0
1984 | 11 | 13 | 0 | 0 | 0 | 0 | 0 | 0 | 0 | 0 | 0 | 0 | 0 | 0 | 0
1984 | 11 | 14 | 0 | 0 | 0 | 0 | 0 | 0 | 0 | 0 | 0 | 0 | 0 | 0 | 0
1984 | 11 | 15 | 0 | 0 | 0 | 0 | 0 | 0 | 0 | 0 | 0 | 0 | 0 | 0 | 0
1984 | 11 | 16 | 0 | 0 | 0 | 0 | 0 | 0 | 0 | 0 | 0 | 0 | 0 | 0 | 0
1984 | 11 | 17 | 0 | 0 | 0 | 0 | 0 | 0 | 0 | 0 | 0 | 0 | 0 | 0 | 0
1984 | 11 | 18 | 0.42 | 0.42 | 0.37 | 0 | 0.42 | 0.37 | 0 | 0 | 0 | 0 | 0 | 0 | 0
1984 | 11 | 19 | 0.44 | 0.44 | 0.39 | 0 | 0.44 | 0.39 | 0 | 0 | 0 | 0 | 0 | 0 | 0
1984 | 11 | 20 | 0 | 0 | 0 | 0 | 0 | 0 | 0 | 0 | 0 | 0 | 0 | 0 | 0
1984 | 11 | 21 | 0 | 0 | 0 | 0 | 0 | 0 | 0 | 0 | 0 | 0 | 0 | 0 | 0
1984 | 11 | 22 | 0 | 0 | 0 | 0 | 0 | 0 | 0 | 0 | 0 | 0 | 0 | 0 | 0
1984 | 11 | 23 | 0 | 0 | 0 | 0 | 0 | 0 | 0 | 0 | 0 | 0 | 0 | 0 | 0
1984 | 11 | 24 | 0 | 0 | 0 | 0 | 0 | 0 | 0 | 0 | 0 | 0 | 0 | 0 | 0
1984 | 11 | 25 | 0 | 0 | 0 | 0 | 0 | 0 | 0 | 0 | 0 | 0 | 0 | 0 | 0
1984 | 11 | 26 | 0 | 0 | 0 | 0 | 0 | 0 | 0 | 0 | 0 | 0 | 0 | 0 | 0
1984 | 11 | 27 | 0 | 0 | 0 | 0 | 0 | 0 | 0 | 0 | 0 | 0 | 0 | 0 | 0
1984 | 11 | 28 | 1.7 | 1 | 0.95 | 0 | 1 | 0.95 | 0 | 0 | 0 | 0 | 0 | 0 | 0
1984 | 11 | 29 | 0 | 0 | 0 | 0 | 0 | 0 | 0 | 0 | 0 | 0 | 0 | 0 | 0
1984 | 11 | 30 | 0 | 0 | 0 | 0 | 0 | 0 | 0 | 0 | 0 | 0 | 0 | 0 | 0
1984 | 12 | 1 | 0 | 0 | 0 | 0 | 0 | 0 | 0 | 0 | 0 | 0 | 0 | 0 | 0
1984 | 12 | 2 | 0.06 | 0.06 | 0.01 | 0 | 0.06 | 0.01 | 0 | 0 | 0 | 0 | 0 | 0 | 0
1984 | 12 | 3 | 0.06 | 0.06 | 0.01 | 0 | 0.06 | 0.01 | 0 | 0 | 0 | 0 | 0 | 0 | 0
1984 | 12 | 4 | 0 | 0 | 0 | 0 | 0 | 0 | 0 | 0 | 0 | 0 | 0 | 0 | 0
1984 | 12 | 5 | 0.72 | 0.72 | 0.67 | 0 | 0.72 | 0.67 | 0 | 0 | 0 | 0 | 0 | 0 | 0
1984 | 12 | 6 | 0.14 | 0.14 | 0.09 | 0 | 0.14 | 0.09 | 0 | 0 | 0 | 0 | 0 | 0 | 0
1984 | 12 | 7 | 0 | 0 | 0 | 0 | 0 | 0 | 0 | 0 | 0 | 0 | 0 | 0 | 0
1984 | 12 | 8 | 0 | 0 | 0 | 0 | 0 | 0 | 0 | 0 | 0 | 0 | 0 | 0 | 0
1984 | 12 | 9 | 0 | 0 | 0 | 0 | 0 | 0 | 0 | 0 | 0 | 0 | 0 | 0 | 0
1984 | 12 | 10 | 0 | 0 | 0 | 0 | 0 | 0 | 0 | 0 | 0 | 0 | 0 | 0 | 0
1984 | 12 | 11 | 0 | 0 | 0 | 0 | 0 | 0 | 0 | 0 | 0 | 0 | 0 | 0 | 0
1984 | 12 | 12 | 0 | 0 | 0 | 0 | 0 | 0 | 0 | 0 | 0 | 0 | 0 | 0 | 0
1984 | 12 | 13 | 0 | 0 | 0 | 0 | 0 | 0 | 0 | 0 | 0 | 0 | 0 | 0 | 0
1984 | 12 | 14 | 0 | 0 | 0 | 0 | 0 | 0 | 0 | 0 | 0 | 0 | 0 | 0 | 0
1984 | 12 | 15 | 0 | 0 | 0 | 0 | 0 | 0 | 0 | 0 | 0 | 0 | 0 | 0 | 0
1984 | 12 | 16 | 0 | 0 | 0 | 0 | 0 | 0 | 0 | 0 | 0 | 0 | 0 | 0 | 0
1984 | 12 | 17 | 0 | 0 | 0 | 0 | 0 | 0 | 0 | 0 | 0 | 0 | 0 | 0 | 0
1984 | 12 | 18 | 0 | 0 | 0 | 0 | 0 | 0 | 0 | 0 | 0 | 0 | 0 | 0 | 0
1984 | 12 | 19 | 0 | 0 | 0 | 0 | 0 | 0 | 0 | 0 | 0 | 0 | 0 | 0 | 0
1984 | 12 | 20 | 0 | 0 | 0 | 0 | 0 | 0 | 0 | 0 | 0 | 0 | 0 | 0 | 0
1984 | 12 | 21 | 0.15 | 0.15 | 0.1 | 0 | 0.15 | 0.1 | 0 | 0 | 0 | 0 | 0 | 0 | 0
1984 | 12 | 22 | 0.01 | 0.01 | 0 | 0 | 0.01 | 0 | 0 | 0 | 0 | 0 | 0 | 0 | 0
1984 | 12 | 23 | 0 | 0 | 0 | 0 | 0 | 0 | 0 | 0 | 0 | 0 | 0 | 0 | 0
1984 | 12 | 24 | 0.02 | 0.02 | 0 | 0 | 0.02 | 0 | 0 | 0 | 0 | 0 | 0 | 0 | 0
1984 | 12 | 25 | 0 | 0 | 0 | 0 | 0 | 0 | 0 | 0 | 0 | 0 | 0 | 0 | 0
1984 | 12 | 26 | 0 | 0 | 0 | 0 | 0 | 0 | 0 | 0 | 0 | 0 | 0 | 0 | 0
1984 | 12 | 27 | 0 | 0 | 0 | 0 | 0 | 0 | 0 | 0 | 0 | 0 | 0 | 0 | 0
1984 | 12 | 28 | 0 | 0 | 0 | 0 | 0 | 0 | 0 | 0 | 0 | 0 | 0 | 0 | 0
1984 | 12 | 29 | 0 | 0 | 0 | 0 | 0 | 0 | 0 | 0 | 0 | 0 | 0 | 0 | 0
1984 | 12 | 30 | 0 | 0 | 0 | 0 | 0 | 0 | 0 | 0 | 0 | 0 | 0 | 0 | 0
1984 | 12 | 31 | 0.03 | 0.03 | 0 | 0 | 0.03 | 0 | 0 | 0 | 0 | 0 | 0 | 0 | 0
1985 | 1 | 1 | 0.01 | 0.01 | 0 | 0 | 0.01 | 0 | 0 | 0 | 0 | 0 | 0 | 0 | 0
1985 | 1 | 2 | 0.23 | 0.23 | 0.18 | 0 | 0.23 | 0.18 | 0 | 0 | 0 | 0 | 0 | 0 | 0
1985 | 1 | 3 | 0.42 | 0.42 | 0.37 | 0 | 0.42 | 0.37 | 0 | 0 | 0 | 0 | 0 | 0 | 0
1985 | 1 | 4 | 0.26 | 0.26 | 0.21 | 0 | 0.26 | 0.21 | 0 | 0 | 0 | 0 | 0 | 0 | 0
1985 | 1 | 5 | 0.19 | 0.19 | 0.14 | 0 | 0.19 | 0.14 | 0 | 0 | 0 | 0 | 0 | 0 | 0
1985 | 1 | 6 | 0 | 0 | 0 | 0 | 0 | 0 | 0 | 0 | 0 | 0 | 0 | 0 | 0
1985 | 1 | 7 | 0 | 0 | 0 | 0 | 0 | 0 | 0 | 0 | 0 | 0 | 0 | 0 | 0
1985 | 1 | 8 | 0 | 0 | 0 | 0 | 0 | 0 | 0 | 0 | 0 | 0 | 0 | 0 | 0
1985 | 1 | 9 | 0 | 0 | 0 | 0 | 0 | 0 | 0 | 0 | 0 | 0 | 0 | 0 | 0
1985 | 1 | 10 | 0.04 | 0.04 | 0 | 0 | 0.04 | 0 | 0 | 0 | 0 | 0 | 0 | 0 | 0
1985 | 1 | 11 | 0.08 | 0.08 | 0.03 | 0 | 0.08 | 0.03 | 0 | 0 | 0 | 0 | 0 | 0 | 0
1985 | 1 | 12 | 0 | 0 | 0 | 0 | 0 | 0 | 0 | 0 | 0 | 0 | 0 | 0 | 0
1985 | 1 | 13 | 0 | 0 | 0 | 0 | 0 | 0 | 0 | 0 | 0 | 0 | 0 | 0 | 0
1985 | 1 | 14 | 0 | 0 | 0 | 0 | 0 | 0 | 0 | 0 | 0 | 0 | 0 | 0 | 0
1985 | 1 | 15 | 0 | 0 | 0 | 0 | 0 | 0 | 0 | 0 | 0 | 0 | 0 | 0 | 0
1985 | 1 | 16 | 0 | 0 | 0 | 0 | 0 | 0 | 0 | 0 | 0 | 0 | 0 | 0 | 0
1985 | 1 | 17 | 0.27 | 0.27 | 0.22 | 0 | 0.27 | 0.22 | 0 | 0 | 0 | 0 | 0 | 0 | 0
1985 | 1 | 18 | 0.01 | 0.01 | 0 | 0 | 0.01 | 0 | 0 | 0 | 0 | 0 | 0 | 0 | 0
1985 | 1 | 19 | 0 | 0 | 0 | 0 | 0 | 0 | 0 | 0 | 0 | 0 | 0 | 0 | 0
1985 | 1 | 20 | 0.07 | 0.07 | 0.02 | 0 | 0.07 | 0.02 | 0 | 0 | 0 | 0 | 0 | 0 | 0
1985 | 1 | 21 | 0 | 0 | 0 | 0 | 0 | 0 | 0 | 0 | 0 | 0 | 0 | 0 | 0
1985 | 1 | 22 | 0 | 0 | 0 | 0 | 0 | 0 | 0 | 0 | 0 | 0 | 0 | 0 | 0
1985 | 1 | 23 | 0 | 0 | 0 | 0 | 0 | 0 | 0 | 0 | 0 | 0 | 0 | 0 | 0
1985 | 1 | 24 | 0 | 0 | 0 | 0 | 0 | 0 | 0 | 0 | 0 | 0 | 0 | 0 | 0
1985 | 1 | 25 | 0.02 | 0.02 | 0 | 0 | 0.02 | 0 | 0 | 0 | 0 | 0 | 0 | 0 | 0
1985 | 1 | 26 | 0.02 | 0.02 | 0 | 0 | 0.02 | 0 | 0 | 0 | 0 | 0 | 0 | 0 | 0
1985 | 1 | 27 | 0 | 0 | 0 | 0 | 0 | 0 | 0 | 0 | 0 | 0 | 0 | 0 | 0
1985 | 1 | 28 | 0 | 0 | 0 | 0 | 0 | 0 | 0 | 0 | 0 | 0 | 0 | 0 | 0
1985 | 1 | 29 | 0 | 0 | 0 | 0 | 0 | 0 | 0 | 0 | 0 | 0 | 0 | 0 | 0
1985 | 1 | 30 | 0 | 0 | 0 | 0 | 0 | 0 | 0 | 0 | 0 | 0 | 0 | 0 | 0
1985 | 1 | 31 | 0.49 | 0.49 | 0.44 | 0 | 0.49 | 0.44 | 0 | 0 | 0 | 0 | 0 | 0 | 0
1985 | 2 | 1 | 0.92 | 0.92 | 0.87 | 0 | 0.92 | 0.87 | 0 | 0 | 0 | 0 | 0 | 0 | 0
1985 | 2 | 2 | 0.46 | 0.46 | 0.41 | 0 | 0.46 | 0.41 | 0 | 0 | 0 | 0 | 0 | 0 | 0
1985 | 2 | 3 | 0 | 0 | 0 | 0 | 0 | 0 | 0 | 0 | 0 | 0 | 0 | 0 | 0
1985 | 2 | 4 | 0 | 0 | 0 | 0 | 0 | 0 | 0 | 0 | 0 | 0 | 0 | 0 | 0
1985 | 2 | 5 | 0.1 | 0.1 | 0.05 | 0 | 0.1 | 0.05 | 0 | 0 | 0 | 0 | 0 | 0 | 0
1985 | 2 | 6 | 0.04 | 0.04 | 0 | 0 | 0.04 | 0 | 0 | 0 | 0 | 0 | 0 | 0 | 0
1985 | 2 | 7 | 0 | 0 | 0 | 0 | 0 | 0 | 0 | 0 | 0 | 0 | 0 | 0 | 0
1985 | 2 | 8 | 0 | 0 | 0 | 0 | 0 | 0 | 0 | 0 | 0 | 0 | 0 | 0 | 0
1985 | 2 | 9 | 0 | 0 | 0 | 0 | 0 | 0 | 0 | 0 | 0 | 0 | 0 | 0 | 0
1985 | 2 | 10 | 0 | 0 | 0 | 0 | 0 | 0 | 0 | 0 | 0 | 0 | 0 | 0 | 0
1985 | 2 | 11 | 0 | 0 | 0 | 0 | 0 | 0 | 0 | 0 | 0 | 0 | 0 | 0 | 0
1985 | 2 | 12 | 1.37 | 1 | 0.95 | 0 | 1 | 0.95 | 0 | 0 | 0 | 0 | 0 | 0 | 0
1985 | 2 | 13 | 0 | 0 | 0 | 0 | 0 | 0 | 0 | 0 | 0 | 0 | 0 | 0 | 0
1985 | 2 | 14 | 0 | 0 | 0 | 0 | 0 | 0 | 0 | 0 | 0 | 0 | 0 | 0 | 0
1985 | 2 | 15 | 0 | 0 | 0 | 0 | 0 | 0 | 0 | 0 | 0 | 0 | 0 | 0 | 0
1985 | 2 | 16 | 0 | 0 | 0 | 0 | 0 | 0 | 0 | 0 | 0 | 0 | 0 | 0 | 0
1985 | 2 | 17 | 0 | 0 | 0 | 0 | 0 | 0 | 0 | 0 | 0 | 0 | 0 | 0 | 0
1985 | 2 | 18 | 0 | 0 | 0 | 0 | 0 | 0 | 0 | 0 | 0 | 0 | 0 | 0 | 0
1985 | 2 | 19 | 0 | 0 | 0 | 0 | 0 | 0 | 0 | 0 | 0 | 0 | 0 | 0 | 0
1985 | 2 | 20 | 0 | 0 | 0 | 0 | 0 | 0 | 0 | 0 | 0 | 0 | 0 | 0 | 0
1985 | 2 | 21 | 0 | 0 | 0 | 0 | 0 | 0 | 0 | 0 | 0 | 0 | 0 | 0 | 0
1985 | 2 | 22 | 0 | 0 | 0 | 0 | 0 | 0 | 0 | 0 | 0 | 0 | 0 | 0 | 0
1985 | 2 | 23 | 0 | 0 | 0 | 0 | 0 | 0 | 0 | 0 | 0 | 0 | 0 | 0 | 0
1985 | 2 | 24 | 0 | 0 | 0 | 0 | 0 | 0 | 0 | 0 | 0 | 0 | 0 | 0 | 0
1985 | 2 | 25 | 0.04 | 0.04 | 0 | 0 | 0.04 | 0 | 0 | 0 | 0 | 0 | 0 | 0 | 0
1985 | 2 | 26 | 0.14 | 0.14 | 0.09 | 0 | 0.14 | 0.09 | 0 | 0 | 0 | 0 | 0 | 0 | 0
1985 | 2 | 27 | 0 | 0 | 0 | 0 | 0 | 0 | 0 | 0 | 0 | 0 | 0 | 0 | 0
1985 | 2 | 28 | 0 | 0 | 0 | 0 | 0 | 0 | 0 | 0 | 0 | 0 | 0 | 0 | 0
1985 | 3 | 1 | 0 | 0 | 0 | 0 | 0 | 0 | 0 | 0 | 0 | 0 | 0 | 0 | 0
1985 | 3 | 2 | 0 | 0 | 0 | 0 | 0 | 0 | 0 | 0 | 0 | 0 | 0 | 0 | 0
1985 | 3 | 3 | 0 | 0 | 0 | 0 | 0 | 0 | 0 | 0 | 0 | 0 | 0 | 0 | 0
1985 | 3 | 4 | 0.03 | 0.03 | 0 | 0 | 0.03 | 0 | 0 | 0 | 0 | 0 | 0 | 0 | 0
1985 | 3 | 5 | 0.06 | 0.06 | 0.01 | 0 | 0.06 | 0.01 | 0 | 0 | 0 | 0 | 0 | 0 | 0
1985 | 3 | 6 | 0 | 0 | 0 | 0 | 0 | 0 | 0 | 0 | 0 | 0 | 0 | 0 | 0
1985 | 3 | 7 | 0 | 0 | 0 | 0 | 0 | 0 | 0 | 0 | 0 | 0 | 0 | 0 | 0
1985 | 3 | 8 | 0.04 | 0.04 | 0 | 0 | 0.04 | 0 | 0 | 0 | 0 | 0 | 0 | 0 | 0
1985 | 3 | 9 | 0 | 0 | 0 | 0 | 0 | 0 | 0 | 0 | 0 | 0 | 0 | 0 | 0
1985 | 3 | 10 | 0 | 0 | 0 | 0 | 0 | 0 | 0 | 0 | 0 | 0 | 0 | 0 | 0
1985 | 3 | 11 | 0.1 | 0.1 | 0.05 | 0 | 0.1 | 0.05 | 0 | 0 | 0 | 0 | 0 | 0 | 0
1985 | 3 | 12 | 0.02 | 0.02 | 0 | 0 | 0.02 | 0 | 0 | 0 | 0 | 0 | 0 | 0 | 0
1985 | 3 | 13 | 0 | 0 | 0 | 0 | 0 | 0 | 0 | 0 | 0 | 0 | 0 | 0 | 0
1985 | 3 | 14 | 0 | 0 | 0 | 0 | 0 | 0 | 0 | 0 | 0 | 0 | 0 | 0 | 0
1985 | 3 | 15 | 0 | 0 | 0 | 0 | 0 | 0 | 0 | 0 | 0 | 0 | 0 | 0 | 0
1985 | 3 | 16 | 0 | 0 | 0 | 0 | 0 | 0 | 0 | 0 | 0 | 0 | 0 | 0 | 0
1985 | 3 | 17 | 0 | 0 | 0 | 0 | 0 | 0 | 0 | 0 | 0 | 0 | 0 | 0 | 0
1985 | 3 | 18 | 0 | 0 | 0 | 0 | 0 | 0 | 0 | 0 | 0 | 0 | 0 | 0 | 0
1985 | 3 | 19 | 0 | 0 | 0 | 0 | 0 | 0 | 0 | 0 | 0 | 0 | 0 | 0 | 0
1985 | 3 | 20 | 0 | 0 | 0 | 0 | 0 | 0 | 0 | 0 | 0 | 0 | 0 | 0 | 0
1985 | 3 | 21 | 0 | 0 | 0 | 0 | 0 | 0 | 0 | 0 | 0 | 0 | 0 | 0 | 0
1985 | 3 | 22 | 0.23 | 0.23 | 0.18 | 0 | 0.23 | 0.18 | 0 | 0 | 0 | 0 | 0 | 0 | 0
1985 | 3 | 23 | 0.88 | 0.88 | 0.83 | 0 | 0.88 | 0.83 | 0 | 0 | 0 | 0 | 0 | 0 | 0
1985 | 3 | 24 | 0.25 | 0.25 | 0.2 | 0 | 0.25 | 0.2 | 0 | 0 | 0 | 0 | 0 | 0 | 0
1985 | 3 | 25 | 0.02 | 0.02 | 0 | 0 | 0.02 | 0 | 0 | 0 | 0 | 0 | 0 | 0 | 0
1985 | 3 | 26 | 0 | 0 | 0 | 0 | 0 | 0 | 0 | 0 | 0 | 0 | 0 | 0 | 0
1985 | 3 | 27 | 0 | 0 | 0 | 0 | 0 | 0 | 0 | 0 | 0 | 0 | 0 | 0 | 0
1985 | 3 | 28 | 0 | 0 | 0 | 0 | 0 | 0 | 0 | 0 | 0 | 0 | 0 | 0 | 0
1985 | 3 | 29 | 0.01 | 0.01 | 0 | 0 | 0.01 | 0 | 0 | 0 | 0 | 0 | 0 | 0 | 0
1985 | 3 | 30 | 0.14 | 0.14 | 0.09 | 0 | 0.14 | 0.09 | 0 | 0 | 0 | 0 | 0 | 0 | 0
1985 | 3 | 31 | 0.1 | 0.1 | 0.05 | 0 | 0.1 | 0.05 | 0 | 0 | 0 | 0 | 0 | 0 | 0
1985 | 4 | 1 | 0 | 0 | 0 | 0 | 0 | 0 | 0 | 0 | 0 | 0 | 0 | 0 | 0
1985 | 4 | 2 | 0 | 0 | 0 | 0 | 0 | 0 | 0 | 0 | 0 | 0 | 0 | 0 | 0
1985 | 4 | 3 | 0 | 0 | 0 | 0 | 0 | 0 | 0 | 0 | 0 | 0 | 0 | 0 | 0
1985 | 4 | 4 | 0 | 0 | 0 | 0 | 0 | 0 | 0 | 0 | 0 | 0 | 0 | 0 | 0
1985 | 4 | 5 | 0 | 0 | 0 | 0 | 0 | 0 | 0 | 0 | 0 | 0 | 0 | 0 | 0
1985 | 4 | 6 | 0 | 0 | 0 | 0 | 0 | 0 | 0 | 0 | 0 | 0 | 0 | 0 | 0
1985 | 4 | 7 | 0.02 | 0.02 | 0 | 0 | 0.02 | 0 | 0 | 0 | 0 | 0 | 0 | 0 | 0
1985 | 4 | 8 | 0 | 0 | 0 | 0 | 0 | 0 | 0 | 0 | 0 | 0 | 0 | 0 | 0
1985 | 4 | 9 | 0.01 | 0.01 | 0 | 0 | 0.01 | 0 | 0 | 0 | 0 | 0 | 0 | 0 | 0
1985 | 4 | 10 | 0 | 0 | 0 | 0 | 0 | 0 | 0 | 0 | 0 | 0 | 0 | 0 | 0
1985 | 4 | 11 | 0 | 0 | 0 | 0 | 0 | 0 | 0 | 0 | 0 | 0 | 0 | 0 | 0
1985 | 4 | 12 | 0 | 0 | 0 | 0 | 0 | 0 | 0 | 0 | 0 | 0 | 0 | 0 | 0
1985 | 4 | 13 | 0 | 0 | 0 | 0 | 0 | 0 | 0 | 0 | 0 | 0 | 0 | 0 | 0
1985 | 4 | 14 | 0 | 0 | 0 | 0 | 0 | 0 | 0 | 0 | 0 | 0 | 0 | 0 | 0
1985 | 4 | 15 | 0 | 0 | 0 | 0 | 0 | 0 | 0 | 0 | 0 | 0 | 0 | 0 | 0
1985 | 4 | 16 | 0 | 0 | 0 | 0 | 0 | 0 | 0 | 0 | 0 | 0 | 0 | 0 | 0
1985 | 4 | 17 | 0 | 0 | 0 | 0 | 0 | 0 | 0 | 0 | 0 | 0 | 0 | 0 | 0
1985 | 4 | 18 | 0 | 0 | 0 | 0 | 0 | 0 | 0 | 0 | 0 | 0 | 0 | 0 | 0
1985 | 4 | 19 | 0 | 0 | 0 | 0 | 0 | 0 | 0 | 0 | 0 | 0 | 0 | 0 | 0
1985 | 4 | 20 | 0 | 0 | 0 | 0 | 0 | 0 | 0 | 0 | 0 | 0 | 0 | 0 | 0
1985 | 4 | 21 | 0 | 0 | 0 | 0 | 0 | 0 | 0 | 0 | 0 | 0 | 0 | 0 | 0
1985 | 4 | 22 | 0 | 0 | 0 | 0 | 0 | 0 | 0 | 0 | 0 | 0 | 0 | 0 | 0
1985 | 4 | 23 | 0 | 0 | 0 | 0 | 0 | 0 | 0 | 0 | 0 | 0 | 0 | 0 | 0
1985 | 4 | 24 | 0 | 0 | 0 | 0 | 0 | 0 | 0 | 0 | 0 | 0 | 0 | 0 | 0
1985 | 4 | 25 | 0 | 0 | 0 | 0 | 0 | 0 | 0 | 0 | 0 | 0 | 0 | 0 | 0
1985 | 4 | 26 | 0 | 0 | 0 | 0 | 0 | 0 | 0 | 0 | 0 | 0 | 0 | 0 | 0
1985 | 4 | 27 | 0 | 0 | 0 | 0 | 0 | 0 | 0 | 0 | 0 | 0 | 0 | 0 | 0
1985 | 4 | 28 | 0 | 0 | 0 | 0 | 0 | 0 | 0 | 0 | 0 | 0 | 0 | 0 | 0
1985 | 4 | 29 | 0 | 0 | 0 | 0 | 0 | 0 | 0 | 0 | 0 | 0 | 0 | 0 | 0
1985 | 4 | 30 | 0 | 0 | 0 | 0 | 0 | 0 | 0 | 0 | 0 | 0 | 0 | 0 | 0
1985 | 5 | 1 | 0 | 0 | 0 | 0 | 0 | 0 | 0 | 0 | 0 | 0 | 0 | 0 | 0
1985 | 5 | 2 | 0.43 | 0.43 | 0.38 | 0 | 0.43 | 0.38 | 0 | 0 | 0 | 0 | 0 | 0 | 0
1985 | 5 | 3 | 0.47 | 0.47 | 0.42 | 0 | 0.47 | 0.42 | 0 | 0 | 0 | 0 | 0 | 0 | 0
1985 | 5 | 4 | 0 | 0 | 0 | 0 | 0 | 0 | 0 | 0 | 0 | 0 | 0 | 0 | 0
1985 | 5 | 5 | 0 | 0 | 0 | 0 | 0 | 0 | 0 | 0 | 0 | 0 | 0 | 0 | 0
1985 | 5 | 6 | 0 | 0 | 0 | 0 | 0 | 0 | 0 | 0 | 0 | 0 | 0 | 0 | 0
1985 | 5 | 7 | 0 | 0 | 0 | 0 | 0 | 0 | 0 | 0 | 0 | 0 | 0 | 0 | 0
1985 | 5 | 8 | 0 | 0 | 0 | 0 | 0 | 0 | 0 | 0 | 0 | 0 | 0 | 0 | 0
1985 | 5 | 9 | 0 | 0 | 0 | 0 | 0 | 0 | 0 | 0 | 0 | 0 | 0 | 0 | 0
1985 | 5 | 10 | 0 | 0 | 0 | 0 | 0 | 0 | 0 | 0 | 0 | 0 | 0 | 0 | 0
1985 | 5 | 11 | 0 | 0 | 0 | 0 | 0 | 0 | 0 | 0 | 0 | 0 | 0 | 0 | 0
1985 | 5 | 12 | 1.41 | 1 | 0.95 | 0 | 1 | 0.95 | 0 | 0 | 0 | 0 | 0 | 0 | 0
1985 | 5 | 13 | 0 | 0 | 0 | 0 | 0 | 0 | 0 | 0 | 0 | 0 | 0 | 0 | 0
1985 | 5 | 14 | 0 | 0 | 0 | 0 | 0 | 0 | 0 | 0 | 0 | 0 | 0 | 0 | 0
1985 | 5 | 15 | 0 | 0 | 0 | 0 | 0 | 0 | 0 | 0 | 0 | 0 | 0 | 0 | 0
1985 | 5 | 16 | 0.08 | 0.08 | 0.03 | 0 | 0.08 | 0.03 | 0 | 0 | 0 | 0 | 0 | 0 | 0
1985 | 5 | 17 | 0.68 | 0.68 | 0.63 | 0 | 0.68 | 0.63 | 0 | 0 | 0 | 0 | 0 | 0 | 0
1985 | 5 | 18 | 0.07 | 0.07 | 0.02 | 0 | 0.07 | 0.02 | 0 | 0 | 0 | 0 | 0 | 0 | 0
1985 | 5 | 19 | 0 | 0 | 0 | 0 | 0 | 0 | 0 | 0 | 0 | 0 | 0 | 0 | 0
1985 | 5 | 20 | 0 | 0 | 0 | 0 | 0 | 0 | 0 | 0 | 0 | 0 | 0 | 0 | 0
1985 | 5 | 21 | 1.02 | 1 | 0.95 | 0 | 1 | 0.95 | 0 | 0 | 0 | 0 | 0 | 0 | 0
1985 | 5 | 22 | 0 | 0 | 0 | 0 | 0 | 0 | 0 | 0 | 0 | 0 | 0 | 0 | 0
1985 | 5 | 23 | 0.62 | 0.62 | 0.57 | 0 | 0.62 | 0.57 | 0 | 0 | 0 | 0 | 0 | 0 | 0
1985 | 5 | 24 | 0.09 | 0.09 | 0.04 | 0 | 0.09 | 0.04 | 0 | 0 | 0 | 0 | 0 | 0 | 0
1985 | 5 | 25 | 0 | 0 | 0 | 0 | 0 | 0 | 0 | 0 | 0 | 0 | 0 | 0 | 0
1985 | 5 | 26 | 0 | 0 | 0 | 0 | 0 | 0 | 0 | 0 | 0 | 0 | 0 | 0 | 0
1985 | 5 | 27 | 0 | 0 | 0 | 0 | 0 | 0 | 0 | 0 | 0 | 0 | 0 | 0 | 0
1985 | 5 | 28 | 0.59 | 0.59 | 0.54 | 0 | 0.59 | 0.54 | 0 | 0 | 0 | 0 | 0 | 0 | 0
1985 | 5 | 29 | 0 | 0 | 0 | 0 | 0 | 0 | 0 | 0 | 0 | 0 | 0 | 0 | 0
1985 | 5 | 30 | 0 | 0 | 0 | 0 | 0 | 0 | 0 | 0 | 0 | 0 | 0 | 0 | 0
1985 | 5 | 31 | 0.33 | 0.33 | 0.28 | 0 | 0.33 | 0.28 | 0 | 0 | 0 | 0 | 0 | 0 | 0
1985 | 6 | 1 | 0 | 0 | 0 | 0 | 0 | 0 | 0 | 0 | 0 | 0 | 0 | 0 | 0
1985 | 6 | 2 | 0 | 0 | 0 | 0 | 0 | 0 | 0 | 0 | 0 | 0 | 0 | 0 | 0
1985 | 6 | 3 | 0 | 0 | 0 | 0 | 0 | 0 | 0 | 0 | 0 | 0 | 0 | 0 | 0
1985 | 6 | 4 | 0.01 | 0.01 | 0 | 0 | 0.01 | 0 | 0 | 0 | 0 | 0 | 0 | 0 | 0
1985 | 6 | 5 | 1.24 | 1 | 0.95 | 0 | 1 | 0.95 | 0 | 0 | 0 | 0 | 0 | 0 | 0
1985 | 6 | 6 | 0.02 | 0.02 | 0 | 0 | 0.02 | 0 | 0 | 0 | 0 | 0 | 0 | 0 | 0
1985 | 6 | 7 | 0.09 | 0.09 | 0.04 | 0 | 0.09 | 0.04 | 0 | 0 | 0 | 0 | 0 | 0 | 0
1985 | 6 | 8 | 0.07 | 0.07 | 0.02 | 0 | 0.07 | 0.02 | 0 | 0 | 0 | 0 | 0 | 0 | 0
1985 | 6 | 9 | 0 | 0 | 0 | 0 | 0 | 0 | 0 | 0 | 0 | 0 | 0 | 0 | 0
1985 | 6 | 10 | 0 | 0 | 0 | 0 | 0 | 0 | 0 | 0 | 0 | 0 | 0 | 0 | 0
1985 | 6 | 11 | 0.12 | 0.12 | 0.07 | 0 | 0.12 | 0.07 | 0 | 0 | 0 | 0 | 0 | 0 | 0
1985 | 6 | 12 | 0.05 | 0.05 | 0 | 0 | 0.05 | 0 | 0 | 0 | 0 | 0 | 0 | 0 | 0
1985 | 6 | 13 | 0 | 0 | 0 | 0 | 0 | 0 | 0 | 0 | 0 | 0 | 0 | 0 | 0
1985 | 6 | 14 | 0 | 0 | 0 | 0 | 0 | 0 | 0 | 0 | 0 | 0 | 0 | 0 | 0
1985 | 6 | 15 | 0.17 | 0.17 | 0.12 | 0 | 0.17 | 0.12 | 0 | 0 | 0 | 0 | 0 | 0 | 0
1985 | 6 | 16 | 0 | 0 | 0 | 0 | 0 | 0 | 0 | 0 | 0 | 0 | 0 | 0 | 0
1985 | 6 | 17 | 0 | 0 | 0 | 0 | 0 | 0 | 0 | 0 | 0 | 0 | 0 | 0 | 0
1985 | 6 | 18 | 0 | 0 | 0 | 0 | 0 | 0 | 0 | 0 | 0 | 0 | 0 | 0 | 0
1985 | 6 | 19 | 0.03 | 0.03 | 0 | 0 | 0.03 | 0 | 0 | 0 | 0 | 0 | 0 | 0 | 0
1985 | 6 | 20 | 0.07 | 0.07 | 0.02 | 0 | 0.07 | 0.02 | 0 | 0 | 0 | 0 | 0 | 0 | 0
1985 | 6 | 21 | 0 | 0 | 0 | 0 | 0 | 0 | 0 | 0 | 0 | 0 | 0 | 0 | 0
1985 | 6 | 22 | 0 | 0 | 0 | 0 | 0 | 0 | 0 | 0 | 0 | 0 | 0 | 0 | 0
1985 | 6 | 23 | 0 | 0 | 0 | 0 | 0 | 0 | 0 | 0 | 0 | 0 | 0 | 0 | 0
1985 | 6 | 24 | 0.16 | 0.16 | 0.11 | 0 | 0.16 | 0.11 | 0 | 0 | 0 | 0 | 0 | 0 | 0
1985 | 6 | 25 | 0 | 0 | 0 | 0 | 0 | 0 | 0 | 0 | 0 | 0 | 0 | 0 | 0
1985 | 6 | 26 | 0 | 0 | 0 | 0 | 0 | 0 | 0 | 0 | 0 | 0 | 0 | 0 | 0
1985 | 6 | 27 | 0 | 0 | 0 | 0 | 0 | 0 | 0 | 0 | 0 | 0 | 0 | 0 | 0
1985 | 6 | 28 | 0.02 | 0.02 | 0 | 0 | 0.02 | 0 | 0 | 0 | 0 | 0 | 0 | 0 | 0
1985 | 6 | 29 | 0 | 0 | 0 | 0 | 0 | 0 | 0 | 0 | 0 | 0 | 0 | 0 | 0
1985 | 6 | 30 | 0 | 0 | 0 | 0 | 0 | 0 | 0 | 0 | 0 | 0 | 0 | 0 | 0
1985 | 7 | 1 | 0.04 | 0.04 | 0 | 0 | 0.04 | 0 | 0 | 0 | 0 | 0 | 0 | 0 | 0
1985 | 7 | 2 | 0 | 0 | 0 | 0 | 0 | 0 | 0 | 0 | 0 | 0 | 0 | 0 | 0
1985 | 7 | 3 | 0.15 | 0.15 | 0.1 | 0 | 0.15 | 0.1 | 0 | 0 | 0 | 0 | 0 | 0 | 0
1985 | 7 | 4 | 0 | 0 | 0 | 0 | 0 | 0 | 0 | 0 | 0 | 0 | 0 | 0 | 0
1985 | 7 | 5 | 0 | 0 | 0 | 0 | 0 | 0 | 0 | 0 | 0 | 0 | 0 | 0 | 0
1985 | 7 | 6 | 0 | 0 | 0 | 0 | 0 | 0 | 0 | 0 | 0 | 0 | 0 | 0 | 0
1985 | 7 | 7 | 0 | 0 | 0 | 0 | 0 | 0 | 0 | 0 | 0 | 0 | 0 | 0 | 0
1985 | 7 | 8 | 0 | 0 | 0 | 0 | 0 | 0 | 0 | 0 | 0 | 0 | 0 | 0 | 0
1985 | 7 | 9 | 0.01 | 0.01 | 0 | 0 | 0.01 | 0 | 0 | 0 | 0 | 0 | 0 | 0 | 0
1985 | 7 | 10 | 0.07 | 0.07 | 0.02 | 0 | 0.07 | 0.02 | 0 | 0 | 0 | 0 | 0 | 0 | 0
1985 | 7 | 11 | 0 | 0 | 0 | 0 | 0 | 0 | 0 | 0 | 0 | 0 | 0 | 0 | 0
1985 | 7 | 12 | 0.88 | 0.88 | 0.83 | 0 | 0.88 | 0.83 | 0 | 0 | 0 | 0 | 0 | 0 | 0
1985 | 7 | 13 | 0 | 0 | 0 | 0 | 0 | 0 | 0 | 0 | 0 | 0 | 0 | 0 | 0
1985 | 7 | 14 | 0 | 0 | 0 | 0 | 0 | 0 | 0 | 0 | 0 | 0 | 0 | 0 | 0
1985 | 7 | 15 | 0.06 | 0.06 | 0.01 | 0 | 0.06 | 0.01 | 0 | 0 | 0 | 0 | 0 | 0 | 0
1985 | 7 | 16 | 0 | 0 | 0 | 0 | 0 | 0 | 0 | 0 | 0 | 0 | 0 | 0 | 0
1985 | 7 | 17 | 0 | 0 | 0 | 0 | 0 | 0 | 0 | 0 | 0 | 0 | 0 | 0 | 0
1985 | 7 | 18 | 0 | 0 | 0 | 0 | 0 | 0 | 0 | 0 | 0 | 0 | 0 | 0 | 0
1985 | 7 | 19 | 0 | 0 | 0 | 0 | 0 | 0 | 0 | 0 | 0 | 0 | 0 | 0 | 0
1985 | 7 | 20 | 0 | 0 | 0 | 0 | 0 | 0 | 0 | 0 | 0 | 0 | 0 | 0 | 0
1985 | 7 | 21 | 0 | 0 | 0 | 0 | 0 | 0 | 0 | 0 | 0 | 0 | 0 | 0 | 0
1985 | 7 | 22 | 0 | 0 | 0 | 0 | 0 | 0 | 0 | 0 | 0 | 0 | 0 | 0 | 0
1985 | 7 | 23 | 0 | 0 | 0 | 0 | 0 | 0 | 0 | 0 | 0 | 0 | 0 | 0 | 0
1985 | 7 | 24 | 0 | 0 | 0 | 0 | 0 | 0 | 0 | 0 | 0 | 0 | 0 | 0 | 0
1985 | 7 | 25 | 1.02 | 1 | 0.95 | 0 | 1 | 0.95 | 0 | 0 | 0 | 0 | 0 | 0 | 0
1985 | 7 | 26 | 0.04 | 0.04 | 0 | 0 | 0.04 | 0 | 0 | 0 | 0 | 0 | 0 | 0 | 0
1985 | 7 | 27 | 0.25 | 0.25 | 0.2 | 0 | 0.25 | 0.2 | 0 | 0 | 0 | 0 | 0 | 0 | 0
1985 | 7 | 28 | 0 | 0 | 0 | 0 | 0 | 0 | 0 | 0 | 0 | 0 | 0 | 0 | 0
1985 | 7 | 29 | 0.03 | 0.03 | 0 | 0 | 0.03 | 0 | 0 | 0 | 0 | 0 | 0 | 0 | 0
1985 | 7 | 30 | 0 | 0 | 0 | 0 | 0 | 0 | 0 | 0 | 0 | 0 | 0 | 0 | 0
1985 | 7 | 31 | 0.36 | 0.36 | 0.31 | 0 | 0.36 | 0.31 | 0 | 0 | 0 | 0 | 0 | 0 | 0
1985 | 8 | 1 | 0.01 | 0.01 | 0 | 0 | 0.01 | 0 | 0 | 0 | 0 | 0 | 0 | 0 | 0
1985 | 8 | 2 | 0 | 0 | 0 | 0 | 0 | 0 | 0 | 0 | 0 | 0 | 0 | 0 | 0
1985 | 8 | 3 | 0 | 0 | 0 | 0 | 0 | 0 | 0 | 0 | 0 | 0 | 0 | 0 | 0
1985 | 8 | 4 | 0 | 0 | 0 | 0 | 0 | 0 | 0 | 0 | 0 | 0 | 0 | 0 | 0
1985 | 8 | 5 | 0 | 0 | 0 | 0 | 0 | 0 | 0 | 0 | 0 | 0 | 0 | 0 | 0
1985 | 8 | 6 | 0 | 0 | 0 | 0 | 0 | 0 | 0 | 0 | 0 | 0 | 0 | 0 | 0
1985 | 8 | 7 | 0.23 | 0.23 | 0.18 | 0 | 0.23 | 0.18 | 0 | 0 | 0 | 0 | 0 | 0 | 0
1985 | 8 | 8 | 0.09 | 0.09 | 0.04 | 0 | 0.09 | 0.04 | 0 | 0 | 0 | 0 | 0 | 0 | 0
1985 | 8 | 9 | 0 | 0 | 0 | 0 | 0 | 0 | 0 | 0 | 0 | 0 | 0 | 0 | 0
1985 | 8 | 10 | 0 | 0 | 0 | 0 | 0 | 0 | 0 | 0 | 0 | 0 | 0 | 0 | 0
1985 | 8 | 11 | 0 | 0 | 0 | 0 | 0 | 0 | 0 | 0 | 0 | 0 | 0 | 0 | 0
1985 | 8 | 12 | 0 | 0 | 0 | 0 | 0 | 0 | 0 | 0 | 0 | 0 | 0 | 0 | 0
1985 | 8 | 13 | 0 | 0 | 0 | 0 | 0 | 0 | 0 | 0 | 0 | 0 | 0 | 0 | 0
1985 | 8 | 14 | 0 | 0 | 0 | 0 | 0 | 0 | 0 | 0 | 0 | 0 | 0 | 0 | 0
1985 | 8 | 15 | 0 | 0 | 0 | 0 | 0 | 0 | 0 | 0 | 0 | 0 | 0 | 0 | 0
1985 | 8 | 16 | 0 | 0 | 0 | 0 | 0 | 0 | 0 | 0 | 0 | 0 | 0 | 0 | 0
1985 | 8 | 17 | 0 | 0 | 0 | 0 | 0 | 0 | 0 | 0 | 0 | 0 | 0 | 0 | 0
1985 | 8 | 18 | 0.83 | 0.83 | 0.78 | 0 | 0.83 | 0.78 | 0 | 0 | 0 | 0 | 0 | 0 | 0
1985 | 8 | 19 | 0 | 0 | 0 | 0 | 0 | 0 | 0 | 0 | 0 | 0 | 0 | 0 | 0
1985 | 8 | 20 | 0.17 | 0.17 | 0.12 | 0 | 0.17 | 0.12 | 0 | 0 | 0 | 0 | 0 | 0 | 0
1985 | 8 | 21 | 0.03 | 0.03 | 0 | 0 | 0.03 | 0 | 0 | 0 | 0 | 0 | 0 | 0 | 0
1985 | 8 | 22 | 0 | 0 | 0 | 0 | 0 | 0 | 0 | 0 | 0 | 0 | 0 | 0 | 0
1985 | 8 | 23 | 0 | 0 | 0 | 0 | 0 | 0 | 0 | 0 | 0 | 0 | 0 | 0 | 0
1985 | 8 | 24 | 0.05 | 0.05 | 0 | 0 | 0.05 | 0 | 0 | 0 | 0 | 0 | 0 | 0 | 0
1985 | 8 | 25 | 0.77 | 0.77 | 0.72 | 0 | 0.77 | 0.72 | 0 | 0 | 0 | 0 | 0 | 0 | 0
1985 | 8 | 26 | 0.01 | 0.01 | 0 | 0 | 0.01 | 0 | 0 | 0 | 0 | 0 | 0 | 0 | 0
1985 | 8 | 27 | 0 | 0 | 0 | 0 | 0 | 0 | 0 | 0 | 0 | 0 | 0 | 0 | 0
1985 | 8 | 28 | 0 | 0 | 0 | 0 | 0 | 0 | 0 | 0 | 0 | 0 | 0 | 0 | 0
1985 | 8 | 29 | 0 | 0 | 0 | 0 | 0 | 0 | 0 | 0 | 0 | 0 | 0 | 0 | 0
1985 | 8 | 30 | 0.15 | 0.15 | 0.1 | 0 | 0.15 | 0.1 | 0 | 0 | 0 | 0 | 0 | 0 | 0
1985 | 8 | 31 | 0.01 | 0.01 | 0 | 0 | 0.01 | 0 | 0 | 0 | 0 | 0 | 0 | 0 | 0
1985 | 9 | 1 | 0 | 0 | 0 | 0 | 0 | 0 | 0 | 0 | 0 | 0 | 0 | 0 | 0
1985 | 9 | 2 | 0 | 0 | 0 | 0 | 0 | 0 | 0 | 0 | 0 | 0 | 0 | 0 | 0
1985 | 9 | 3 | 0 | 0 | 0 | 0 | 0 | 0 | 0 | 0 | 0 | 0 | 0 | 0 | 0
1985 | 9 | 4 | 0 | 0 | 0 | 0 | 0 | 0 | 0 | 0 | 0 | 0 | 0 | 0 | 0
1985 | 9 | 5 | 0 | 0 | 0 | 0 | 0 | 0 | 0 | 0 | 0 | 0 | 0 | 0 | 0
1985 | 9 | 6 | 0 | 0 | 0 | 0 | 0 | 0 | 0 | 0 | 0 | 0 | 0 | 0 | 0
1985 | 9 | 7 | 0 | 0 | 0 | 0 | 0 | 0 | 0 | 0 | 0 | 0 | 0 | 0 | 0
1985 | 9 | 8 | 0.16 | 0.16 | 0.11 | 0 | 0.16 | 0.11 | 0 | 0 | 0 | 0 | 0 | 0 | 0
1985 | 9 | 9 | 0.13 | 0.13 | 0.08 | 0 | 0.13 | 0.08 | 0 | 0 | 0 | 0 | 0 | 0 | 0
1985 | 9 | 10 | 2 | 1 | 0.95 | 0 | 1 | 0.95 | 0 | 0 | 0 | 0 | 0 | 0 | 0
1985 | 9 | 11 | 0 | 0 | 0 | 0 | 0 | 0 | 0 | 0 | 0 | 0 | 0 | 0 | 0
1985 | 9 | 12 | 0 | 0 | 0 | 0 | 0 | 0 | 0 | 0 | 0 | 0 | 0 | 0 | 0
1985 | 9 | 13 | 0 | 0 | 0 | 0 | 0 | 0 | 0 | 0 | 0 | 0 | 0 | 0 | 0
1985 | 9 | 14 | 0 | 0 | 0 | 0 | 0 | 0 | 0 | 0 | 0 | 0 | 0 | 0 | 0
1985 | 9 | 15 | 0 | 0 | 0 | 0 | 0 | 0 | 0 | 0 | 0 | 0 | 0 | 0 | 0
1985 | 9 | 16 | 0 | 0 | 0 | 0 | 0 | 0 | 0 | 0 | 0 | 0 | 0 | 0 | 0
1985 | 9 | 17 | 0 | 0 | 0 | 0 | 0 | 0 | 0 | 0 | 0 | 0 | 0 | 0 | 0
1985 | 9 | 18 | 0 | 0 | 0 | 0 | 0 | 0 | 0 | 0 | 0 | 0 | 0 | 0 | 0
1985 | 9 | 19 | 0 | 0 | 0 | 0 | 0 | 0 | 0 | 0 | 0 | 0 | 0 | 0 | 0
1985 | 9 | 20 | 0 | 0 | 0 | 0 | 0 | 0 | 0 | 0 | 0 | 0 | 0 | 0 | 0
1985 | 9 | 21 | 0 | 0 | 0 | 0 | 0 | 0 | 0 | 0 | 0 | 0 | 0 | 0 | 0
1985 | 9 | 22 | 0.39 | 0.39 | 0.34 | 0 | 0.39 | 0.34 | 0 | 0 | 0 | 0 | 0 | 0 | 0
1985 | 9 | 23 | 0.03 | 0.03 | 0 | 0 | 0.03 | 0 | 0 | 0 | 0 | 0 | 0 | 0 | 0
1985 | 9 | 24 | 0 | 0 | 0 | 0 | 0 | 0 | 0 | 0 | 0 | 0 | 0 | 0 | 0
1985 | 9 | 25 | 0 | 0 | 0 | 0 | 0 | 0 | 0 | 0 | 0 | 0 | 0 | 0 | 0
1985 | 9 | 26 | 0.79 | 0.79 | 0.74 | 0 | 0.79 | 0.74 | 0 | 0 | 0 | 0 | 0 | 0 | 0
1985 | 9 | 27 | 3.17 | 1 | 0.95 | 0 | 1 | 0.95 | 0 | 0 | 0 | 0 | 0 | 0 | 0
1985 | 9 | 28 | 0 | 0 | 0 | 0 | 0 | 0 | 0 | 0 | 0 | 0 | 0 | 0 | 0
1985 | 9 | 29 | 0 | 0 | 0 | 0 | 0 | 0 | 0 | 0 | 0 | 0 | 0 | 0 | 0
1985 | 9 | 30 | 0 | 0 | 0 | 0 | 0 | 0 | 0 | 0 | 0 | 0 | 0 | 0 | 0
1985 | 10 | 1 | 0 | 0 | 0 | 0 | 0 | 0 | 0 | 0 | 0 | 0 | 0 | 0 | 0
1985 | 10 | 2 | 0.2 | 0.2 | 0.15 | 0 | 0.2 | 0.15 | 0 | 0 | 0 | 0 | 0 | 0 | 0
1985 | 10 | 3 | 1.22 | 1 | 0.95 | 0 | 1 | 0.95 | 0 | 0 | 0 | 0 | 0 | 0 | 0
1985 | 10 | 4 | 0 | 0 | 0 | 0 | 0 | 0 | 0 | 0 | 0 | 0 | 0 | 0 | 0
1985 | 10 | 5 | 0 | 0 | 0 | 0 | 0 | 0 | 0 | 0 | 0 | 0 | 0 | 0 | 0
1985 | 10 | 6 | 0 | 0 | 0 | 0 | 0 | 0 | 0 | 0 | 0 | 0 | 0 | 0 | 0
1985 | 10 | 7 | 0 | 0 | 0 | 0 | 0 | 0 | 0 | 0 | 0 | 0 | 0 | 0 | 0
1985 | 10 | 8 | 0 | 0 | 0 | 0 | 0 | 0 | 0 | 0 | 0 | 0 | 0 | 0 | 0
1985 | 10 | 9 | 0 | 0 | 0 | 0 | 0 | 0 | 0 | 0 | 0 | 0 | 0 | 0 | 0
1985 | 10 | 10 | 0 | 0 | 0 | 0 | 0 | 0 | 0 | 0 | 0 | 0 | 0 | 0 | 0
1985 | 10 | 11 | 0 | 0 | 0 | 0 | 0 | 0 | 0 | 0 | 0 | 0 | 0 | 0 | 0
1985 | 10 | 12 | 0 | 0 | 0 | 0 | 0 | 0 | 0 | 0 | 0 | 0 | 0 | 0 | 0
1985 | 10 | 13 | 0 | 0 | 0 | 0 | 0 | 0 | 0 | 0 | 0 | 0 | 0 | 0 | 0
1985 | 10 | 14 | 0.16 | 0.16 | 0.11 | 0 | 0.16 | 0.11 | 0 | 0 | 0 | 0 | 0 | 0 | 0
1985 | 10 | 15 | 0.08 | 0.08 | 0.03 | 0 | 0.08 | 0.03 | 0 | 0 | 0 | 0 | 0 | 0 | 0
1985 | 10 | 16 | 0 | 0 | 0 | 0 | 0 | 0 | 0 | 0 | 0 | 0 | 0 | 0 | 0
1985 | 10 | 17 | 0 | 0 | 0 | 0 | 0 | 0 | 0 | 0 | 0 | 0 | 0 | 0 | 0
1985 | 10 | 18 | 0 | 0 | 0 | 0 | 0 | 0 | 0 | 0 | 0 | 0 | 0 | 0 | 0
1985 | 10 | 19 | 0 | 0 | 0 | 0 | 0 | 0 | 0 | 0 | 0 | 0 | 0 | 0 | 0
1985 | 10 | 20 | 0.27 | 0.27 | 0.22 | 0 | 0.27 | 0.22 | 0 | 0 | 0 | 0 | 0 | 0 | 0
1985 | 10 | 21 | 1.12 | 1 | 0.95 | 0 | 1 | 0.95 | 0 | 0 | 0 | 0 | 0 | 0 | 0
1985 | 10 | 22 | 0.78 | 0.78 | 0.73 | 0 | 0.78 | 0.73 | 0 | 0 | 0 | 0 | 0 | 0 | 0
1985 | 10 | 23 | 0.01 | 0.01 | 0 | 0 | 0.01 | 0 | 0 | 0 | 0 | 0 | 0 | 0 | 0
1985 | 10 | 24 | 0.01 | 0.01 | 0 | 0 | 0.01 | 0 | 0 | 0 | 0 | 0 | 0 | 0 | 0
1985 | 10 | 25 | 0 | 0 | 0 | 0 | 0 | 0 | 0 | 0 | 0 | 0 | 0 | 0 | 0
1985 | 10 | 26 | 0 | 0 | 0 | 0 | 0 | 0 | 0 | 0 | 0 | 0 | 0 | 0 | 0
1985 | 10 | 27 | 0 | 0 | 0 | 0 | 0 | 0 | 0 | 0 | 0 | 0 | 0 | 0 | 0
1985 | 10 | 28 | 0 | 0 | 0 | 0 | 0 | 0 | 0 | 0 | 0 | 0 | 0 | 0 | 0
1985 | 10 | 29 | 0 | 0 | 0 | 0 | 0 | 0 | 0 | 0 | 0 | 0 | 0 | 0 | 0
1985 | 10 | 30 | 0 | 0 | 0 | 0 | 0 | 0 | 0 | 0 | 0 | 0 | 0 | 0 | 0
1985 | 10 | 31 | 0 | 0 | 0 | 0 | 0 | 0 | 0 | 0 | 0 | 0 | 0 | 0 | 0
1985 | 11 | 1 | 0.06 | 0.06 | 0.01 | 0 | 0.06 | 0.01 | 0 | 0 | 0 | 0 | 0 | 0 | 0
1985 | 11 | 2 | 0.03 | 0.03 | 0 | 0 | 0.03 | 0 | 0 | 0 | 0 | 0 | 0 | 0 | 0
1985 | 11 | 3 | 0.03 | 0.03 | 0 | 0 | 0.03 | 0 | 0 | 0 | 0 | 0 | 0 | 0 | 0
1985 | 11 | 4 | 0.97 | 0.97 | 0.92 | 0 | 0.97 | 0.92 | 0 | 0 | 0 | 0 | 0 | 0 | 0
1985 | 11 | 5 | 0.01 | 0.01 | 0 | 0 | 0.01 | 0 | 0 | 0 | 0 | 0 | 0 | 0 | 0
1985 | 11 | 6 | 0.01 | 0.01 | 0 | 0 | 0.01 | 0 | 0 | 0 | 0 | 0 | 0 | 0 | 0
1985 | 11 | 7 | 0 | 0 | 0 | 0 | 0 | 0 | 0 | 0 | 0 | 0 | 0 | 0 | 0
1985 | 11 | 8 | 0 | 0 | 0 | 0 | 0 | 0 | 0 | 0 | 0 | 0 | 0 | 0 | 0
1985 | 11 | 9 | 0 | 0 | 0 | 0 | 0 | 0 | 0 | 0 | 0 | 0 | 0 | 0 | 0
1985 | 11 | 10 | 0 | 0 | 0 | 0 | 0 | 0 | 0 | 0 | 0 | 0 | 0 | 0 | 0
1985 | 11 | 11 | 0 | 0 | 0 | 0 | 0 | 0 | 0 | 0 | 0 | 0 | 0 | 0 | 0
1985 | 11 | 12 | 0 | 0 | 0 | 0 | 0 | 0 | 0 | 0 | 0 | 0 | 0 | 0 | 0
1985 | 11 | 13 | 0 | 0 | 0 | 0 | 0 | 0 | 0 | 0 | 0 | 0 | 0 | 0 | 0
1985 | 11 | 14 | 0 | 0 | 0 | 0 | 0 | 0 | 0 | 0 | 0 | 0 | 0 | 0 | 0
1985 | 11 | 15 | 0 | 0 | 0 | 0 | 0 | 0 | 0 | 0 | 0 | 0 | 0 | 0 | 0
1985 | 11 | 16 | 0.35 | 0.35 | 0.3 | 0 | 0.35 | 0.3 | 0 | 0 | 0 | 0 | 0 | 0 | 0
1985 | 11 | 17 | 0 | 0 | 0 | 0 | 0 | 0 | 0 | 0 | 0 | 0 | 0 | 0 | 0
1985 | 11 | 18 | 0 | 0 | 0 | 0 | 0 | 0 | 0 | 0 | 0 | 0 | 0 | 0 | 0
1985 | 11 | 19 | 0 | 0 | 0 | 0 | 0 | 0 | 0 | 0 | 0 | 0 | 0 | 0 | 0
1985 | 11 | 20 | 0 | 0 | 0 | 0 | 0 | 0 | 0 | 0 | 0 | 0 | 0 | 0 | 0
1985 | 11 | 21 | 0 | 0 | 0 | 0 | 0 | 0 | 0 | 0 | 0 | 0 | 0 | 0 | 0
1985 | 11 | 22 | 1.23 | 1 | 0.95 | 0 | 1 | 0.95 | 0 | 0 | 0 | 0 | 0 | 0 | 0
1985 | 11 | 23 | 0 | 0 | 0 | 0 | 0 | 0 | 0 | 0 | 0 | 0 | 0 | 0 | 0
1985 | 11 | 24 | 0 | 0 | 0 | 0 | 0 | 0 | 0 | 0 | 0 | 0 | 0 | 0 | 0
1985 | 11 | 25 | 0 | 0 | 0 | 0 | 0 | 0 | 0 | 0 | 0 | 0 | 0 | 0 | 0
1985 | 11 | 26 | 0.01 | 0.01 | 0 | 0 | 0.01 | 0 | 0 | 0 | 0 | 0 | 0 | 0 | 0
1985 | 11 | 27 | 0.06 | 0.06 | 0.01 | 0 | 0.06 | 0.01 | 0 | 0 | 0 | 0 | 0 | 0 | 0
1985 | 11 | 28 | 0.67 | 0.67 | 0.62 | 0 | 0.67 | 0.62 | 0 | 0 | 0 | 0 | 0 | 0 | 0
1985 | 11 | 29 | 0.02 | 0.02 | 0 | 0 | 0.02 | 0 | 0 | 0 | 0 | 0 | 0 | 0 | 0
1985 | 11 | 30 | 1.02 | 1 | 0.95 | 0 | 1 | 0.95 | 0 | 0 | 0 | 0 | 0 | 0 | 0
1985 | 12 | 1 | 0.03 | 0.03 | 0 | 0 | 0.03 | 0 | 0 | 0 | 0 | 0 | 0 | 0 | 0
1985 | 12 | 2 | 0 | 0 | 0 | 0 | 0 | 0 | 0 | 0 | 0 | 0 | 0 | 0 | 0
1985 | 12 | 3 | 0 | 0 | 0 | 0 | 0 | 0 | 0 | 0 | 0 | 0 | 0 | 0 | 0
1985 | 12 | 4 | 0 | 0 | 0 | 0 | 0 | 0 | 0 | 0 | 0 | 0 | 0 | 0 | 0
1985 | 12 | 5 | 0 | 0 | 0 | 0 | 0 | 0 | 0 | 0 | 0 | 0 | 0 | 0 | 0
1985 | 12 | 6 | 0 | 0 | 0 | 0 | 0 | 0 | 0 | 0 | 0 | 0 | 0 | 0 | 0
1985 | 12 | 7 | 0 | 0 | 0 | 0 | 0 | 0 | 0 | 0 | 0 | 0 | 0 | 0 | 0
1985 | 12 | 8 | 0 | 0 | 0 | 0 | 0 | 0 | 0 | 0 | 0 | 0 | 0 | 0 | 0
1985 | 12 | 9 | 0 | 0 | 0 | 0 | 0 | 0 | 0 | 0 | 0 | 0 | 0 | 0 | 0
1985 | 12 | 10 | 0 | 0 | 0 | 0 | 0 | 0 | 0 | 0 | 0 | 0 | 0 | 0 | 0
1985 | 12 | 11 | 0.03 | 0.03 | 0 | 0 | 0.03 | 0 | 0 | 0 | 0 | 0 | 0 | 0 | 0
1985 | 12 | 12 | 0 | 0 | 0 | 0 | 0 | 0 | 0 | 0 | 0 | 0 | 0 | 0 | 0
1985 | 12 | 13 | 0.44 | 0.44 | 0.39 | 0 | 0.44 | 0.39 | 0 | 0 | 0 | 0 | 0 | 0 | 0
1985 | 12 | 14 | 0 | 0 | 0 | 0 | 0 | 0 | 0 | 0 | 0 | 0 | 0 | 0 | 0
1985 | 12 | 15 | 0 | 0 | 0 | 0 | 0 | 0 | 0 | 0 | 0 | 0 | 0 | 0 | 0
1985 | 12 | 16 | 0 | 0 | 0 | 0 | 0 | 0 | 0 | 0 | 0 | 0 | 0 | 0 | 0
1985 | 12 | 17 | 0 | 0 | 0 | 0 | 0 | 0 | 0 | 0 | 0 | 0 | 0 | 0 | 0
1985 | 12 | 18 | 0 | 0 | 0 | 0 | 0 | 0 | 0 | 0 | 0 | 0 | 0 | 0 | 0
1985 | 12 | 19 | 0 | 0 | 0 | 0 | 0 | 0 | 0 | 0 | 0 | 0 | 0 | 0 | 0
1985 | 12 | 20 | 0.06 | 0.06 | 0.01 | 0 | 0.06 | 0.01 | 0 | 0 | 0 | 0 | 0 | 0 | 0
1985 | 12 | 21 | 0 | 0 | 0 | 0 | 0 | 0 | 0 | 0 | 0 | 0 | 0 | 0 | 0
1985 | 12 | 22 | 0 | 0 | 0 | 0 | 0 | 0 | 0 | 0 | 0 | 0 | 0 | 0 | 0
1985 | 12 | 23 | 0 | 0 | 0 | 0 | 0 | 0 | 0 | 0 | 0 | 0 | 0 | 0 | 0
1985 | 12 | 24 | 0.08 | 0.08 | 0.03 | 0 | 0.08 | 0.03 | 0 | 0 | 0 | 0 | 0 | 0 | 0
1985 | 12 | 25 | 0.02 | 0.02 | 0 | 0 | 0.02 | 0 | 0 | 0 | 0 | 0 | 0 | 0 | 0
1985 | 12 | 26 | 0 | 0 | 0 | 0 | 0 | 0 | 0 | 0 | 0 | 0 | 0 | 0 | 0
1985 | 12 | 27 | 0 | 0 | 0 | 0 | 0 | 0 | 0 | 0 | 0 | 0 | 0 | 0 | 0
1985 | 12 | 28 | 0 | 0 | 0 | 0 | 0 | 0 | 0 | 0 | 0 | 0 | 0 | 0 | 0
1985 | 12 | 29 | 0 | 0 | 0 | 0 | 0 | 0 | 0 | 0 | 0 | 0 | 0 | 0 | 0
1985 | 12 | 30 | 0 | 0 | 0 | 0 | 0 | 0 | 0 | 0 | 0 | 0 | 0 | 0 | 0
1985 | 12 | 31 | 0.02 | 0.02 | 0 | 0 | 0.02 | 0 | 0 | 0 | 0 | 0 | 0 | 0 | 0
1986 | 1 | 1 | 0 | 0 | 0 | 0 | 0 | 0 | 0 | 0 | 0 | 0 | 0 | 0 | 0
1986 | 1 | 2 | 0 | 0 | 0 | 0 | 0 | 0 | 0 | 0 | 0 | 0 | 0 | 0 | 0
1986 | 1 | 3 | 0.02 | 0.02 | 0 | 0 | 0.02 | 0 | 0 | 0 | 0 | 0 | 0 | 0 | 0
1986 | 1 | 4 | 0 | 0 | 0 | 0 | 0 | 0 | 0 | 0 | 0 | 0 | 0 | 0 | 0
1986 | 1 | 5 | 0 | 0 | 0 | 0 | 0 | 0 | 0 | 0 | 0 | 0 | 0 | 0 | 0
1986 | 1 | 6 | 0 | 0 | 0 | 0 | 0 | 0 | 0 | 0 | 0 | 0 | 0 | 0 | 0
1986 | 1 | 7 | 0 | 0 | 0 | 0 | 0 | 0 | 0 | 0 | 0 | 0 | 0 | 0 | 0
1986 | 1 | 8 | 0 | 0 | 0 | 0 | 0 | 0 | 0 | 0 | 0 | 0 | 0 | 0 | 0
1986 | 1 | 9 | 0 | 0 | 0 | 0 | 0 | 0 | 0 | 0 | 0 | 0 | 0 | 0 | 0
1986 | 1 | 10 | 0 | 0 | 0 | 0 | 0 | 0 | 0 | 0 | 0 | 0 | 0 | 0 | 0
1986 | 1 | 11 | 0 | 0 | 0 | 0 | 0 | 0 | 0 | 0 | 0 | 0 | 0 | 0 | 0
1986 | 1 | 12 | 0 | 0 | 0 | 0 | 0 | 0 | 0 | 0 | 0 | 0 | 0 | 0 | 0
1986 | 1 | 13 | 0 | 0 | 0 | 0 | 0 | 0 | 0 | 0 | 0 | 0 | 0 | 0 | 0
1986 | 1 | 14 | 0.04 | 0.04 | 0 | 0 | 0.04 | 0 | 0 | 0 | 0 | 0 | 0 | 0 | 0
1986 | 1 | 15 | 0 | 0 | 0 | 0 | 0 | 0 | 0 | 0 | 0 | 0 | 0 | 0 | 0
1986 | 1 | 16 | 0 | 0 | 0 | 0 | 0 | 0 | 0 | 0 | 0 | 0 | 0 | 0 | 0
1986 | 1 | 17 | 0 | 0 | 0 | 0 | 0 | 0 | 0 | 0 | 0 | 0 | 0 | 0 | 0
1986 | 1 | 18 | 0 | 0 | 0 | 0 | 0 | 0 | 0 | 0 | 0 | 0 | 0 | 0 | 0
1986 | 1 | 19 | 0.7 | 0.7 | 0.65 | 0 | 0.7 | 0.65 | 0 | 0 | 0 | 0 | 0 | 0 | 0
1986 | 1 | 20 | 0.03 | 0.03 | 0 | 0 | 0.03 | 0 | 0 | 0 | 0 | 0 | 0 | 0 | 0
1986 | 1 | 21 | 0 | 0 | 0 | 0 | 0 | 0 | 0 | 0 | 0 | 0 | 0 | 0 | 0
1986 | 1 | 22 | 0 | 0 | 0 | 0 | 0 | 0 | 0 | 0 | 0 | 0 | 0 | 0 | 0
1986 | 1 | 23 | 0 | 0 | 0 | 0 | 0 | 0 | 0 | 0 | 0 | 0 | 0 | 0 | 0
1986 | 1 | 24 | 0 | 0 | 0 | 0 | 0 | 0 | 0 | 0 | 0 | 0 | 0 | 0 | 0
1986 | 1 | 25 | 0.78 | 0.78 | 0.73 | 0 | 0.78 | 0.73 | 0 | 0 | 0 | 0 | 0 | 0 | 0
1986 | 1 | 26 | 0.67 | 0.67 | 0.62 | 0 | 0.67 | 0.62 | 0 | 0 | 0 | 0 | 0 | 0 | 0
1986 | 1 | 27 | 0.04 | 0.04 | 0 | 0 | 0.04 | 0 | 0 | 0 | 0 | 0 | 0 | 0 | 0
1986 | 1 | 28 | 0 | 0 | 0 | 0 | 0 | 0 | 0 | 0 | 0 | 0 | 0 | 0 | 0
1986 | 1 | 29 | 0.1 | 0.1 | 0.05 | 0 | 0.1 | 0.05 | 0 | 0 | 0 | 0 | 0 | 0 | 0
1986 | 1 | 30 | 0 | 0 | 0 | 0 | 0 | 0 | 0 | 0 | 0 | 0 | 0 | 0 | 0
1986 | 1 | 31 | 0 | 0 | 0 | 0 | 0 | 0 | 0 | 0 | 0 | 0 | 0 | 0 | 0
1986 | 2 | 1 | 0 | 0 | 0 | 0 | 0 | 0 | 0 | 0 | 0 | 0 | 0 | 0 | 0
1986 | 2 | 2 | 0.01 | 0.01 | 0 | 0 | 0.01 | 0 | 0 | 0 | 0 | 0 | 0 | 0 | 0
1986 | 2 | 3 | 0.15 | 0.15 | 0.1 | 0 | 0.15 | 0.1 | 0 | 0 | 0 | 0 | 0 | 0 | 0
1986 | 2 | 4 | 0.57 | 0.57 | 0.52 | 0 | 0.57 | 0.52 | 0 | 0 | 0 | 0 | 0 | 0 | 0
1986 | 2 | 5 | 0.03 | 0.03 | 0 | 0 | 0.03 | 0 | 0 | 0 | 0 | 0 | 0 | 0 | 0
1986 | 2 | 6 | 0.14 | 0.14 | 0.09 | 0 | 0.14 | 0.09 | 0 | 0 | 0 | 0 | 0 | 0 | 0
1986 | 2 | 7 | 0.21 | 0.21 | 0.16 | 0 | 0.21 | 0.16 | 0 | 0 | 0 | 0 | 0 | 0 | 0
1986 | 2 | 8 | 0 | 0 | 0 | 0 | 0 | 0 | 0 | 0 | 0 | 0 | 0 | 0 | 0
1986 | 2 | 9 | 0 | 0 | 0 | 0 | 0 | 0 | 0 | 0 | 0 | 0 | 0 | 0 | 0
1986 | 2 | 10 | 0.09 | 0.09 | 0.04 | 0 | 0.09 | 0.04 | 0 | 0 | 0 | 0 | 0 | 0 | 0
1986 | 2 | 11 | 0.36 | 0.36 | 0.31 | 0 | 0.36 | 0.31 | 0 | 0 | 0 | 0 | 0 | 0 | 0
1986 | 2 | 12 | 0 | 0 | 0 | 0 | 0 | 0 | 0 | 0 | 0 | 0 | 0 | 0 | 0
1986 | 2 | 13 | 0 | 0 | 0 | 0 | 0 | 0 | 0 | 0 | 0 | 0 | 0 | 0 | 0
1986 | 2 | 14 | 0.15 | 0.15 | 0.1 | 0 | 0.15 | 0.1 | 0 | 0 | 0 | 0 | 0 | 0 | 0
1986 | 2 | 15 | 0 | 0 | 0 | 0 | 0 | 0 | 0 | 0 | 0 | 0 | 0 | 0 | 0
1986 | 2 | 16 | 0 | 0 | 0 | 0 | 0 | 0 | 0 | 0 | 0 | 0 | 0 | 0 | 0
1986 | 2 | 17 | 0.04 | 0.04 | 0 | 0 | 0.04 | 0 | 0 | 0 | 0 | 0 | 0 | 0 | 0
1986 | 2 | 18 | 0.51 | 0.51 | 0.46 | 0 | 0.51 | 0.46 | 0 | 0 | 0 | 0 | 0 | 0 | 0
1986 | 2 | 19 | 0.15 | 0.15 | 0.1 | 0 | 0.15 | 0.1 | 0 | 0 | 0 | 0 | 0 | 0 | 0
1986 | 2 | 20 | 0.02 | 0.02 | 0 | 0 | 0.02 | 0 | 0 | 0 | 0 | 0 | 0 | 0 | 0
1986 | 2 | 21 | 0.03 | 0.03 | 0 | 0 | 0.03 | 0 | 0 | 0 | 0 | 0 | 0 | 0 | 0
1986 | 2 | 22 | 0.43 | 0.43 | 0.38 | 0 | 0.43 | 0.38 | 0 | 0 | 0 | 0 | 0 | 0 | 0
1986 | 2 | 23 | 0 | 0 | 0 | 0 | 0 | 0 | 0 | 0 | 0 | 0 | 0 | 0 | 0
1986 | 2 | 24 | 0.44 | 0.44 | 0.39 | 0 | 0.44 | 0.39 | 0 | 0 | 0 | 0 | 0 | 0 | 0
1986 | 2 | 25 | 0 | 0 | 0 | 0 | 0 | 0 | 0 | 0 | 0 | 0 | 0 | 0 | 0
1986 | 2 | 26 | 0.08 | 0.08 | 0.03 | 0 | 0.08 | 0.03 | 0 | 0 | 0 | 0 | 0 | 0 | 0
1986 | 2 | 27 | 0.08 | 0.08 | 0.03 | 0 | 0.08 | 0.03 | 0 | 0 | 0 | 0 | 0 | 0 | 0
1986 | 2 | 28 | 0 | 0 | 0 | 0 | 0 | 0 | 0 | 0 | 0 | 0 | 0 | 0 | 0
1986 | 3 | 1 | 0 | 0 | 0 | 0 | 0 | 0 | 0 | 0 | 0 | 0 | 0 | 0 | 0
1986 | 3 | 2 | 0 | 0 | 0 | 0 | 0 | 0 | 0 | 0 | 0 | 0 | 0 | 0 | 0
1986 | 3 | 3 | 0.01 | 0.01 | 0 | 0 | 0.01 | 0 | 0 | 0 | 0 | 0 | 0 | 0 | 0
1986 | 3 | 4 | 0 | 0 | 0 | 0 | 0 | 0 | 0 | 0 | 0 | 0 | 0 | 0 | 0
1986 | 3 | 5 | 0 | 0 | 0 | 0 | 0 | 0 | 0 | 0 | 0 | 0 | 0 | 0 | 0
1986 | 3 | 6 | 0 | 0 | 0 | 0 | 0 | 0 | 0 | 0 | 0 | 0 | 0 | 0 | 0
1986 | 3 | 7 | 0 | 0 | 0 | 0 | 0 | 0 | 0 | 0 | 0 | 0 | 0 | 0 | 0
1986 | 3 | 8 | 0 | 0 | 0 | 0 | 0 | 0 | 0 | 0 | 0 | 0 | 0 | 0 | 0
1986 | 3 | 9 | 0 | 0 | 0 | 0 | 0 | 0 | 0 | 0 | 0 | 0 | 0 | 0 | 0
1986 | 3 | 10 | 0 | 0 | 0 | 0 | 0 | 0 | 0 | 0 | 0 | 0 | 0 | 0 | 0
1986 | 3 | 11 | 0 | 0 | 0 | 0 | 0 | 0 | 0 | 0 | 0 | 0 | 0 | 0 | 0
1986 | 3 | 12 | 0 | 0 | 0 | 0 | 0 | 0 | 0 | 0 | 0 | 0 | 0 | 0 | 0
1986 | 3 | 13 | 0.17 | 0.17 | 0.12 | 0 | 0.17 | 0.12 | 0 | 0 | 0 | 0 | 0 | 0 | 0
1986 | 3 | 14 | 0.41 | 0.41 | 0.36 | 0 | 0.41 | 0.36 | 0 | 0 | 0 | 0 | 0 | 0 | 0
1986 | 3 | 15 | 0.15 | 0.15 | 0.1 | 0 | 0.15 | 0.1 | 0 | 0 | 0 | 0 | 0 | 0 | 0
1986 | 3 | 16 | 0 | 0 | 0 | 0 | 0 | 0 | 0 | 0 | 0 | 0 | 0 | 0 | 0
1986 | 3 | 17 | 0 | 0 | 0 | 0 | 0 | 0 | 0 | 0 | 0 | 0 | 0 | 0 | 0
1986 | 3 | 18 | 0 | 0 | 0 | 0 | 0 | 0 | 0 | 0 | 0 | 0 | 0 | 0 | 0
1986 | 3 | 19 | 0 | 0 | 0 | 0 | 0 | 0 | 0 | 0 | 0 | 0 | 0 | 0 | 0
1986 | 3 | 20 | 0 | 0 | 0 | 0 | 0 | 0 | 0 | 0 | 0 | 0 | 0 | 0 | 0
1986 | 3 | 21 | 0 | 0 | 0 | 0 | 0 | 0 | 0 | 0 | 0 | 0 | 0 | 0 | 0
1986 | 3 | 22 | 0 | 0 | 0 | 0 | 0 | 0 | 0 | 0 | 0 | 0 | 0 | 0 | 0
1986 | 3 | 23 | 0 | 0 | 0 | 0 | 0 | 0 | 0 | 0 | 0 | 0 | 0 | 0 | 0
1986 | 3 | 24 | 0 | 0 | 0 | 0 | 0 | 0 | 0 | 0 | 0 | 0 | 0 | 0 | 0
1986 | 3 | 25 | 0 | 0 | 0 | 0 | 0 | 0 | 0 | 0 | 0 | 0 | 0 | 0 | 0
1986 | 3 | 26 | 0 | 0 | 0 | 0 | 0 | 0 | 0 | 0 | 0 | 0 | 0 | 0 | 0
1986 | 3 | 27 | 0 | 0 | 0 | 0 | 0 | 0 | 0 | 0 | 0 | 0 | 0 | 0 | 0
1986 | 3 | 28 | 0 | 0 | 0 | 0 | 0 | 0 | 0 | 0 | 0 | 0 | 0 | 0 | 0
1986 | 3 | 29 | 0 | 0 | 0 | 0 | 0 | 0 | 0 | 0 | 0 | 0 | 0 | 0 | 0
1986 | 3 | 30 | 0 | 0 | 0 | 0 | 0 | 0 | 0 | 0 | 0 | 0 | 0 | 0 | 0
1986 | 3 | 31 | 0 | 0 | 0 | 0 | 0 | 0 | 0 | 0 | 0 | 0 | 0 | 0 | 0
1986 | 4 | 1 | 0 | 0 | 0 | 0 | 0 | 0 | 0 | 0 | 0 | 0 | 0 | 0 | 0
1986 | 4 | 2 | 0 | 0 | 0 | 0 | 0 | 0 | 0 | 0 | 0 | 0 | 0 | 0 | 0
1986 | 4 | 3 | 0 | 0 | 0 | 0 | 0 | 0 | 0 | 0 | 0 | 0 | 0 | 0 | 0
1986 | 4 | 4 | 0 | 0 | 0 | 0 | 0 | 0 | 0 | 0 | 0 | 0 | 0 | 0 | 0
1986 | 4 | 5 | 0.13 | 0.13 | 0.08 | 0 | 0.13 | 0.08 | 0 | 0 | 0 | 0 | 0 | 0 | 0
1986 | 4 | 6 | 0.36 | 0.36 | 0.31 | 0 | 0.36 | 0.31 | 0 | 0 | 0 | 0 | 0 | 0 | 0
1986 | 4 | 7 | 0.01 | 0.01 | 0 | 0 | 0.01 | 0 | 0 | 0 | 0 | 0 | 0 | 0 | 0
1986 | 4 | 8 | 0 | 0 | 0 | 0 | 0 | 0 | 0 | 0 | 0 | 0 | 0 | 0 | 0
1986 | 4 | 9 | 0 | 0 | 0 | 0 | 0 | 0 | 0 | 0 | 0 | 0 | 0 | 0 | 0
1986 | 4 | 10 | 0 | 0 | 0 | 0 | 0 | 0 | 0 | 0 | 0 | 0 | 0 | 0 | 0
1986 | 4 | 11 | 0.07 | 0.07 | 0.02 | 0 | 0.07 | 0.02 | 0 | 0 | 0 | 0 | 0 | 0 | 0
1986 | 4 | 12 | 0 | 0 | 0 | 0 | 0 | 0 | 0 | 0 | 0 | 0 | 0 | 0 | 0
1986 | 4 | 13 | 0 | 0 | 0 | 0 | 0 | 0 | 0 | 0 | 0 | 0 | 0 | 0 | 0
1986 | 4 | 14 | 0 | 0 | 0 | 0 | 0 | 0 | 0 | 0 | 0 | 0 | 0 | 0 | 0
1986 | 4 | 15 | 0.79 | 0.79 | 0.74 | 0 | 0.79 | 0.74 | 0 | 0 | 0 | 0 | 0 | 0 | 0
1986 | 4 | 16 | 0.07 | 0.07 | 0.02 | 0 | 0.07 | 0.02 | 0 | 0 | 0 | 0 | 0 | 0 | 0
1986 | 4 | 17 | 0.22 | 0.22 | 0.17 | 0 | 0.22 | 0.17 | 0 | 0 | 0 | 0 | 0 | 0 | 0
1986 | 4 | 18 | 0 | 0 | 0 | 0 | 0 | 0 | 0 | 0 | 0 | 0 | 0 | 0 | 0
1986 | 4 | 19 | 0 | 0 | 0 | 0 | 0 | 0 | 0 | 0 | 0 | 0 | 0 | 0 | 0
1986 | 4 | 20 | 0 | 0 | 0 | 0 | 0 | 0 | 0 | 0 | 0 | 0 | 0 | 0 | 0
1986 | 4 | 21 | 0.21 | 0.21 | 0.16 | 0 | 0.21 | 0.16 | 0 | 0 | 0 | 0 | 0 | 0 | 0
1986 | 4 | 22 | 0.1 | 0.1 | 0.05 | 0 | 0.1 | 0.05 | 0 | 0 | 0 | 0 | 0 | 0 | 0
1986 | 4 | 23 | 0 | 0 | 0 | 0 | 0 | 0 | 0 | 0 | 0 | 0 | 0 | 0 | 0
1986 | 4 | 24 | 0 | 0 | 0 | 0 | 0 | 0 | 0 | 0 | 0 | 0 | 0 | 0 | 0
1986 | 4 | 25 | 0.02 | 0.02 | 0 | 0 | 0.02 | 0 | 0 | 0 | 0 | 0 | 0 | 0 | 0
1986 | 4 | 26 | 0 | 0 | 0 | 0 | 0 | 0 | 0 | 0 | 0 | 0 | 0 | 0 | 0
1986 | 4 | 27 | 0 | 0 | 0 | 0 | 0 | 0 | 0 | 0 | 0 | 0 | 0 | 0 | 0
1986 | 4 | 28 | 0 | 0 | 0 | 0 | 0 | 0 | 0 | 0 | 0 | 0 | 0 | 0 | 0
1986 | 4 | 29 | 0 | 0 | 0 | 0 | 0 | 0 | 0 | 0 | 0 | 0 | 0 | 0 | 0
1986 | 4 | 30 | 0 | 0 | 0 | 0 | 0 | 0 | 0 | 0 | 0 | 0 | 0 | 0 | 0
1986 | 5 | 1 | 0 | 0 | 0 | 0 | 0 | 0 | 0 | 0 | 0 | 0 | 0 | 0 | 0
1986 | 5 | 2 | 0 | 0 | 0 | 0 | 0 | 0 | 0 | 0 | 0 | 0 | 0 | 0 | 0
1986 | 5 | 3 | 0 | 0 | 0 | 0 | 0 | 0 | 0 | 0 | 0 | 0 | 0 | 0 | 0
1986 | 5 | 4 | 0 | 0 | 0 | 0 | 0 | 0 | 0 | 0 | 0 | 0 | 0 | 0 | 0
1986 | 5 | 5 | 0 | 0 | 0 | 0 | 0 | 0 | 0 | 0 | 0 | 0 | 0 | 0 | 0
1986 | 5 | 6 | 0 | 0 | 0 | 0 | 0 | 0 | 0 | 0 | 0 | 0 | 0 | 0 | 0
1986 | 5 | 7 | 0 | 0 | 0 | 0 | 0 | 0 | 0 | 0 | 0 | 0 | 0 | 0 | 0
1986 | 5 | 8 | 0 | 0 | 0 | 0 | 0 | 0 | 0 | 0 | 0 | 0 | 0 | 0 | 0
1986 | 5 | 9 | 0 | 0 | 0 | 0 | 0 | 0 | 0 | 0 | 0 | 0 | 0 | 0 | 0
1986 | 5 | 10 | 0 | 0 | 0 | 0 | 0 | 0 | 0 | 0 | 0 | 0 | 0 | 0 | 0
1986 | 5 | 11 | 0 | 0 | 0 | 0 | 0 | 0 | 0 | 0 | 0 | 0 | 0 | 0 | 0
1986 | 5 | 12 | 0 | 0 | 0 | 0 | 0 | 0 | 0 | 0 | 0 | 0 | 0 | 0 | 0
1986 | 5 | 13 | 0.04 | 0.04 | 0 | 0 | 0.04 | 0 | 0 | 0 | 0 | 0 | 0 | 0 | 0
1986 | 5 | 14 | 0.14 | 0.14 | 0.09 | 0 | 0.14 | 0.09 | 0 | 0 | 0 | 0 | 0 | 0 | 0
1986 | 5 | 15 | 0 | 0 | 0 | 0 | 0 | 0 | 0 | 0 | 0 | 0 | 0 | 0 | 0
1986 | 5 | 16 | 0 | 0 | 0 | 0 | 0 | 0 | 0 | 0 | 0 | 0 | 0 | 0 | 0
1986 | 5 | 17 | 0 | 0 | 0 | 0 | 0 | 0 | 0 | 0 | 0 | 0 | 0 | 0 | 0
1986 | 5 | 18 | 0 | 0 | 0 | 0 | 0 | 0 | 0 | 0 | 0 | 0 | 0 | 0 | 0
1986 | 5 | 19 | 0 | 0 | 0 | 0 | 0 | 0 | 0 | 0 | 0 | 0 | 0 | 0 | 0
1986 | 5 | 20 | 0.51 | 0.51 | 0.46 | 0 | 0.51 | 0.46 | 0 | 0 | 0 | 0 | 0 | 0 | 0
1986 | 5 | 21 | 0.06 | 0.06 | 0.01 | 0 | 0.06 | 0.01 | 0 | 0 | 0 | 0 | 0 | 0 | 0
1986 | 5 | 22 | 0 | 0 | 0 | 0 | 0 | 0 | 0 | 0 | 0 | 0 | 0 | 0 | 0
1986 | 5 | 23 | 0 | 0 | 0 | 0 | 0 | 0 | 0 | 0 | 0 | 0 | 0 | 0 | 0
1986 | 5 | 24 | 0 | 0 | 0 | 0 | 0 | 0 | 0 | 0 | 0 | 0 | 0 | 0 | 0
1986 | 5 | 25 | 0 | 0 | 0 | 0 | 0 | 0 | 0 | 0 | 0 | 0 | 0 | 0 | 0
1986 | 5 | 26 | 0 | 0 | 0 | 0 | 0 | 0 | 0 | 0 | 0 | 0 | 0 | 0 | 0
1986 | 5 | 27 | 0 | 0 | 0 | 0 | 0 | 0 | 0 | 0 | 0 | 0 | 0 | 0 | 0
1986 | 5 | 28 | 0 | 0 | 0 | 0 | 0 | 0 | 0 | 0 | 0 | 0 | 0 | 0 | 0
1986 | 5 | 29 | 0 | 0 | 0 | 0 | 0 | 0 | 0 | 0 | 0 | 0 | 0 | 0 | 0
1986 | 5 | 30 | 0 | 0 | 0 | 0 | 0 | 0 | 0 | 0 | 0 | 0 | 0 | 0 | 0
1986 | 5 | 31 | 0 | 0 | 0 | 0 | 0 | 0 | 0 | 0 | 0 | 0 | 0 | 0 | 0
1986 | 6 | 1 | 0 | 0 | 0 | 0 | 0 | 0 | 0 | 0 | 0 | 0 | 0 | 0 | 0
1986 | 6 | 2 | 0 | 0 | 0 | 0 | 0 | 0 | 0 | 0 | 0 | 0 | 0 | 0 | 0
1986 | 6 | 3 | 0 | 0 | 0 | 0 | 0 | 0 | 0 | 0 | 0 | 0 | 0 | 0 | 0
1986 | 6 | 4 | 0 | 0 | 0 | 0 | 0 | 0 | 0 | 0 | 0 | 0 | 0 | 0 | 0
1986 | 6 | 5 | 0 | 0 | 0 | 0 | 0 | 0 | 0 | 0 | 0 | 0 | 0 | 0 | 0
1986 | 6 | 6 | 0 | 0 | 0 | 0 | 0 | 0 | 0 | 0 | 0 | 0 | 0 | 0 | 0
1986 | 6 | 7 | 0 | 0 | 0 | 0 | 0 | 0 | 0 | 0 | 0 | 0 | 0 | 0 | 0
1986 | 6 | 8 | 0.06 | 0.06 | 0.01 | 0 | 0.06 | 0.01 | 0 | 0 | 0 | 0 | 0 | 0 | 0
1986 | 6 | 9 | 0 | 0 | 0 | 0 | 0 | 0 | 0 | 0 | 0 | 0 | 0 | 0 | 0
1986 | 6 | 10 | 0 | 0 | 0 | 0 | 0 | 0 | 0 | 0 | 0 | 0 | 0 | 0 | 0
1986 | 6 | 11 | 0 | 0 | 0 | 0 | 0 | 0 | 0 | 0 | 0 | 0 | 0 | 0 | 0
1986 | 6 | 12 | 0.4 | 0.4 | 0.35 | 0 | 0.4 | 0.35 | 0 | 0 | 0 | 0 | 0 | 0 | 0
1986 | 6 | 13 | 0 | 0 | 0 | 0 | 0 | 0 | 0 | 0 | 0 | 0 | 0 | 0 | 0
1986 | 6 | 14 | 0 | 0 | 0 | 0 | 0 | 0 | 0 | 0 | 0 | 0 | 0 | 0 | 0
1986 | 6 | 15 | 0 | 0 | 0 | 0 | 0 | 0 | 0 | 0 | 0 | 0 | 0 | 0 | 0
1986 | 6 | 16 | 0.05 | 0.05 | 0 | 0 | 0.05 | 0 | 0 | 0 | 0 | 0 | 0 | 0 | 0
1986 | 6 | 17 | 0.04 | 0.04 | 0 | 0 | 0.04 | 0 | 0 | 0 | 0 | 0 | 0 | 0 | 0
1986 | 6 | 18 | 0 | 0 | 0 | 0 | 0 | 0 | 0 | 0 | 0 | 0 | 0 | 0 | 0
1986 | 6 | 19 | 0 | 0 | 0 | 0 | 0 | 0 | 0 | 0 | 0 | 0 | 0 | 0 | 0
1986 | 6 | 20 | 0.29 | 0.29 | 0.24 | 0 | 0.29 | 0.24 | 0 | 0 | 0 | 0 | 0 | 0 | 0
1986 | 6 | 21 | 0 | 0 | 0 | 0 | 0 | 0 | 0 | 0 | 0 | 0 | 0 | 0 | 0
1986 | 6 | 22 | 0 | 0 | 0 | 0 | 0 | 0 | 0 | 0 | 0 | 0 | 0 | 0 | 0
1986 | 6 | 23 | 0 | 0 | 0 | 0 | 0 | 0 | 0 | 0 | 0 | 0 | 0 | 0 | 0
1986 | 6 | 24 | 0.33 | 0.33 | 0.28 | 0 | 0.33 | 0.28 | 0 | 0 | 0 | 0 | 0 | 0 | 0
1986 | 6 | 25 | 0 | 0 | 0 | 0 | 0 | 0 | 0 | 0 | 0 | 0 | 0 | 0 | 0
1986 | 6 | 26 | 0 | 0 | 0 | 0 | 0 | 0 | 0 | 0 | 0 | 0 | 0 | 0 | 0
1986 | 6 | 27 | 0.05 | 0.05 | 0 | 0 | 0.05 | 0 | 0 | 0 | 0 | 0 | 0 | 0 | 0
1986 | 6 | 28 | 0.06 | 0.06 | 0.01 | 0 | 0.06 | 0.01 | 0 | 0 | 0 | 0 | 0 | 0 | 0
1986 | 6 | 29 | 0.01 | 0.01 | 0 | 0 | 0.01 | 0 | 0 | 0 | 0 | 0 | 0 | 0 | 0
1986 | 6 | 30 | 0 | 0 | 0 | 0 | 0 | 0 | 0 | 0 | 0 | 0 | 0 | 0 | 0
1986 | 7 | 1 | 0.09 | 0.09 | 0.04 | 0 | 0.09 | 0.04 | 0 | 0 | 0 | 0 | 0 | 0 | 0
1986 | 7 | 2 | 0.89 | 0.89 | 0.84 | 0 | 0.89 | 0.84 | 0 | 0 | 0 | 0 | 0 | 0 | 0
1986 | 7 | 3 | 0 | 0 | 0 | 0 | 0 | 0 | 0 | 0 | 0 | 0 | 0 | 0 | 0
1986 | 7 | 4 | 0 | 0 | 0 | 0 | 0 | 0 | 0 | 0 | 0 | 0 | 0 | 0 | 0
1986 | 7 | 5 | 0 | 0 | 0 | 0 | 0 | 0 | 0 | 0 | 0 | 0 | 0 | 0 | 0
1986 | 7 | 6 | 0 | 0 | 0 | 0 | 0 | 0 | 0 | 0 | 0 | 0 | 0 | 0 | 0
1986 | 7 | 7 | 0 | 0 | 0 | 0 | 0 | 0 | 0 | 0 | 0 | 0 | 0 | 0 | 0
1986 | 7 | 8 | 0.33 | 0.33 | 0.28 | 0 | 0.33 | 0.28 | 0 | 0 | 0 | 0 | 0 | 0 | 0
1986 | 7 | 9 | 0.08 | 0.08 | 0.03 | 0 | 0.08 | 0.03 | 0 | 0 | 0 | 0 | 0 | 0 | 0
1986 | 7 | 10 | 0 | 0 | 0 | 0 | 0 | 0 | 0 | 0 | 0 | 0 | 0 | 0 | 0
1986 | 7 | 11 | 0 | 0 | 0 | 0 | 0 | 0 | 0 | 0 | 0 | 0 | 0 | 0 | 0
1986 | 7 | 12 | 0.02 | 0.02 | 0 | 0 | 0.02 | 0 | 0 | 0 | 0 | 0 | 0 | 0 | 0
1986 | 7 | 13 | 0.34 | 0.34 | 0.29 | 0 | 0.34 | 0.29 | 0 | 0 | 0 | 0 | 0 | 0 | 0
1986 | 7 | 14 | 0 | 0 | 0 | 0 | 0 | 0 | 0 | 0 | 0 | 0 | 0 | 0 | 0
1986 | 7 | 15 | 0 | 0 | 0 | 0 | 0 | 0 | 0 | 0 | 0 | 0 | 0 | 0 | 0
1986 | 7 | 16 | 0.8 | 0.8 | 0.75 | 0 | 0.8 | 0.75 | 0 | 0 | 0 | 0 | 0 | 0 | 0
1986 | 7 | 17 | 0 | 0 | 0 | 0 | 0 | 0 | 0 | 0 | 0 | 0 | 0 | 0 | 0
1986 | 7 | 18 | 0 | 0 | 0 | 0 | 0 | 0 | 0 | 0 | 0 | 0 | 0 | 0 | 0
1986 | 7 | 19 | 0 | 0 | 0 | 0 | 0 | 0 | 0 | 0 | 0 | 0 | 0 | 0 | 0
1986 | 7 | 20 | 0.71 | 0.71 | 0.66 | 0 | 0.71 | 0.66 | 0 | 0 | 0 | 0 | 0 | 0 | 0
1986 | 7 | 21 | 0 | 0 | 0 | 0 | 0 | 0 | 0 | 0 | 0 | 0 | 0 | 0 | 0
1986 | 7 | 22 | 0 | 0 | 0 | 0 | 0 | 0 | 0 | 0 | 0 | 0 | 0 | 0 | 0
1986 | 7 | 23 | 0.01 | 0.01 | 0 | 0 | 0.01 | 0 | 0 | 0 | 0 | 0 | 0 | 0 | 0
1986 | 7 | 24 | 0.14 | 0.14 | 0.09 | 0 | 0.14 | 0.09 | 0 | 0 | 0 | 0 | 0 | 0 | 0
1986 | 7 | 25 | 0 | 0 | 0 | 0 | 0 | 0 | 0 | 0 | 0 | 0 | 0 | 0 | 0
1986 | 7 | 26 | 0 | 0 | 0 | 0 | 0 | 0 | 0 | 0 | 0 | 0 | 0 | 0 | 0
1986 | 7 | 27 | 0 | 0 | 0 | 0 | 0 | 0 | 0 | 0 | 0 | 0 | 0 | 0 | 0
1986 | 7 | 28 | 0 | 0 | 0 | 0 | 0 | 0 | 0 | 0 | 0 | 0 | 0 | 0 | 0
1986 | 7 | 29 | 0.38 | 0.38 | 0.33 | 0 | 0.38 | 0.33 | 0 | 0 | 0 | 0 | 0 | 0 | 0
1986 | 7 | 30 | 0 | 0 | 0 | 0 | 0 | 0 | 0 | 0 | 0 | 0 | 0 | 0 | 0
1986 | 7 | 31 | 0 | 0 | 0 | 0 | 0 | 0 | 0 | 0 | 0 | 0 | 0 | 0 | 0
1986 | 8 | 1 | 0 | 0 | 0 | 0 | 0 | 0 | 0 | 0 | 0 | 0 | 0 | 0 | 0
1986 | 8 | 2 | 1.57 | 1 | 0.95 | 0 | 1 | 0.95 | 0 | 0 | 0 | 0 | 0 | 0 | 0
1986 | 8 | 3 | 0 | 0 | 0 | 0 | 0 | 0 | 0 | 0 | 0 | 0 | 0 | 0 | 0
1986 | 8 | 4 | 0 | 0 | 0 | 0 | 0 | 0 | 0 | 0 | 0 | 0 | 0 | 0 | 0
1986 | 8 | 5 | 0 | 0 | 0 | 0 | 0 | 0 | 0 | 0 | 0 | 0 | 0 | 0 | 0
1986 | 8 | 6 | 1.32 | 1 | 0.95 | 0 | 1 | 0.95 | 0 | 0 | 0 | 0 | 0 | 0 | 0
1986 | 8 | 7 | 0.01 | 0.01 | 0 | 0 | 0.01 | 0 | 0 | 0 | 0 | 0 | 0 | 0 | 0
1986 | 8 | 8 | 0 | 0 | 0 | 0 | 0 | 0 | 0 | 0 | 0 | 0 | 0 | 0 | 0
1986 | 8 | 9 | 0 | 0 | 0 | 0 | 0 | 0 | 0 | 0 | 0 | 0 | 0 | 0 | 0
1986 | 8 | 10 | 0 | 0 | 0 | 0 | 0 | 0 | 0 | 0 | 0 | 0 | 0 | 0 | 0
1986 | 8 | 11 | 0 | 0 | 0 | 0 | 0 | 0 | 0 | 0 | 0 | 0 | 0 | 0 | 0
1986 | 8 | 12 | 0 | 0 | 0 | 0 | 0 | 0 | 0 | 0 | 0 | 0 | 0 | 0 | 0
1986 | 8 | 13 | 0 | 0 | 0 | 0 | 0 | 0 | 0 | 0 | 0 | 0 | 0 | 0 | 0
1986 | 8 | 14 | 0 | 0 | 0 | 0 | 0 | 0 | 0 | 0 | 0 | 0 | 0 | 0 | 0
1986 | 8 | 15 | 0 | 0 | 0 | 0 | 0 | 0 | 0 | 0 | 0 | 0 | 0 | 0 | 0
1986 | 8 | 16 | 0 | 0 | 0 | 0 | 0 | 0 | 0 | 0 | 0 | 0 | 0 | 0 | 0
1986 | 8 | 17 | 0.46 | 0.46 | 0.41 | 0 | 0.46 | 0.41 | 0 | 0 | 0 | 0 | 0 | 0 | 0
1986 | 8 | 18 | 0 | 0 | 0 | 0 | 0 | 0 | 0 | 0 | 0 | 0 | 0 | 0 | 0
1986 | 8 | 19 | 0.04 | 0.04 | 0 | 0 | 0.04 | 0 | 0 | 0 | 0 | 0 | 0 | 0 | 0
1986 | 8 | 20 | 0.15 | 0.15 | 0.1 | 0 | 0.15 | 0.1 | 0 | 0 | 0 | 0 | 0 | 0 | 0
1986 | 8 | 21 | 1.1 | 1 | 0.95 | 0 | 1 | 0.95 | 0 | 0 | 0 | 0 | 0 | 0 | 0
1986 | 8 | 22 | 0 | 0 | 0 | 0 | 0 | 0 | 0 | 0 | 0 | 0 | 0 | 0 | 0
1986 | 8 | 23 | 0 | 0 | 0 | 0 | 0 | 0 | 0 | 0 | 0 | 0 | 0 | 0 | 0
1986 | 8 | 24 | 0 | 0 | 0 | 0 | 0 | 0 | 0 | 0 | 0 | 0 | 0 | 0 | 0
1986 | 8 | 25 | 0 | 0 | 0 | 0 | 0 | 0 | 0 | 0 | 0 | 0 | 0 | 0 | 0
1986 | 8 | 26 | 0 | 0 | 0 | 0 | 0 | 0 | 0 | 0 | 0 | 0 | 0 | 0 | 0
1986 | 8 | 27 | 0.21 | 0.21 | 0.16 | 0 | 0.21 | 0.16 | 0 | 0 | 0 | 0 | 0 | 0 | 0
1986 | 8 | 28 | 0.47 | 0.47 | 0.42 | 0 | 0.47 | 0.42 | 0 | 0 | 0 | 0 | 0 | 0 | 0
1986 | 8 | 29 | 0 | 0 | 0 | 0 | 0 | 0 | 0 | 0 | 0 | 0 | 0 | 0 | 0
1986 | 8 | 30 | 0 | 0 | 0 | 0 | 0 | 0 | 0 | 0 | 0 | 0 | 0 | 0 | 0
1986 | 8 | 31 | 0 | 0 | 0 | 0 | 0 | 0 | 0 | 0 | 0 | 0 | 0 | 0 | 0
1986 | 9 | 1 | 0.04 | 0.04 | 0 | 0 | 0.04 | 0 | 0 | 0 | 0 | 0 | 0 | 0 | 0
1986 | 9 | 2 | 0.32 | 0.32 | 0.27 | 0 | 0.32 | 0.27 | 0 | 0 | 0 | 0 | 0 | 0 | 0
1986 | 9 | 3 | 0 | 0 | 0 | 0 | 0 | 0 | 0 | 0 | 0 | 0 | 0 | 0 | 0
1986 | 9 | 4 | 0 | 0 | 0 | 0 | 0 | 0 | 0 | 0 | 0 | 0 | 0 | 0 | 0
1986 | 9 | 5 | 0 | 0 | 0 | 0 | 0 | 0 | 0 | 0 | 0 | 0 | 0 | 0 | 0
1986 | 9 | 6 | 0 | 0 | 0 | 0 | 0 | 0 | 0 | 0 | 0 | 0 | 0 | 0 | 0
1986 | 9 | 7 | 0 | 0 | 0 | 0 | 0 | 0 | 0 | 0 | 0 | 0 | 0 | 0 | 0
1986 | 9 | 8 | 0.22 | 0.22 | 0.17 | 0 | 0.22 | 0.17 | 0 | 0 | 0 | 0 | 0 | 0 | 0
1986 | 9 | 9 | 0 | 0 | 0 | 0 | 0 | 0 | 0 | 0 | 0 | 0 | 0 | 0 | 0
1986 | 9 | 10 | 0 | 0 | 0 | 0 | 0 | 0 | 0 | 0 | 0 | 0 | 0 | 0 | 0
1986 | 9 | 11 | 0 | 0 | 0 | 0 | 0 | 0 | 0 | 0 | 0 | 0 | 0 | 0 | 0
1986 | 9 | 12 | 0 | 0 | 0 | 0 | 0 | 0 | 0 | 0 | 0 | 0 | 0 | 0 | 0
1986 | 9 | 13 | 0 | 0 | 0 | 0 | 0 | 0 | 0 | 0 | 0 | 0 | 0 | 0 | 0
1986 | 9 | 14 | 0 | 0 | 0 | 0 | 0 | 0 | 0 | 0 | 0 | 0 | 0 | 0 | 0
1986 | 9 | 15 | 0 | 0 | 0 | 0 | 0 | 0 | 0 | 0 | 0 | 0 | 0 | 0 | 0
1986 | 9 | 16 | 0 | 0 | 0 | 0 | 0 | 0 | 0 | 0 | 0 | 0 | 0 | 0 | 0
1986 | 9 | 17 | 0 | 0 | 0 | 0 | 0 | 0 | 0 | 0 | 0 | 0 | 0 | 0 | 0
1986 | 9 | 18 | 0 | 0 | 0 | 0 | 0 | 0 | 0 | 0 | 0 | 0 | 0 | 0 | 0
1986 | 9 | 19 | 0 | 0 | 0 | 0 | 0 | 0 | 0 | 0 | 0 | 0 | 0 | 0 | 0
1986 | 9 | 20 | 0 | 0 | 0 | 0 | 0 | 0 | 0 | 0 | 0 | 0 | 0 | 0 | 0
1986 | 9 | 21 | 0 | 0 | 0 | 0 | 0 | 0 | 0 | 0 | 0 | 0 | 0 | 0 | 0
1986 | 9 | 22 | 0 | 0 | 0 | 0 | 0 | 0 | 0 | 0 | 0 | 0 | 0 | 0 | 0
1986 | 9 | 23 | 0 | 0 | 0 | 0 | 0 | 0 | 0 | 0 | 0 | 0 | 0 | 0 | 0
1986 | 9 | 24 | 0 | 0 | 0 | 0 | 0 | 0 | 0 | 0 | 0 | 0 | 0 | 0 | 0
1986 | 9 | 25 | 0 | 0 | 0 | 0 | 0 | 0 | 0 | 0 | 0 | 0 | 0 | 0 | 0
1986 | 9 | 26 | 0 | 0 | 0 | 0 | 0 | 0 | 0 | 0 | 0 | 0 | 0 | 0 | 0
1986 | 9 | 27 | 0 | 0 | 0 | 0 | 0 | 0 | 0 | 0 | 0 | 0 | 0 | 0 | 0
1986 | 9 | 28 | 0.02 | 0.02 | 0 | 0 | 0.02 | 0 | 0 | 0 | 0 | 0 | 0 | 0 | 0
1986 | 9 | 29 | 0 | 0 | 0 | 0 | 0 | 0 | 0 | 0 | 0 | 0 | 0 | 0 | 0
1986 | 9 | 30 | 0 | 0 | 0 | 0 | 0 | 0 | 0 | 0 | 0 | 0 | 0 | 0 | 0
1986 | 10 | 1 | 0 | 0 | 0 | 0 | 0 | 0 | 0 | 0 | 0 | 0 | 0 | 0 | 0
1986 | 10 | 2 | 0 | 0 | 0 | 0 | 0 | 0 | 0 | 0 | 0 | 0 | 0 | 0 | 0
1986 | 10 | 3 | 0 | 0 | 0 | 0 | 0 | 0 | 0 | 0 | 0 | 0 | 0 | 0 | 0
1986 | 10 | 4 | 0.03 | 0.03 | 0 | 0 | 0.03 | 0 | 0 | 0 | 0 | 0 | 0 | 0 | 0
1986 | 10 | 5 | 0 | 0 | 0 | 0 | 0 | 0 | 0 | 0 | 0 | 0 | 0 | 0 | 0
1986 | 10 | 6 | 0 | 0 | 0 | 0 | 0 | 0 | 0 | 0 | 0 | 0 | 0 | 0 | 0
1986 | 10 | 7 | 0 | 0 | 0 | 0 | 0 | 0 | 0 | 0 | 0 | 0 | 0 | 0 | 0
1986 | 10 | 8 | 0 | 0 | 0 | 0 | 0 | 0 | 0 | 0 | 0 | 0 | 0 | 0 | 0
1986 | 10 | 9 | 0 | 0 | 0 | 0 | 0 | 0 | 0 | 0 | 0 | 0 | 0 | 0 | 0
1986 | 10 | 10 | 0 | 0 | 0 | 0 | 0 | 0 | 0 | 0 | 0 | 0 | 0 | 0 | 0
1986 | 10 | 11 | 0 | 0 | 0 | 0 | 0 | 0 | 0 | 0 | 0 | 0 | 0 | 0 | 0
1986 | 10 | 12 | 0 | 0 | 0 | 0 | 0 | 0 | 0 | 0 | 0 | 0 | 0 | 0 | 0
1986 | 10 | 13 | 0.39 | 0.39 | 0.34 | 0 | 0.39 | 0.34 | 0 | 0 | 0 | 0 | 0 | 0 | 0
1986 | 10 | 14 | 0.61 | 0.61 | 0.56 | 0 | 0.61 | 0.56 | 0 | 0 | 0 | 0 | 0 | 0 | 0
1986 | 10 | 15 | 0 | 0 | 0 | 0 | 0 | 0 | 0 | 0 | 0 | 0 | 0 | 0 | 0
1986 | 10 | 16 | 0 | 0 | 0 | 0 | 0 | 0 | 0 | 0 | 0 | 0 | 0 | 0 | 0
1986 | 10 | 17 | 0 | 0 | 0 | 0 | 0 | 0 | 0 | 0 | 0 | 0 | 0 | 0 | 0
1986 | 10 | 18 | 0 | 0 | 0 | 0 | 0 | 0 | 0 | 0 | 0 | 0 | 0 | 0 | 0
1986 | 10 | 19 | 0 | 0 | 0 | 0 | 0 | 0 | 0 | 0 | 0 | 0 | 0 | 0 | 0
1986 | 10 | 20 | 0 | 0 | 0 | 0 | 0 | 0 | 0 | 0 | 0 | 0 | 0 | 0 | 0
1986 | 10 | 21 | 0 | 0 | 0 | 0 | 0 | 0 | 0 | 0 | 0 | 0 | 0 | 0 | 0
1986 | 10 | 22 | 0 | 0 | 0 | 0 | 0 | 0 | 0 | 0 | 0 | 0 | 0 | 0 | 0
1986 | 10 | 23 | 0 | 0 | 0 | 0 | 0 | 0 | 0 | 0 | 0 | 0 | 0 | 0 | 0
1986 | 10 | 24 | 0 | 0 | 0 | 0 | 0 | 0 | 0 | 0 | 0 | 0 | 0 | 0 | 0
1986 | 10 | 25 | 0.05 | 0.05 | 0 | 0 | 0.05 | 0 | 0 | 0 | 0 | 0 | 0 | 0 | 0
1986 | 10 | 26 | 0.44 | 0.44 | 0.39 | 0 | 0.44 | 0.39 | 0 | 0 | 0 | 0 | 0 | 0 | 0
1986 | 10 | 27 | 0.49 | 0.49 | 0.44 | 0 | 0.49 | 0.44 | 0 | 0 | 0 | 0 | 0 | 0 | 0
1986 | 10 | 28 | 0 | 0 | 0 | 0 | 0 | 0 | 0 | 0 | 0 | 0 | 0 | 0 | 0
1986 | 10 | 29 | 0 | 0 | 0 | 0 | 0 | 0 | 0 | 0 | 0 | 0 | 0 | 0 | 0
1986 | 10 | 30 | 0 | 0 | 0 | 0 | 0 | 0 | 0 | 0 | 0 | 0 | 0 | 0 | 0
1986 | 10 | 31 | 0 | 0 | 0 | 0 | 0 | 0 | 0 | 0 | 0 | 0 | 0 | 0 | 0
1986 | 11 | 1 | 0.02 | 0.02 | 0 | 0 | 0.02 | 0 | 0 | 0 | 0 | 0 | 0 | 0 | 0
1986 | 11 | 2 | 0.8 | 0.8 | 0.75 | 0 | 0.8 | 0.75 | 0 | 0 | 0 | 0 | 0 | 0 | 0
1986 | 11 | 3 | 0 | 0 | 0 | 0 | 0 | 0 | 0 | 0 | 0 | 0 | 0 | 0 | 0
1986 | 11 | 4 | 0.01 | 0.01 | 0 | 0 | 0.01 | 0 | 0 | 0 | 0 | 0 | 0 | 0 | 0
1986 | 11 | 5 | 0.99 | 0.99 | 0.94 | 0 | 0.99 | 0.94 | 0 | 0 | 0 | 0 | 0 | 0 | 0
1986 | 11 | 6 | 0 | 0 | 0 | 0 | 0 | 0 | 0 | 0 | 0 | 0 | 0 | 0 | 0
1986 | 11 | 7 | 0.3 | 0.3 | 0.25 | 0 | 0.3 | 0.25 | 0 | 0 | 0 | 0 | 0 | 0 | 0
1986 | 11 | 8 | 0.06 | 0.06 | 0.01 | 0 | 0.06 | 0.01 | 0 | 0 | 0 | 0 | 0 | 0 | 0
1986 | 11 | 9 | 0.02 | 0.02 | 0 | 0 | 0.02 | 0 | 0 | 0 | 0 | 0 | 0 | 0 | 0
1986 | 11 | 10 | 0 | 0 | 0 | 0 | 0 | 0 | 0 | 0 | 0 | 0 | 0 | 0 | 0
1986 | 11 | 11 | 0.76 | 0.76 | 0.71 | 0 | 0.76 | 0.71 | 0 | 0 | 0 | 0 | 0 | 0 | 0
1986 | 11 | 12 | 0 | 0 | 0 | 0 | 0 | 0 | 0 | 0 | 0 | 0 | 0 | 0 | 0
1986 | 11 | 13 | 0 | 0 | 0 | 0 | 0 | 0 | 0 | 0 | 0 | 0 | 0 | 0 | 0
1986 | 11 | 14 | 0 | 0 | 0 | 0 | 0 | 0 | 0 | 0 | 0 | 0 | 0 | 0 | 0
1986 | 11 | 15 | 0 | 0 | 0 | 0 | 0 | 0 | 0 | 0 | 0 | 0 | 0 | 0 | 0
1986 | 11 | 16 | 0 | 0 | 0 | 0 | 0 | 0 | 0 | 0 | 0 | 0 | 0 | 0 | 0
1986 | 11 | 17 | 0 | 0 | 0 | 0 | 0 | 0 | 0 | 0 | 0 | 0 | 0 | 0 | 0
1986 | 11 | 18 | 0.38 | 0.38 | 0.33 | 0 | 0.38 | 0.33 | 0 | 0 | 0 | 0 | 0 | 0 | 0
1986 | 11 | 19 | 0 | 0 | 0 | 0 | 0 | 0 | 0 | 0 | 0 | 0 | 0 | 0 | 0
1986 | 11 | 20 | 0.93 | 0.93 | 0.88 | 0 | 0.93 | 0.88 | 0 | 0 | 0 | 0 | 0 | 0 | 0
1986 | 11 | 21 | 0 | 0 | 0 | 0 | 0 | 0 | 0 | 0 | 0 | 0 | 0 | 0 | 0
1986 | 11 | 22 | 0 | 0 | 0 | 0 | 0 | 0 | 0 | 0 | 0 | 0 | 0 | 0 | 0
1986 | 11 | 23 | 0 | 0 | 0 | 0 | 0 | 0 | 0 | 0 | 0 | 0 | 0 | 0 | 0
1986 | 11 | 24 | 0.05 | 0.05 | 0 | 0 | 0.05 | 0 | 0 | 0 | 0 | 0 | 0 | 0 | 0
1986 | 11 | 25 | 0 | 0 | 0 | 0 | 0 | 0 | 0 | 0 | 0 | 0 | 0 | 0 | 0
1986 | 11 | 26 | 0.91 | 0.91 | 0.86 | 0 | 0.91 | 0.86 | 0 | 0 | 0 | 0 | 0 | 0 | 0
1986 | 11 | 27 | 0 | 0 | 0 | 0 | 0 | 0 | 0 | 0 | 0 | 0 | 0 | 0 | 0
1986 | 11 | 28 | 0 | 0 | 0 | 0 | 0 | 0 | 0 | 0 | 0 | 0 | 0 | 0 | 0
1986 | 11 | 29 | 0 | 0 | 0 | 0 | 0 | 0 | 0 | 0 | 0 | 0 | 0 | 0 | 0
1986 | 11 | 30 | 0 | 0 | 0 | 0 | 0 | 0 | 0 | 0 | 0 | 0 | 0 | 0 | 0
1986 | 12 | 1 | 0 | 0 | 0 | 0 | 0 | 0 | 0 | 0 | 0 | 0 | 0 | 0 | 0
1986 | 12 | 2 | 1.05 | 1 | 0.95 | 0 | 1 | 0.95 | 0 | 0 | 0 | 0 | 0 | 0 | 0
1986 | 12 | 3 | 0.04 | 0.04 | 0 | 0 | 0.04 | 0 | 0 | 0 | 0 | 0 | 0 | 0 | 0
1986 | 12 | 4 | 0 | 0 | 0 | 0 | 0 | 0 | 0 | 0 | 0 | 0 | 0 | 0 | 0
1986 | 12 | 5 | 0 | 0 | 0 | 0 | 0 | 0 | 0 | 0 | 0 | 0 | 0 | 0 | 0
1986 | 12 | 6 | 0 | 0 | 0 | 0 | 0 | 0 | 0 | 0 | 0 | 0 | 0 | 0 | 0
1986 | 12 | 7 | 0 | 0 | 0 | 0 | 0 | 0 | 0 | 0 | 0 | 0 | 0 | 0 | 0
1986 | 12 | 8 | 0 | 0 | 0 | 0 | 0 | 0 | 0 | 0 | 0 | 0 | 0 | 0 | 0
1986 | 12 | 9 | 0.48 | 0.48 | 0.43 | 0 | 0.48 | 0.43 | 0 | 0 | 0 | 0 | 0 | 0 | 0
1986 | 12 | 10 | 0.02 | 0.02 | 0 | 0 | 0.02 | 0 | 0 | 0 | 0 | 0 | 0 | 0 | 0
1986 | 12 | 11 | 0.45 | 0.45 | 0.4 | 0 | 0.45 | 0.4 | 0 | 0 | 0 | 0 | 0 | 0 | 0
1986 | 12 | 12 | 0 | 0 | 0 | 0 | 0 | 0 | 0 | 0 | 0 | 0 | 0 | 0 | 0
1986 | 12 | 13 | 0 | 0 | 0 | 0 | 0 | 0 | 0 | 0 | 0 | 0 | 0 | 0 | 0
1986 | 12 | 14 | 0 | 0 | 0 | 0 | 0 | 0 | 0 | 0 | 0 | 0 | 0 | 0 | 0
1986 | 12 | 15 | 0 | 0 | 0 | 0 | 0 | 0 | 0 | 0 | 0 | 0 | 0 | 0 | 0
1986 | 12 | 16 | 0 | 0 | 0 | 0 | 0 | 0 | 0 | 0 | 0 | 0 | 0 | 0 | 0
1986 | 12 | 17 | 0 | 0 | 0 | 0 | 0 | 0 | 0 | 0 | 0 | 0 | 0 | 0 | 0
1986 | 12 | 18 | 0.58 | 0.58 | 0.53 | 0 | 0.58 | 0.53 | 0 | 0 | 0 | 0 | 0 | 0 | 0
1986 | 12 | 19 | 0 | 0 | 0 | 0 | 0 | 0 | 0 | 0 | 0 | 0 | 0 | 0 | 0
1986 | 12 | 20 | 0 | 0 | 0 | 0 | 0 | 0 | 0 | 0 | 0 | 0 | 0 | 0 | 0
1986 | 12 | 21 | 0 | 0 | 0 | 0 | 0 | 0 | 0 | 0 | 0 | 0 | 0 | 0 | 0
1986 | 12 | 22 | 0 | 0 | 0 | 0 | 0 | 0 | 0 | 0 | 0 | 0 | 0 | 0 | 0
1986 | 12 | 23 | 0 | 0 | 0 | 0 | 0 | 0 | 0 | 0 | 0 | 0 | 0 | 0 | 0
1986 | 12 | 24 | 2.36 | 1 | 0.95 | 0 | 1 | 0.95 | 0 | 0 | 0 | 0 | 0 | 0 | 0
1986 | 12 | 25 | 0 | 0 | 0 | 0 | 0 | 0 | 0 | 0 | 0 | 0 | 0 | 0 | 0
1986 | 12 | 26 | 0 | 0 | 0 | 0 | 0 | 0 | 0 | 0 | 0 | 0 | 0 | 0 | 0
1986 | 12 | 27 | 0 | 0 | 0 | 0 | 0 | 0 | 0 | 0 | 0 | 0 | 0 | 0 | 0
1986 | 12 | 28 | 0 | 0 | 0 | 0 | 0 | 0 | 0 | 0 | 0 | 0 | 0 | 0 | 0
1986 | 12 | 29 | 0 | 0 | 0 | 0 | 0 | 0 | 0 | 0 | 0 | 0 | 0 | 0 | 0
1986 | 12 | 30 | 0 | 0 | 0 | 0 | 0 | 0 | 0 | 0 | 0 | 0 | 0 | 0 | 0
1986 | 12 | 31 | 0 | 0 | 0 | 0 | 0 | 0 | 0 | 0 | 0 | 0 | 0 | 0 | 0
1987 | 1 | 1 | 0.56 | 0.56 | 0.51 | 0 | 0.56 | 0.51 | 0 | 0 | 0 | 0 | 0 | 0 | 0
1987 | 1 | 2 | 0.15 | 0.15 | 0.1 | 0 | 0.15 | 0.1 | 0 | 0 | 0 | 0 | 0 | 0 | 0
1987 | 1 | 3 | 0 | 0 | 0 | 0 | 0 | 0 | 0 | 0 | 0 | 0 | 0 | 0 | 0
1987 | 1 | 4 | 0 | 0 | 0 | 0 | 0 | 0 | 0 | 0 | 0 | 0 | 0 | 0 | 0
1987 | 1 | 5 | 0 | 0 | 0 | 0 | 0 | 0 | 0 | 0 | 0 | 0 | 0 | 0 | 0
1987 | 1 | 6 | 0 | 0 | 0 | 0 | 0 | 0 | 0 | 0 | 0 | 0 | 0 | 0 | 0
1987 | 1 | 7 | 0 | 0 | 0 | 0 | 0 | 0 | 0 | 0 | 0 | 0 | 0 | 0 | 0
1987 | 1 | 8 | 0 | 0 | 0 | 0 | 0 | 0 | 0 | 0 | 0 | 0 | 0 | 0 | 0
1987 | 1 | 9 | 0 | 0 | 0 | 0 | 0 | 0 | 0 | 0 | 0 | 0 | 0 | 0 | 0
1987 | 1 | 10 | 0.06 | 0.06 | 0.01 | 0 | 0.06 | 0.01 | 0 | 0 | 0 | 0 | 0 | 0 | 0
1987 | 1 | 11 | 0 | 0 | 0 | 0 | 0 | 0 | 0 | 0 | 0 | 0 | 0 | 0 | 0
1987 | 1 | 12 | 0 | 0 | 0 | 0 | 0 | 0 | 0 | 0 | 0 | 0 | 0 | 0 | 0
1987 | 1 | 13 | 0 | 0 | 0 | 0 | 0 | 0 | 0 | 0 | 0 | 0 | 0 | 0 | 0
1987 | 1 | 14 | 0 | 0 | 0 | 0 | 0 | 0 | 0 | 0 | 0 | 0 | 0 | 0 | 0
1987 | 1 | 15 | 0.03 | 0.03 | 0 | 0 | 0.03 | 0 | 0 | 0 | 0 | 0 | 0 | 0 | 0
1987 | 1 | 16 | 0 | 0 | 0 | 0 | 0 | 0 | 0 | 0 | 0 | 0 | 0 | 0 | 0
1987 | 1 | 17 | 0 | 0 | 0 | 0 | 0 | 0 | 0 | 0 | 0 | 0 | 0 | 0 | 0
1987 | 1 | 18 | 0.54 | 0.54 | 0.49 | 0 | 0.54 | 0.49 | 0 | 0 | 0 | 0 | 0 | 0 | 0
1987 | 1 | 19 | 0.96 | 0.96 | 0.91 | 0 | 0.96 | 0.91 | 0 | 0 | 0 | 0 | 0 | 0 | 0
1987 | 1 | 20 | 0 | 0 | 0 | 0 | 0 | 0 | 0 | 0 | 0 | 0 | 0 | 0 | 0
1987 | 1 | 21 | 0 | 0 | 0 | 0 | 0 | 0 | 0 | 0 | 0 | 0 | 0 | 0 | 0
1987 | 1 | 22 | 1.49 | 1 | 0.95 | 0 | 1 | 0.95 | 0 | 0 | 0 | 0 | 0 | 0 | 0
1987 | 1 | 23 | 0 | 0 | 0 | 0 | 0 | 0 | 0 | 0 | 0 | 0 | 0 | 0 | 0
1987 | 1 | 24 | 0 | 0 | 0 | 0 | 0 | 0 | 0 | 0 | 0 | 0 | 0 | 0 | 0
1987 | 1 | 25 | 0.52 | 0.52 | 0.47 | 0 | 0.52 | 0.47 | 0 | 0 | 0 | 0 | 0 | 0 | 0
1987 | 1 | 26 | 0.46 | 0.46 | 0.41 | 0 | 0.46 | 0.41 | 0 | 0 | 0 | 0 | 0 | 0 | 0
1987 | 1 | 27 | 0 | 0 | 0 | 0 | 0 | 0 | 0 | 0 | 0 | 0 | 0 | 0 | 0
1987 | 1 | 28 | 0 | 0 | 0 | 0 | 0 | 0 | 0 | 0 | 0 | 0 | 0 | 0 | 0
1987 | 1 | 29 | 0.09 | 0.09 | 0.04 | 0 | 0.09 | 0.04 | 0 | 0 | 0 | 0 | 0 | 0 | 0
1987 | 1 | 30 | 0.04 | 0.04 | 0 | 0 | 0.04 | 0 | 0 | 0 | 0 | 0 | 0 | 0 | 0
1987 | 1 | 31 | 0 | 0 | 0 | 0 | 0 | 0 | 0 | 0 | 0 | 0 | 0 | 0 | 0
1987 | 2 | 1 | 0 | 0 | 0 | 0 | 0 | 0 | 0 | 0 | 0 | 0 | 0 | 0 | 0
1987 | 2 | 2 | 0.01 | 0.01 | 0 | 0 | 0.01 | 0 | 0 | 0 | 0 | 0 | 0 | 0 | 0
1987 | 2 | 3 | 0 | 0 | 0 | 0 | 0 | 0 | 0 | 0 | 0 | 0 | 0 | 0 | 0
1987 | 2 | 4 | 0 | 0 | 0 | 0 | 0 | 0 | 0 | 0 | 0 | 0 | 0 | 0 | 0
1987 | 2 | 5 | 0 | 0 | 0 | 0 | 0 | 0 | 0 | 0 | 0 | 0 | 0 | 0 | 0
1987 | 2 | 6 | 0 | 0 | 0 | 0 | 0 | 0 | 0 | 0 | 0 | 0 | 0 | 0 | 0
1987 | 2 | 7 | 0 | 0 | 0 | 0 | 0 | 0 | 0 | 0 | 0 | 0 | 0 | 0 | 0
1987 | 2 | 8 | 0 | 0 | 0 | 0 | 0 | 0 | 0 | 0 | 0 | 0 | 0 | 0 | 0
1987 | 2 | 9 | 0 | 0 | 0 | 0 | 0 | 0 | 0 | 0 | 0 | 0 | 0 | 0 | 0
1987 | 2 | 10 | 0 | 0 | 0 | 0 | 0 | 0 | 0 | 0 | 0 | 0 | 0 | 0 | 0
1987 | 2 | 11 | 0 | 0 | 0 | 0 | 0 | 0 | 0 | 0 | 0 | 0 | 0 | 0 | 0
1987 | 2 | 12 | 0.14 | 0.14 | 0.09 | 0 | 0.14 | 0.09 | 0 | 0 | 0 | 0 | 0 | 0 | 0
1987 | 2 | 13 | 0 | 0 | 0 | 0 | 0 | 0 | 0 | 0 | 0 | 0 | 0 | 0 | 0
1987 | 2 | 14 | 0 | 0 | 0 | 0 | 0 | 0 | 0 | 0 | 0 | 0 | 0 | 0 | 0
1987 | 2 | 15 | 0 | 0 | 0 | 0 | 0 | 0 | 0 | 0 | 0 | 0 | 0 | 0 | 0
1987 | 2 | 16 | 0 | 0 | 0 | 0 | 0 | 0 | 0 | 0 | 0 | 0 | 0 | 0 | 0
1987 | 2 | 17 | 0 | 0 | 0 | 0 | 0 | 0 | 0 | 0 | 0 | 0 | 0 | 0 | 0
1987 | 2 | 18 | 0 | 0 | 0 | 0 | 0 | 0 | 0 | 0 | 0 | 0 | 0 | 0 | 0
1987 | 2 | 19 | 0 | 0 | 0 | 0 | 0 | 0 | 0 | 0 | 0 | 0 | 0 | 0 | 0
1987 | 2 | 20 | 0 | 0 | 0 | 0 | 0 | 0 | 0 | 0 | 0 | 0 | 0 | 0 | 0
1987 | 2 | 21 | 0 | 0 | 0 | 0 | 0 | 0 | 0 | 0 | 0 | 0 | 0 | 0 | 0
1987 | 2 | 22 | 0.62 | 0.62 | 0.57 | 0 | 0.62 | 0.57 | 0 | 0 | 0 | 0 | 0 | 0 | 0
1987 | 2 | 23 | 0.86 | 0.86 | 0.81 | 0 | 0.86 | 0.81 | 0 | 0 | 0 | 0 | 0 | 0 | 0
1987 | 2 | 24 | 0 | 0 | 0 | 0 | 0 | 0 | 0 | 0 | 0 | 0 | 0 | 0 | 0
1987 | 2 | 25 | 0 | 0 | 0 | 0 | 0 | 0 | 0 | 0 | 0 | 0 | 0 | 0 | 0
1987 | 2 | 26 | 0 | 0 | 0 | 0 | 0 | 0 | 0 | 0 | 0 | 0 | 0 | 0 | 0
1987 | 2 | 27 | 0 | 0 | 0 | 0 | 0 | 0 | 0 | 0 | 0 | 0 | 0 | 0 | 0
1987 | 2 | 28 | 0.48 | 0.48 | 0.43 | 0 | 0.48 | 0.43 | 0 | 0 | 0 | 0 | 0 | 0 | 0
1987 | 3 | 1 | 0.26 | 0.26 | 0.21 | 0 | 0.26 | 0.21 | 0 | 0 | 0 | 0 | 0 | 0 | 0
1987 | 3 | 2 | 0 | 0 | 0 | 0 | 0 | 0 | 0 | 0 | 0 | 0 | 0 | 0 | 0
1987 | 3 | 3 | 0 | 0 | 0 | 0 | 0 | 0 | 0 | 0 | 0 | 0 | 0 | 0 | 0
1987 | 3 | 4 | 0 | 0 | 0 | 0 | 0 | 0 | 0 | 0 | 0 | 0 | 0 | 0 | 0
1987 | 3 | 5 | 0 | 0 | 0 | 0 | 0 | 0 | 0 | 0 | 0 | 0 | 0 | 0 | 0
1987 | 3 | 6 | 0 | 0 | 0 | 0 | 0 | 0 | 0 | 0 | 0 | 0 | 0 | 0 | 0
1987 | 3 | 7 | 0 | 0 | 0 | 0 | 0 | 0 | 0 | 0 | 0 | 0 | 0 | 0 | 0
1987 | 3 | 8 | 0 | 0 | 0 | 0 | 0 | 0 | 0 | 0 | 0 | 0 | 0 | 0 | 0
1987 | 3 | 9 | 0.05 | 0.05 | 0 | 0 | 0.05 | 0 | 0 | 0 | 0 | 0 | 0 | 0 | 0
1987 | 3 | 10 | 0.01 | 0.01 | 0 | 0 | 0.01 | 0 | 0 | 0 | 0 | 0 | 0 | 0 | 0
1987 | 3 | 11 | 0 | 0 | 0 | 0 | 0 | 0 | 0 | 0 | 0 | 0 | 0 | 0 | 0
1987 | 3 | 12 | 0 | 0 | 0 | 0 | 0 | 0 | 0 | 0 | 0 | 0 | 0 | 0 | 0
1987 | 3 | 13 | 0 | 0 | 0 | 0 | 0 | 0 | 0 | 0 | 0 | 0 | 0 | 0 | 0
1987 | 3 | 14 | 0 | 0 | 0 | 0 | 0 | 0 | 0 | 0 | 0 | 0 | 0 | 0 | 0
1987 | 3 | 15 | 0.21 | 0.21 | 0.16 | 0 | 0.21 | 0.16 | 0 | 0 | 0 | 0 | 0 | 0 | 0
1987 | 3 | 16 | 0.13 | 0.13 | 0.08 | 0 | 0.13 | 0.08 | 0 | 0 | 0 | 0 | 0 | 0 | 0
1987 | 3 | 17 | 0 | 0 | 0 | 0 | 0 | 0 | 0 | 0 | 0 | 0 | 0 | 0 | 0
1987 | 3 | 18 | 0 | 0 | 0 | 0 | 0 | 0 | 0 | 0 | 0 | 0 | 0 | 0 | 0
1987 | 3 | 19 | 0 | 0 | 0 | 0 | 0 | 0 | 0 | 0 | 0 | 0 | 0 | 0 | 0
1987 | 3 | 20 | 0 | 0 | 0 | 0 | 0 | 0 | 0 | 0 | 0 | 0 | 0 | 0 | 0
1987 | 3 | 21 | 0 | 0 | 0 | 0 | 0 | 0 | 0 | 0 | 0 | 0 | 0 | 0 | 0
1987 | 3 | 22 | 0 | 0 | 0 | 0 | 0 | 0 | 0 | 0 | 0 | 0 | 0 | 0 | 0
1987 | 3 | 23 | 0 | 0 | 0 | 0 | 0 | 0 | 0 | 0 | 0 | 0 | 0 | 0 | 0
1987 | 3 | 24 | 0 | 0 | 0 | 0 | 0 | 0 | 0 | 0 | 0 | 0 | 0 | 0 | 0
1987 | 3 | 25 | 0 | 0 | 0 | 0 | 0 | 0 | 0 | 0 | 0 | 0 | 0 | 0 | 0
1987 | 3 | 26 | 0 | 0 | 0 | 0 | 0 | 0 | 0 | 0 | 0 | 0 | 0 | 0 | 0
1987 | 3 | 27 | 0 | 0 | 0 | 0 | 0 | 0 | 0 | 0 | 0 | 0 | 0 | 0 | 0
1987 | 3 | 28 | 0.11 | 0.11 | 0.06 | 0 | 0.11 | 0.06 | 0 | 0 | 0 | 0 | 0 | 0 | 0
1987 | 3 | 29 | 0 | 0 | 0 | 0 | 0 | 0 | 0 | 0 | 0 | 0 | 0 | 0 | 0
1987 | 3 | 30 | 0.24 | 0.24 | 0.19 | 0 | 0.24 | 0.19 | 0 | 0 | 0 | 0 | 0 | 0 | 0
1987 | 3 | 31 | 0.53 | 0.53 | 0.48 | 0 | 0.53 | 0.48 | 0 | 0 | 0 | 0 | 0 | 0 | 0
1987 | 4 | 1 | 0 | 0 | 0 | 0 | 0 | 0 | 0 | 0 | 0 | 0 | 0 | 0 | 0
1987 | 4 | 2 | 0 | 0 | 0 | 0 | 0 | 0 | 0 | 0 | 0 | 0 | 0 | 0 | 0
1987 | 4 | 3 | 0.35 | 0.35 | 0.3 | 0 | 0.35 | 0.3 | 0 | 0 | 0 | 0 | 0 | 0 | 0
1987 | 4 | 4 | 0.52 | 0.52 | 0.47 | 0 | 0.52 | 0.47 | 0 | 0 | 0 | 0 | 0 | 0 | 0
1987 | 4 | 5 | 0.08 | 0.08 | 0.03 | 0 | 0.08 | 0.03 | 0 | 0 | 0 | 0 | 0 | 0 | 0
1987 | 4 | 6 | 0.02 | 0.02 | 0 | 0 | 0.02 | 0 | 0 | 0 | 0 | 0 | 0 | 0 | 0
1987 | 4 | 7 | 0 | 0 | 0 | 0 | 0 | 0 | 0 | 0 | 0 | 0 | 0 | 0 | 0
1987 | 4 | 8 | 0 | 0 | 0 | 0 | 0 | 0 | 0 | 0 | 0 | 0 | 0 | 0 | 0
1987 | 4 | 9 | 0 | 0 | 0 | 0 | 0 | 0 | 0 | 0 | 0 | 0 | 0 | 0 | 0
1987 | 4 | 10 | 0 | 0 | 0 | 0 | 0 | 0 | 0 | 0 | 0 | 0 | 0 | 0 | 0
1987 | 4 | 11 | 0 | 0 | 0 | 0 | 0 | 0 | 0 | 0 | 0 | 0 | 0 | 0 | 0
1987 | 4 | 12 | 0.02 | 0.02 | 0 | 0 | 0.02 | 0 | 0 | 0 | 0 | 0 | 0 | 0 | 0
1987 | 4 | 13 | 0 | 0 | 0 | 0 | 0 | 0 | 0 | 0 | 0 | 0 | 0 | 0 | 0
1987 | 4 | 14 | 0 | 0 | 0 | 0 | 0 | 0 | 0 | 0 | 0 | 0 | 0 | 0 | 0
1987 | 4 | 15 | 0.05 | 0.05 | 0 | 0 | 0.05 | 0 | 0 | 0 | 0 | 0 | 0 | 0 | 0
1987 | 4 | 16 | 0.33 | 0.33 | 0.28 | 0 | 0.33 | 0.28 | 0 | 0 | 0 | 0 | 0 | 0 | 0
1987 | 4 | 17 | 0.46 | 0.46 | 0.41 | 0 | 0.46 | 0.41 | 0 | 0 | 0 | 0 | 0 | 0 | 0
1987 | 4 | 18 | 0 | 0 | 0 | 0 | 0 | 0 | 0 | 0 | 0 | 0 | 0 | 0 | 0
1987 | 4 | 19 | 0.02 | 0.02 | 0 | 0 | 0.02 | 0 | 0 | 0 | 0 | 0 | 0 | 0 | 0
1987 | 4 | 20 | 0 | 0 | 0 | 0 | 0 | 0 | 0 | 0 | 0 | 0 | 0 | 0 | 0
1987 | 4 | 21 | 0 | 0 | 0 | 0 | 0 | 0 | 0 | 0 | 0 | 0 | 0 | 0 | 0
1987 | 4 | 22 | 0 | 0 | 0 | 0 | 0 | 0 | 0 | 0 | 0 | 0 | 0 | 0 | 0
1987 | 4 | 23 | 0 | 0 | 0 | 0 | 0 | 0 | 0 | 0 | 0 | 0 | 0 | 0 | 0
1987 | 4 | 24 | 0.21 | 0.21 | 0.16 | 0 | 0.21 | 0.16 | 0 | 0 | 0 | 0 | 0 | 0 | 0
1987 | 4 | 25 | 0.2 | 0.2 | 0.15 | 0 | 0.2 | 0.15 | 0 | 0 | 0 | 0 | 0 | 0 | 0
1987 | 4 | 26 | 0 | 0 | 0 | 0 | 0 | 0 | 0 | 0 | 0 | 0 | 0 | 0 | 0
1987 | 4 | 27 | 0 | 0 | 0 | 0 | 0 | 0 | 0 | 0 | 0 | 0 | 0 | 0 | 0
1987 | 4 | 28 | 0.02 | 0.02 | 0 | 0 | 0.02 | 0 | 0 | 0 | 0 | 0 | 0 | 0 | 0
1987 | 4 | 29 | 0 | 0 | 0 | 0 | 0 | 0 | 0 | 0 | 0 | 0 | 0 | 0 | 0
1987 | 4 | 30 | 0 | 0 | 0 | 0 | 0 | 0 | 0 | 0 | 0 | 0 | 0 | 0 | 0
1987 | 5 | 1 | 0 | 0 | 0 | 0 | 0 | 0 | 0 | 0 | 0 | 0 | 0 | 0 | 0
1987 | 5 | 2 | 0 | 0 | 0 | 0 | 0 | 0 | 0 | 0 | 0 | 0 | 0 | 0 | 0
1987 | 5 | 3 | 0.68 | 0.68 | 0.63 | 0 | 0.68 | 0.63 | 0 | 0 | 0 | 0 | 0 | 0 | 0
1987 | 5 | 4 | 0.69 | 0.69 | 0.64 | 0 | 0.69 | 0.64 | 0 | 0 | 0 | 0 | 0 | 0 | 0
1987 | 5 | 5 | 0 | 0 | 0 | 0 | 0 | 0 | 0 | 0 | 0 | 0 | 0 | 0 | 0
1987 | 5 | 6 | 0 | 0 | 0 | 0 | 0 | 0 | 0 | 0 | 0 | 0 | 0 | 0 | 0
1987 | 5 | 7 | 0 | 0 | 0 | 0 | 0 | 0 | 0 | 0 | 0 | 0 | 0 | 0 | 0
1987 | 5 | 8 | 0.01 | 0.01 | 0 | 0 | 0.01 | 0 | 0 | 0 | 0 | 0 | 0 | 0 | 0
1987 | 5 | 9 | 0 | 0 | 0 | 0 | 0 | 0 | 0 | 0 | 0 | 0 | 0 | 0 | 0
1987 | 5 | 10 | 0 | 0 | 0 | 0 | 0 | 0 | 0 | 0 | 0 | 0 | 0 | 0 | 0
1987 | 5 | 11 | 0 | 0 | 0 | 0 | 0 | 0 | 0 | 0 | 0 | 0 | 0 | 0 | 0
1987 | 5 | 12 | 0.17 | 0.17 | 0.12 | 0 | 0.17 | 0.12 | 0 | 0 | 0 | 0 | 0 | 0 | 0
1987 | 5 | 13 | 0 | 0 | 0 | 0 | 0 | 0 | 0 | 0 | 0 | 0 | 0 | 0 | 0
1987 | 5 | 14 | 0 | 0 | 0 | 0 | 0 | 0 | 0 | 0 | 0 | 0 | 0 | 0 | 0
1987 | 5 | 15 | 0.3 | 0.3 | 0.25 | 0 | 0.3 | 0.25 | 0 | 0 | 0 | 0 | 0 | 0 | 0
1987 | 5 | 16 | 0 | 0 | 0 | 0 | 0 | 0 | 0 | 0 | 0 | 0 | 0 | 0 | 0
1987 | 5 | 17 | 0 | 0 | 0 | 0 | 0 | 0 | 0 | 0 | 0 | 0 | 0 | 0 | 0
1987 | 5 | 18 | 0 | 0 | 0 | 0 | 0 | 0 | 0 | 0 | 0 | 0 | 0 | 0 | 0
1987 | 5 | 19 | 0.11 | 0.11 | 0.06 | 0 | 0.11 | 0.06 | 0 | 0 | 0 | 0 | 0 | 0 | 0
1987 | 5 | 20 | 0.17 | 0.17 | 0.12 | 0 | 0.17 | 0.12 | 0 | 0 | 0 | 0 | 0 | 0 | 0
1987 | 5 | 21 | 0.06 | 0.06 | 0.01 | 0 | 0.06 | 0.01 | 0 | 0 | 0 | 0 | 0 | 0 | 0
1987 | 5 | 22 | 0 | 0 | 0 | 0 | 0 | 0 | 0 | 0 | 0 | 0 | 0 | 0 | 0
1987 | 5 | 23 | 0.35 | 0.35 | 0.3 | 0 | 0.35 | 0.3 | 0 | 0 | 0 | 0 | 0 | 0 | 0
1987 | 5 | 24 | 0 | 0 | 0 | 0 | 0 | 0 | 0 | 0 | 0 | 0 | 0 | 0 | 0
1987 | 5 | 25 | 0 | 0 | 0 | 0 | 0 | 0 | 0 | 0 | 0 | 0 | 0 | 0 | 0
1987 | 5 | 26 | 0 | 0 | 0 | 0 | 0 | 0 | 0 | 0 | 0 | 0 | 0 | 0 | 0
1987 | 5 | 27 | 0 | 0 | 0 | 0 | 0 | 0 | 0 | 0 | 0 | 0 | 0 | 0 | 0
1987 | 5 | 28 | 0 | 0 | 0 | 0 | 0 | 0 | 0 | 0 | 0 | 0 | 0 | 0 | 0
1987 | 5 | 29 | 0 | 0 | 0 | 0 | 0 | 0 | 0 | 0 | 0 | 0 | 0 | 0 | 0
1987 | 5 | 30 | 0 | 0 | 0 | 0 | 0 | 0 | 0 | 0 | 0 | 0 | 0 | 0 | 0
1987 | 5 | 31 | 0 | 0 | 0 | 0 | 0 | 0 | 0 | 0 | 0 | 0 | 0 | 0 | 0
1987 | 6 | 1 | 0.06 | 0.06 | 0.01 | 0 | 0.06 | 0.01 | 0 | 0 | 0 | 0 | 0 | 0 | 0
1987 | 6 | 2 | 0 | 0 | 0 | 0 | 0 | 0 | 0 | 0 | 0 | 0 | 0 | 0 | 0
1987 | 6 | 3 | 0.07 | 0.07 | 0.02 | 0 | 0.07 | 0.02 | 0 | 0 | 0 | 0 | 0 | 0 | 0
1987 | 6 | 4 | 0.78 | 0.78 | 0.73 | 0 | 0.78 | 0.73 | 0 | 0 | 0 | 0 | 0 | 0 | 0
1987 | 6 | 5 | 0 | 0 | 0 | 0 | 0 | 0 | 0 | 0 | 0 | 0 | 0 | 0 | 0
1987 | 6 | 6 | 0 | 0 | 0 | 0 | 0 | 0 | 0 | 0 | 0 | 0 | 0 | 0 | 0
1987 | 6 | 7 | 0 | 0 | 0 | 0 | 0 | 0 | 0 | 0 | 0 | 0 | 0 | 0 | 0
1987 | 6 | 8 | 0 | 0 | 0 | 0 | 0 | 0 | 0 | 0 | 0 | 0 | 0 | 0 | 0
1987 | 6 | 9 | 0 | 0 | 0 | 0 | 0 | 0 | 0 | 0 | 0 | 0 | 0 | 0 | 0
1987 | 6 | 10 | 0 | 0 | 0 | 0 | 0 | 0 | 0 | 0 | 0 | 0 | 0 | 0 | 0
1987 | 6 | 11 | 0 | 0 | 0 | 0 | 0 | 0 | 0 | 0 | 0 | 0 | 0 | 0 | 0
1987 | 6 | 12 | 0.35 | 0.35 | 0.3 | 0 | 0.35 | 0.3 | 0 | 0 | 0 | 0 | 0 | 0 | 0
1987 | 6 | 13 | 1.19 | 1 | 0.95 | 0 | 1 | 0.95 | 0 | 0 | 0 | 0 | 0 | 0 | 0
1987 | 6 | 14 | 0 | 0 | 0 | 0 | 0 | 0 | 0 | 0 | 0 | 0 | 0 | 0 | 0
1987 | 6 | 15 | 0 | 0 | 0 | 0 | 0 | 0 | 0 | 0 | 0 | 0 | 0 | 0 | 0
1987 | 6 | 16 | 0 | 0 | 0 | 0 | 0 | 0 | 0 | 0 | 0 | 0 | 0 | 0 | 0
1987 | 6 | 17 | 0 | 0 | 0 | 0 | 0 | 0 | 0 | 0 | 0 | 0 | 0 | 0 | 0
1987 | 6 | 18 | 0 | 0 | 0 | 0 | 0 | 0 | 0 | 0 | 0 | 0 | 0 | 0 | 0
1987 | 6 | 19 | 0 | 0 | 0 | 0 | 0 | 0 | 0 | 0 | 0 | 0 | 0 | 0 | 0
1987 | 6 | 20 | 0.19 | 0.19 | 0.14 | 0 | 0.19 | 0.14 | 0 | 0 | 0 | 0 | 0 | 0 | 0
1987 | 6 | 21 | 0.04 | 0.04 | 0 | 0 | 0.04 | 0 | 0 | 0 | 0 | 0 | 0 | 0 | 0
1987 | 6 | 22 | 0.29 | 0.29 | 0.24 | 0 | 0.29 | 0.24 | 0 | 0 | 0 | 0 | 0 | 0 | 0
1987 | 6 | 23 | 0 | 0 | 0 | 0 | 0 | 0 | 0 | 0 | 0 | 0 | 0 | 0 | 0
1987 | 6 | 24 | 0 | 0 | 0 | 0 | 0 | 0 | 0 | 0 | 0 | 0 | 0 | 0 | 0
1987 | 6 | 25 | 0 | 0 | 0 | 0 | 0 | 0 | 0 | 0 | 0 | 0 | 0 | 0 | 0
1987 | 6 | 26 | 0.91 | 0.91 | 0.86 | 0 | 0.91 | 0.86 | 0 | 0 | 0 | 0 | 0 | 0 | 0
1987 | 6 | 27 | 0.02 | 0.02 | 0 | 0 | 0.02 | 0 | 0 | 0 | 0 | 0 | 0 | 0 | 0
1987 | 6 | 28 | 0 | 0 | 0 | 0 | 0 | 0 | 0 | 0 | 0 | 0 | 0 | 0 | 0
1987 | 6 | 29 | 0 | 0 | 0 | 0 | 0 | 0 | 0 | 0 | 0 | 0 | 0 | 0 | 0
1987 | 6 | 30 | 0 | 0 | 0 | 0 | 0 | 0 | 0 | 0 | 0 | 0 | 0 | 0 | 0
1987 | 7 | 1 | 0.04 | 0.04 | 0 | 0 | 0.04 | 0 | 0 | 0 | 0 | 0 | 0 | 0 | 0
1987 | 7 | 2 | 0 | 0 | 0 | 0 | 0 | 0 | 0 | 0 | 0 | 0 | 0 | 0 | 0
1987 | 7 | 3 | 0 | 0 | 0 | 0 | 0 | 0 | 0 | 0 | 0 | 0 | 0 | 0 | 0
1987 | 7 | 4 | 0 | 0 | 0 | 0 | 0 | 0 | 0 | 0 | 0 | 0 | 0 | 0 | 0
1987 | 7 | 5 | 0 | 0 | 0 | 0 | 0 | 0 | 0 | 0 | 0 | 0 | 0 | 0 | 0
1987 | 7 | 6 | 0 | 0 | 0 | 0 | 0 | 0 | 0 | 0 | 0 | 0 | 0 | 0 | 0
1987 | 7 | 7 | 0 | 0 | 0 | 0 | 0 | 0 | 0 | 0 | 0 | 0 | 0 | 0 | 0
1987 | 7 | 8 | 0 | 0 | 0 | 0 | 0 | 0 | 0 | 0 | 0 | 0 | 0 | 0 | 0
1987 | 7 | 9 | 0.04 | 0.04 | 0 | 0 | 0.04 | 0 | 0 | 0 | 0 | 0 | 0 | 0 | 0
1987 | 7 | 10 | 0 | 0 | 0 | 0 | 0 | 0 | 0 | 0 | 0 | 0 | 0 | 0 | 0
1987 | 7 | 11 | 1.73 | 1 | 0.95 | 0 | 1 | 0.95 | 0 | 0 | 0 | 0 | 0 | 0 | 0
1987 | 7 | 12 | 0.01 | 0.01 | 0 | 0 | 0.01 | 0 | 0 | 0 | 0 | 0 | 0 | 0 | 0
1987 | 7 | 13 | 0 | 0 | 0 | 0 | 0 | 0 | 0 | 0 | 0 | 0 | 0 | 0 | 0
1987 | 7 | 14 | 0.08 | 0.08 | 0.03 | 0 | 0.08 | 0.03 | 0 | 0 | 0 | 0 | 0 | 0 | 0
1987 | 7 | 15 | 0 | 0 | 0 | 0 | 0 | 0 | 0 | 0 | 0 | 0 | 0 | 0 | 0
1987 | 7 | 16 | 0 | 0 | 0 | 0 | 0 | 0 | 0 | 0 | 0 | 0 | 0 | 0 | 0
1987 | 7 | 17 | 0 | 0 | 0 | 0 | 0 | 0 | 0 | 0 | 0 | 0 | 0 | 0 | 0
1987 | 7 | 18 | 0 | 0 | 0 | 0 | 0 | 0 | 0 | 0 | 0 | 0 | 0 | 0 | 0
1987 | 7 | 19 | 0 | 0 | 0 | 0 | 0 | 0 | 0 | 0 | 0 | 0 | 0 | 0 | 0
1987 | 7 | 20 | 0 | 0 | 0 | 0 | 0 | 0 | 0 | 0 | 0 | 0 | 0 | 0 | 0
1987 | 7 | 21 | 0 | 0 | 0 | 0 | 0 | 0 | 0 | 0 | 0 | 0 | 0 | 0 | 0
1987 | 7 | 22 | 0 | 0 | 0 | 0 | 0 | 0 | 0 | 0 | 0 | 0 | 0 | 0 | 0
1987 | 7 | 23 | 0 | 0 | 0 | 0 | 0 | 0 | 0 | 0 | 0 | 0 | 0 | 0 | 0
1987 | 7 | 24 | 0 | 0 | 0 | 0 | 0 | 0 | 0 | 0 | 0 | 0 | 0 | 0 | 0
1987 | 7 | 25 | 0.25 | 0.25 | 0.2 | 0 | 0.25 | 0.2 | 0 | 0 | 0 | 0 | 0 | 0 | 0
1987 | 7 | 26 | 0 | 0 | 0 | 0 | 0 | 0 | 0 | 0 | 0 | 0 | 0 | 0 | 0
1987 | 7 | 27 | 0.02 | 0.02 | 0 | 0 | 0.02 | 0 | 0 | 0 | 0 | 0 | 0 | 0 | 0
1987 | 7 | 28 | 0 | 0 | 0 | 0 | 0 | 0 | 0 | 0 | 0 | 0 | 0 | 0 | 0
1987 | 7 | 29 | 0 | 0 | 0 | 0 | 0 | 0 | 0 | 0 | 0 | 0 | 0 | 0 | 0
1987 | 7 | 30 | 0 | 0 | 0 | 0 | 0 | 0 | 0 | 0 | 0 | 0 | 0 | 0 | 0
1987 | 7 | 31 | 0.42 | 0.42 | 0.37 | 0 | 0.42 | 0.37 | 0 | 0 | 0 | 0 | 0 | 0 | 0
1987 | 8 | 1 | 0 | 0 | 0 | 0 | 0 | 0 | 0 | 0 | 0 | 0 | 0 | 0 | 0
1987 | 8 | 2 | 0 | 0 | 0 | 0 | 0 | 0 | 0 | 0 | 0 | 0 | 0 | 0 | 0
1987 | 8 | 3 | 0 | 0 | 0 | 0 | 0 | 0 | 0 | 0 | 0 | 0 | 0 | 0 | 0
1987 | 8 | 4 | 0 | 0 | 0 | 0 | 0 | 0 | 0 | 0 | 0 | 0 | 0 | 0 | 0
1987 | 8 | 5 | 1.13 | 1 | 0.95 | 0 | 1 | 0.95 | 0 | 0 | 0 | 0 | 0 | 0 | 0
1987 | 8 | 6 | 0 | 0 | 0 | 0 | 0 | 0 | 0 | 0 | 0 | 0 | 0 | 0 | 0
1987 | 8 | 7 | 0 | 0 | 0 | 0 | 0 | 0 | 0 | 0 | 0 | 0 | 0 | 0 | 0
1987 | 8 | 8 | 0 | 0 | 0 | 0 | 0 | 0 | 0 | 0 | 0 | 0 | 0 | 0 | 0
1987 | 8 | 9 | 0.02 | 0.02 | 0 | 0 | 0.02 | 0 | 0 | 0 | 0 | 0 | 0 | 0 | 0
1987 | 8 | 10 | 0 | 0 | 0 | 0 | 0 | 0 | 0 | 0 | 0 | 0 | 0 | 0 | 0
1987 | 8 | 11 | 0 | 0 | 0 | 0 | 0 | 0 | 0 | 0 | 0 | 0 | 0 | 0 | 0
1987 | 8 | 12 | 0 | 0 | 0 | 0 | 0 | 0 | 0 | 0 | 0 | 0 | 0 | 0 | 0
1987 | 8 | 13 | 0 | 0 | 0 | 0 | 0 | 0 | 0 | 0 | 0 | 0 | 0 | 0 | 0
1987 | 8 | 14 | 0 | 0 | 0 | 0 | 0 | 0 | 0 | 0 | 0 | 0 | 0 | 0 | 0
1987 | 8 | 15 | 0 | 0 | 0 | 0 | 0 | 0 | 0 | 0 | 0 | 0 | 0 | 0 | 0
1987 | 8 | 16 | 0.27 | 0.27 | 0.22 | 0 | 0.27 | 0.22 | 0 | 0 | 0 | 0 | 0 | 0 | 0
1987 | 8 | 17 | 0 | 0 | 0 | 0 | 0 | 0 | 0 | 0 | 0 | 0 | 0 | 0 | 0
1987 | 8 | 18 | 0 | 0 | 0 | 0 | 0 | 0 | 0 | 0 | 0 | 0 | 0 | 0 | 0
1987 | 8 | 19 | 0 | 0 | 0 | 0 | 0 | 0 | 0 | 0 | 0 | 0 | 0 | 0 | 0
1987 | 8 | 20 | 0 | 0 | 0 | 0 | 0 | 0 | 0 | 0 | 0 | 0 | 0 | 0 | 0
1987 | 8 | 21 | 0 | 0 | 0 | 0 | 0 | 0 | 0 | 0 | 0 | 0 | 0 | 0 | 0
1987 | 8 | 22 | 0.16 | 0.16 | 0.11 | 0 | 0.16 | 0.11 | 0 | 0 | 0 | 0 | 0 | 0 | 0
1987 | 8 | 23 | 0 | 0 | 0 | 0 | 0 | 0 | 0 | 0 | 0 | 0 | 0 | 0 | 0
1987 | 8 | 24 | 0 | 0 | 0 | 0 | 0 | 0 | 0 | 0 | 0 | 0 | 0 | 0 | 0
1987 | 8 | 25 | 0 | 0 | 0 | 0 | 0 | 0 | 0 | 0 | 0 | 0 | 0 | 0 | 0
1987 | 8 | 26 | 0 | 0 | 0 | 0 | 0 | 0 | 0 | 0 | 0 | 0 | 0 | 0 | 0
1987 | 8 | 27 | 0.16 | 0.16 | 0.11 | 0 | 0.16 | 0.11 | 0 | 0 | 0 | 0 | 0 | 0 | 0
1987 | 8 | 28 | 0.33 | 0.33 | 0.28 | 0 | 0.33 | 0.28 | 0 | 0 | 0 | 0 | 0 | 0 | 0
1987 | 8 | 29 | 0 | 0 | 0 | 0 | 0 | 0 | 0 | 0 | 0 | 0 | 0 | 0 | 0
1987 | 8 | 30 | 0 | 0 | 0 | 0 | 0 | 0 | 0 | 0 | 0 | 0 | 0 | 0 | 0
1987 | 8 | 31 | 0 | 0 | 0 | 0 | 0 | 0 | 0 | 0 | 0 | 0 | 0 | 0 | 0
1987 | 9 | 1 | 0 | 0 | 0 | 0 | 0 | 0 | 0 | 0 | 0 | 0 | 0 | 0 | 0
1987 | 9 | 2 | 0 | 0 | 0 | 0 | 0 | 0 | 0 | 0 | 0 | 0 | 0 | 0 | 0
1987 | 9 | 3 | 0 | 0 | 0 | 0 | 0 | 0 | 0 | 0 | 0 | 0 | 0 | 0 | 0
1987 | 9 | 4 | 0 | 0 | 0 | 0 | 0 | 0 | 0 | 0 | 0 | 0 | 0 | 0 | 0
1987 | 9 | 5 | 0.13 | 0.13 | 0.08 | 0 | 0.13 | 0.08 | 0 | 0 | 0 | 0 | 0 | 0 | 0
1987 | 9 | 6 | 0.64 | 0.64 | 0.59 | 0 | 0.64 | 0.59 | 0 | 0 | 0 | 0 | 0 | 0 | 0
1987 | 9 | 7 | 0 | 0 | 0 | 0 | 0 | 0 | 0 | 0 | 0 | 0 | 0 | 0 | 0
1987 | 9 | 8 | 0.68 | 0.68 | 0.63 | 0 | 0.68 | 0.63 | 0 | 0 | 0 | 0 | 0 | 0 | 0
1987 | 9 | 9 | 0 | 0 | 0 | 0 | 0 | 0 | 0 | 0 | 0 | 0 | 0 | 0 | 0
1987 | 9 | 10 | 0 | 0 | 0 | 0 | 0 | 0 | 0 | 0 | 0 | 0 | 0 | 0 | 0
1987 | 9 | 11 | 0.45 | 0.45 | 0.4 | 0 | 0.45 | 0.4 | 0 | 0 | 0 | 0 | 0 | 0 | 0
1987 | 9 | 12 | 2.13 | 1 | 0.95 | 0 | 1 | 0.95 | 0 | 0 | 0 | 0 | 0 | 0 | 0
1987 | 9 | 13 | 0.08 | 0.08 | 0.03 | 0 | 0.08 | 0.03 | 0 | 0 | 0 | 0 | 0 | 0 | 0
1987 | 9 | 14 | 0 | 0 | 0 | 0 | 0 | 0 | 0 | 0 | 0 | 0 | 0 | 0 | 0
1987 | 9 | 15 | 0 | 0 | 0 | 0 | 0 | 0 | 0 | 0 | 0 | 0 | 0 | 0 | 0
1987 | 9 | 16 | 0 | 0 | 0 | 0 | 0 | 0 | 0 | 0 | 0 | 0 | 0 | 0 | 0
1987 | 9 | 17 | 0.16 | 0.16 | 0.11 | 0 | 0.16 | 0.11 | 0 | 0 | 0 | 0 | 0 | 0 | 0
1987 | 9 | 18 | 0.01 | 0.01 | 0 | 0 | 0.01 | 0 | 0 | 0 | 0 | 0 | 0 | 0 | 0
1987 | 9 | 19 | 0.09 | 0.09 | 0.04 | 0 | 0.09 | 0.04 | 0 | 0 | 0 | 0 | 0 | 0 | 0
1987 | 9 | 20 | 0.35 | 0.35 | 0.3 | 0 | 0.35 | 0.3 | 0 | 0 | 0 | 0 | 0 | 0 | 0
1987 | 9 | 21 | 0 | 0 | 0 | 0 | 0 | 0 | 0 | 0 | 0 | 0 | 0 | 0 | 0
1987 | 9 | 22 | 0.02 | 0.02 | 0 | 0 | 0.02 | 0 | 0 | 0 | 0 | 0 | 0 | 0 | 0
1987 | 9 | 23 | 0 | 0 | 0 | 0 | 0 | 0 | 0 | 0 | 0 | 0 | 0 | 0 | 0
1987 | 9 | 24 | 0 | 0 | 0 | 0 | 0 | 0 | 0 | 0 | 0 | 0 | 0 | 0 | 0
1987 | 9 | 25 | 0 | 0 | 0 | 0 | 0 | 0 | 0 | 0 | 0 | 0 | 0 | 0 | 0
1987 | 9 | 26 | 0 | 0 | 0 | 0 | 0 | 0 | 0 | 0 | 0 | 0 | 0 | 0 | 0
1987 | 9 | 27 | 0 | 0 | 0 | 0 | 0 | 0 | 0 | 0 | 0 | 0 | 0 | 0 | 0
1987 | 9 | 28 | 0 | 0 | 0 | 0 | 0 | 0 | 0 | 0 | 0 | 0 | 0 | 0 | 0
1987 | 9 | 29 | 0 | 0 | 0 | 0 | 0 | 0 | 0 | 0 | 0 | 0 | 0 | 0 | 0
1987 | 9 | 30 | 0.37 | 0.37 | 0.32 | 0 | 0.37 | 0.32 | 0 | 0 | 0 | 0 | 0 | 0 | 0
1987 | 10 | 1 | 0 | 0 | 0 | 0 | 0 | 0 | 0 | 0 | 0 | 0 | 0 | 0 | 0
1987 | 10 | 2 | 0 | 0 | 0 | 0 | 0 | 0 | 0 | 0 | 0 | 0 | 0 | 0 | 0
1987 | 10 | 3 | 0.47 | 0.47 | 0.42 | 0 | 0.47 | 0.42 | 0 | 0 | 0 | 0 | 0 | 0 | 0
1987 | 10 | 4 | 0 | 0 | 0 | 0 | 0 | 0 | 0 | 0 | 0 | 0 | 0 | 0 | 0
1987 | 10 | 5 | 0 | 0 | 0 | 0 | 0 | 0 | 0 | 0 | 0 | 0 | 0 | 0 | 0
1987 | 10 | 6 | 0.39 | 0.39 | 0.34 | 0 | 0.39 | 0.34 | 0 | 0 | 0 | 0 | 0 | 0 | 0
1987 | 10 | 7 | 0 | 0 | 0 | 0 | 0 | 0 | 0 | 0 | 0 | 0 | 0 | 0 | 0
1987 | 10 | 8 | 0 | 0 | 0 | 0 | 0 | 0 | 0 | 0 | 0 | 0 | 0 | 0 | 0
1987 | 10 | 9 | 0 | 0 | 0 | 0 | 0 | 0 | 0 | 0 | 0 | 0 | 0 | 0 | 0
1987 | 10 | 10 | 0 | 0 | 0 | 0 | 0 | 0 | 0 | 0 | 0 | 0 | 0 | 0 | 0
1987 | 10 | 11 | 0 | 0 | 0 | 0 | 0 | 0 | 0 | 0 | 0 | 0 | 0 | 0 | 0
1987 | 10 | 12 | 0.02 | 0.02 | 0 | 0 | 0.02 | 0 | 0 | 0 | 0 | 0 | 0 | 0 | 0
1987 | 10 | 13 | 0 | 0 | 0 | 0 | 0 | 0 | 0 | 0 | 0 | 0 | 0 | 0 | 0
1987 | 10 | 14 | 0 | 0 | 0 | 0 | 0 | 0 | 0 | 0 | 0 | 0 | 0 | 0 | 0
1987 | 10 | 15 | 0 | 0 | 0 | 0 | 0 | 0 | 0 | 0 | 0 | 0 | 0 | 0 | 0
1987 | 10 | 16 | 0 | 0 | 0 | 0 | 0 | 0 | 0 | 0 | 0 | 0 | 0 | 0 | 0
1987 | 10 | 17 | 0 | 0 | 0 | 0 | 0 | 0 | 0 | 0 | 0 | 0 | 0 | 0 | 0
1987 | 10 | 18 | 0 | 0 | 0 | 0 | 0 | 0 | 0 | 0 | 0 | 0 | 0 | 0 | 0
1987 | 10 | 19 | 0 | 0 | 0 | 0 | 0 | 0 | 0 | 0 | 0 | 0 | 0 | 0 | 0
1987 | 10 | 20 | 0 | 0 | 0 | 0 | 0 | 0 | 0 | 0 | 0 | 0 | 0 | 0 | 0
1987 | 10 | 21 | 0.01 | 0.01 | 0 | 0 | 0.01 | 0 | 0 | 0 | 0 | 0 | 0 | 0 | 0
1987 | 10 | 22 | 0 | 0 | 0 | 0 | 0 | 0 | 0 | 0 | 0 | 0 | 0 | 0 | 0
1987 | 10 | 23 | 0 | 0 | 0 | 0 | 0 | 0 | 0 | 0 | 0 | 0 | 0 | 0 | 0
1987 | 10 | 24 | 0 | 0 | 0 | 0 | 0 | 0 | 0 | 0 | 0 | 0 | 0 | 0 | 0
1987 | 10 | 25 | 0 | 0 | 0 | 0 | 0 | 0 | 0 | 0 | 0 | 0 | 0 | 0 | 0
1987 | 10 | 26 | 0 | 0 | 0 | 0 | 0 | 0 | 0 | 0 | 0 | 0 | 0 | 0 | 0
1987 | 10 | 27 | 1.64 | 1 | 0.95 | 0 | 1 | 0.95 | 0 | 0 | 0 | 0 | 0 | 0 | 0
1987 | 10 | 28 | 0 | 0 | 0 | 0 | 0 | 0 | 0 | 0 | 0 | 0 | 0 | 0 | 0
1987 | 10 | 29 | 0 | 0 | 0 | 0 | 0 | 0 | 0 | 0 | 0 | 0 | 0 | 0 | 0
1987 | 10 | 30 | 0 | 0 | 0 | 0 | 0 | 0 | 0 | 0 | 0 | 0 | 0 | 0 | 0
1987 | 10 | 31 | 0 | 0 | 0 | 0 | 0 | 0 | 0 | 0 | 0 | 0 | 0 | 0 | 0
1987 | 11 | 1 | 0 | 0 | 0 | 0 | 0 | 0 | 0 | 0 | 0 | 0 | 0 | 0 | 0
1987 | 11 | 2 | 0 | 0 | 0 | 0 | 0 | 0 | 0 | 0 | 0 | 0 | 0 | 0 | 0
1987 | 11 | 3 | 0 | 0 | 0 | 0 | 0 | 0 | 0 | 0 | 0 | 0 | 0 | 0 | 0
1987 | 11 | 4 | 0 | 0 | 0 | 0 | 0 | 0 | 0 | 0 | 0 | 0 | 0 | 0 | 0
1987 | 11 | 5 | 0 | 0 | 0 | 0 | 0 | 0 | 0 | 0 | 0 | 0 | 0 | 0 | 0
1987 | 11 | 6 | 0 | 0 | 0 | 0 | 0 | 0 | 0 | 0 | 0 | 0 | 0 | 0 | 0
1987 | 11 | 7 | 0 | 0 | 0 | 0 | 0 | 0 | 0 | 0 | 0 | 0 | 0 | 0 | 0
1987 | 11 | 8 | 0 | 0 | 0 | 0 | 0 | 0 | 0 | 0 | 0 | 0 | 0 | 0 | 0
1987 | 11 | 9 | 0 | 0 | 0 | 0 | 0 | 0 | 0 | 0 | 0 | 0 | 0 | 0 | 0
1987 | 11 | 10 | 0.8 | 0.8 | 0.75 | 0 | 0.8 | 0.75 | 0 | 0 | 0 | 0 | 0 | 0 | 0
1987 | 11 | 11 | 1.46 | 1 | 0.95 | 0 | 1 | 0.95 | 0 | 0 | 0 | 0 | 0 | 0 | 0
1987 | 11 | 12 | 0 | 0 | 0 | 0 | 0 | 0 | 0 | 0 | 0 | 0 | 0 | 0 | 0
1987 | 11 | 13 | 0 | 0 | 0 | 0 | 0 | 0 | 0 | 0 | 0 | 0 | 0 | 0 | 0
1987 | 11 | 14 | 0 | 0 | 0 | 0 | 0 | 0 | 0 | 0 | 0 | 0 | 0 | 0 | 0
1987 | 11 | 15 | 0 | 0 | 0 | 0 | 0 | 0 | 0 | 0 | 0 | 0 | 0 | 0 | 0
1987 | 11 | 16 | 0 | 0 | 0 | 0 | 0 | 0 | 0 | 0 | 0 | 0 | 0 | 0 | 0
1987 | 11 | 17 | 0.23 | 0.23 | 0.18 | 0 | 0.23 | 0.18 | 0 | 0 | 0 | 0 | 0 | 0 | 0
1987 | 11 | 18 | 0 | 0 | 0 | 0 | 0 | 0 | 0 | 0 | 0 | 0 | 0 | 0 | 0
1987 | 11 | 19 | 0 | 0 | 0 | 0 | 0 | 0 | 0 | 0 | 0 | 0 | 0 | 0 | 0
1987 | 11 | 20 | 0 | 0 | 0 | 0 | 0 | 0 | 0 | 0 | 0 | 0 | 0 | 0 | 0
1987 | 11 | 21 | 0 | 0 | 0 | 0 | 0 | 0 | 0 | 0 | 0 | 0 | 0 | 0 | 0
1987 | 11 | 22 | 0 | 0 | 0 | 0 | 0 | 0 | 0 | 0 | 0 | 0 | 0 | 0 | 0
1987 | 11 | 23 | 0 | 0 | 0 | 0 | 0 | 0 | 0 | 0 | 0 | 0 | 0 | 0 | 0
1987 | 11 | 24 | 0 | 0 | 0 | 0 | 0 | 0 | 0 | 0 | 0 | 0 | 0 | 0 | 0
1987 | 11 | 25 | 0 | 0 | 0 | 0 | 0 | 0 | 0 | 0 | 0 | 0 | 0 | 0 | 0
1987 | 11 | 26 | 0 | 0 | 0 | 0 | 0 | 0 | 0 | 0 | 0 | 0 | 0 | 0 | 0
1987 | 11 | 27 | 0.21 | 0.21 | 0.16 | 0 | 0.21 | 0.16 | 0 | 0 | 0 | 0 | 0 | 0 | 0
1987 | 11 | 28 | 0.43 | 0.43 | 0.38 | 0 | 0.43 | 0.38 | 0 | 0 | 0 | 0 | 0 | 0 | 0
1987 | 11 | 29 | 1.36 | 1 | 0.95 | 0 | 1 | 0.95 | 0 | 0 | 0 | 0 | 0 | 0 | 0
1987 | 11 | 30 | 0 | 0 | 0 | 0 | 0 | 0 | 0 | 0 | 0 | 0 | 0 | 0 | 0
1987 | 12 | 1 | 0 | 0 | 0 | 0 | 0 | 0 | 0 | 0 | 0 | 0 | 0 | 0 | 0
1987 | 12 | 2 | 0 | 0 | 0 | 0 | 0 | 0 | 0 | 0 | 0 | 0 | 0 | 0 | 0
1987 | 12 | 3 | 0.02 | 0.02 | 0 | 0 | 0.02 | 0 | 0 | 0 | 0 | 0 | 0 | 0 | 0
1987 | 12 | 4 | 0.3 | 0.3 | 0.25 | 0 | 0.3 | 0.25 | 0 | 0 | 0 | 0 | 0 | 0 | 0
1987 | 12 | 5 | 0 | 0 | 0 | 0 | 0 | 0 | 0 | 0 | 0 | 0 | 0 | 0 | 0
1987 | 12 | 6 | 0 | 0 | 0 | 0 | 0 | 0 | 0 | 0 | 0 | 0 | 0 | 0 | 0
1987 | 12 | 7 | 0 | 0 | 0 | 0 | 0 | 0 | 0 | 0 | 0 | 0 | 0 | 0 | 0
1987 | 12 | 8 | 0 | 0 | 0 | 0 | 0 | 0 | 0 | 0 | 0 | 0 | 0 | 0 | 0
1987 | 12 | 9 | 0 | 0 | 0 | 0 | 0 | 0 | 0 | 0 | 0 | 0 | 0 | 0 | 0
1987 | 12 | 10 | 0.45 | 0.45 | 0.4 | 0 | 0.45 | 0.4 | 0 | 0 | 0 | 0 | 0 | 0 | 0
1987 | 12 | 11 | 0.07 | 0.07 | 0.02 | 0 | 0.07 | 0.02 | 0 | 0 | 0 | 0 | 0 | 0 | 0
1987 | 12 | 12 | 0 | 0 | 0 | 0 | 0 | 0 | 0 | 0 | 0 | 0 | 0 | 0 | 0
1987 | 12 | 13 | 0 | 0 | 0 | 0 | 0 | 0 | 0 | 0 | 0 | 0 | 0 | 0 | 0
1987 | 12 | 14 | 0.07 | 0.07 | 0.02 | 0 | 0.07 | 0.02 | 0 | 0 | 0 | 0 | 0 | 0 | 0
1987 | 12 | 15 | 0.58 | 0.58 | 0.53 | 0 | 0.58 | 0.53 | 0 | 0 | 0 | 0 | 0 | 0 | 0
1987 | 12 | 16 | 0 | 0 | 0 | 0 | 0 | 0 | 0 | 0 | 0 | 0 | 0 | 0 | 0
1987 | 12 | 17 | 0 | 0 | 0 | 0 | 0 | 0 | 0 | 0 | 0 | 0 | 0 | 0 | 0
1987 | 12 | 18 | 0 | 0 | 0 | 0 | 0 | 0 | 0 | 0 | 0 | 0 | 0 | 0 | 0
1987 | 12 | 19 | 0.02 | 0.02 | 0 | 0 | 0.02 | 0 | 0 | 0 | 0 | 0 | 0 | 0 | 0
1987 | 12 | 20 | 0.25 | 0.25 | 0.2 | 0 | 0.25 | 0.2 | 0 | 0 | 0 | 0 | 0 | 0 | 0
1987 | 12 | 21 | 0 | 0 | 0 | 0 | 0 | 0 | 0 | 0 | 0 | 0 | 0 | 0 | 0
1987 | 12 | 22 | 0.03 | 0.03 | 0 | 0 | 0.03 | 0 | 0 | 0 | 0 | 0 | 0 | 0 | 0
1987 | 12 | 23 | 0 | 0 | 0 | 0 | 0 | 0 | 0 | 0 | 0 | 0 | 0 | 0 | 0
1987 | 12 | 24 | 0 | 0 | 0 | 0 | 0 | 0 | 0 | 0 | 0 | 0 | 0 | 0 | 0
1987 | 12 | 25 | 0.17 | 0.17 | 0.12 | 0 | 0.17 | 0.12 | 0 | 0 | 0 | 0 | 0 | 0 | 0
1987 | 12 | 26 | 0.19 | 0.19 | 0.14 | 0 | 0.19 | 0.14 | 0 | 0 | 0 | 0 | 0 | 0 | 0
1987 | 12 | 27 | 0 | 0 | 0 | 0 | 0 | 0 | 0 | 0 | 0 | 0 | 0 | 0 | 0
1987 | 12 | 28 | 0.38 | 0.38 | 0.33 | 0 | 0.38 | 0.33 | 0 | 0 | 0 | 0 | 0 | 0 | 0
1987 | 12 | 29 | 0.04 | 0.04 | 0 | 0 | 0.04 | 0 | 0 | 0 | 0 | 0 | 0 | 0 | 0
1987 | 12 | 30 | 0 | 0 | 0 | 0 | 0 | 0 | 0 | 0 | 0 | 0 | 0 | 0 | 0
1987 | 12 | 31 | 0 | 0 | 0 | 0 | 0 | 0 | 0 | 0 | 0 | 0 | 0 | 0 | 0
1988 | 1 | 1 | 0 | 0 | 0 | 0 | 0 | 0 | 0 | 0 | 0 | 0 | 0 | 0 | 0
1988 | 1 | 2 | 0 | 0 | 0 | 0 | 0 | 0 | 0 | 0 | 0 | 0 | 0 | 0 | 0
1988 | 1 | 3 | 0.3 | 0.3 | 0.25 | 0 | 0.3 | 0.25 | 0 | 0 | 0 | 0 | 0 | 0 | 0
1988 | 1 | 4 | 0.11 | 0.11 | 0.06 | 0 | 0.11 | 0.06 | 0 | 0 | 0 | 0 | 0 | 0 | 0
1988 | 1 | 5 | 0 | 0 | 0 | 0 | 0 | 0 | 0 | 0 | 0 | 0 | 0 | 0 | 0
1988 | 1 | 6 | 0 | 0 | 0 | 0 | 0 | 0 | 0 | 0 | 0 | 0 | 0 | 0 | 0
1988 | 1 | 7 | 0.13 | 0.13 | 0.08 | 0 | 0.13 | 0.08 | 0 | 0 | 0 | 0 | 0 | 0 | 0
1988 | 1 | 8 | 0.44 | 0.44 | 0.39 | 0 | 0.44 | 0.39 | 0 | 0 | 0 | 0 | 0 | 0 | 0
1988 | 1 | 9 | 0 | 0 | 0 | 0 | 0 | 0 | 0 | 0 | 0 | 0 | 0 | 0 | 0
1988 | 1 | 10 | 0 | 0 | 0 | 0 | 0 | 0 | 0 | 0 | 0 | 0 | 0 | 0 | 0
1988 | 1 | 11 | 0 | 0 | 0 | 0 | 0 | 0 | 0 | 0 | 0 | 0 | 0 | 0 | 0
1988 | 1 | 12 | 0 | 0 | 0 | 0 | 0 | 0 | 0 | 0 | 0 | 0 | 0 | 0 | 0
1988 | 1 | 13 | 0 | 0 | 0 | 0 | 0 | 0 | 0 | 0 | 0 | 0 | 0 | 0 | 0
1988 | 1 | 14 | 0 | 0 | 0 | 0 | 0 | 0 | 0 | 0 | 0 | 0 | 0 | 0 | 0
1988 | 1 | 15 | 0 | 0 | 0 | 0 | 0 | 0 | 0 | 0 | 0 | 0 | 0 | 0 | 0
1988 | 1 | 16 | 0 | 0 | 0 | 0 | 0 | 0 | 0 | 0 | 0 | 0 | 0 | 0 | 0
1988 | 1 | 17 | 0.08 | 0.08 | 0.03 | 0 | 0.08 | 0.03 | 0 | 0 | 0 | 0 | 0 | 0 | 0
1988 | 1 | 18 | 0.21 | 0.21 | 0.16 | 0 | 0.21 | 0.16 | 0 | 0 | 0 | 0 | 0 | 0 | 0
1988 | 1 | 19 | 0.27 | 0.27 | 0.22 | 0 | 0.27 | 0.22 | 0 | 0 | 0 | 0 | 0 | 0 | 0
1988 | 1 | 20 | 1 | 1 | 0.95 | 0 | 1 | 0.95 | 0 | 0 | 0 | 0 | 0 | 0 | 0
1988 | 1 | 21 | 0 | 0 | 0 | 0 | 0 | 0 | 0 | 0 | 0 | 0 | 0 | 0 | 0
1988 | 1 | 22 | 0 | 0 | 0 | 0 | 0 | 0 | 0 | 0 | 0 | 0 | 0 | 0 | 0
1988 | 1 | 23 | 0 | 0 | 0 | 0 | 0 | 0 | 0 | 0 | 0 | 0 | 0 | 0 | 0
1988 | 1 | 24 | 0 | 0 | 0 | 0 | 0 | 0 | 0 | 0 | 0 | 0 | 0 | 0 | 0
1988 | 1 | 25 | 0.6 | 0.6 | 0.55 | 0 | 0.6 | 0.55 | 0 | 0 | 0 | 0 | 0 | 0 | 0
1988 | 1 | 26 | 0 | 0 | 0 | 0 | 0 | 0 | 0 | 0 | 0 | 0 | 0 | 0 | 0
1988 | 1 | 27 | 0 | 0 | 0 | 0 | 0 | 0 | 0 | 0 | 0 | 0 | 0 | 0 | 0
1988 | 1 | 28 | 0 | 0 | 0 | 0 | 0 | 0 | 0 | 0 | 0 | 0 | 0 | 0 | 0
1988 | 1 | 29 | 0 | 0 | 0 | 0 | 0 | 0 | 0 | 0 | 0 | 0 | 0 | 0 | 0
1988 | 1 | 30 | 0 | 0 | 0 | 0 | 0 | 0 | 0 | 0 | 0 | 0 | 0 | 0 | 0
1988 | 1 | 31 | 0 | 0 | 0 | 0 | 0 | 0 | 0 | 0 | 0 | 0 | 0 | 0 | 0
1988 | 2 | 1 | 0 | 0 | 0 | 0 | 0 | 0 | 0 | 0 | 0 | 0 | 0 | 0 | 0
1988 | 2 | 2 | 0.59 | 0.59 | 0.54 | 0 | 0.59 | 0.54 | 0 | 0 | 0 | 0 | 0 | 0 | 0
1988 | 2 | 3 | 0.09 | 0.09 | 0.04 | 0 | 0.09 | 0.04 | 0 | 0 | 0 | 0 | 0 | 0 | 0
1988 | 2 | 4 | 0.2 | 0.2 | 0.15 | 0 | 0.2 | 0.15 | 0 | 0 | 0 | 0 | 0 | 0 | 0
1988 | 2 | 5 | 0 | 0 | 0 | 0 | 0 | 0 | 0 | 0 | 0 | 0 | 0 | 0 | 0
1988 | 2 | 6 | 0 | 0 | 0 | 0 | 0 | 0 | 0 | 0 | 0 | 0 | 0 | 0 | 0
1988 | 2 | 7 | 0 | 0 | 0 | 0 | 0 | 0 | 0 | 0 | 0 | 0 | 0 | 0 | 0
1988 | 2 | 8 | 0 | 0 | 0 | 0 | 0 | 0 | 0 | 0 | 0 | 0 | 0 | 0 | 0
1988 | 2 | 9 | 0 | 0 | 0 | 0 | 0 | 0 | 0 | 0 | 0 | 0 | 0 | 0 | 0
1988 | 2 | 10 | 0 | 0 | 0 | 0 | 0 | 0 | 0 | 0 | 0 | 0 | 0 | 0 | 0
1988 | 2 | 11 | 0.73 | 0.73 | 0.68 | 0 | 0.73 | 0.68 | 0 | 0 | 0 | 0 | 0 | 0 | 0
1988 | 2 | 12 | 0.12 | 0.12 | 0.07 | 0 | 0.12 | 0.07 | 0 | 0 | 0 | 0 | 0 | 0 | 0
1988 | 2 | 13 | 0 | 0 | 0 | 0 | 0 | 0 | 0 | 0 | 0 | 0 | 0 | 0 | 0
1988 | 2 | 14 | 0 | 0 | 0 | 0 | 0 | 0 | 0 | 0 | 0 | 0 | 0 | 0 | 0
1988 | 2 | 15 | 0.32 | 0.32 | 0.27 | 0 | 0.32 | 0.27 | 0 | 0 | 0 | 0 | 0 | 0 | 0
1988 | 2 | 16 | 0.02 | 0.02 | 0 | 0 | 0.02 | 0 | 0 | 0 | 0 | 0 | 0 | 0 | 0
1988 | 2 | 17 | 0 | 0 | 0 | 0 | 0 | 0 | 0 | 0 | 0 | 0 | 0 | 0 | 0
1988 | 2 | 18 | 0 | 0 | 0 | 0 | 0 | 0 | 0 | 0 | 0 | 0 | 0 | 0 | 0
1988 | 2 | 19 | 0.37 | 0.37 | 0.32 | 0 | 0.37 | 0.32 | 0 | 0 | 0 | 0 | 0 | 0 | 0
1988 | 2 | 20 | 0 | 0 | 0 | 0 | 0 | 0 | 0 | 0 | 0 | 0 | 0 | 0 | 0
1988 | 2 | 21 | 0 | 0 | 0 | 0 | 0 | 0 | 0 | 0 | 0 | 0 | 0 | 0 | 0
1988 | 2 | 22 | 0 | 0 | 0 | 0 | 0 | 0 | 0 | 0 | 0 | 0 | 0 | 0 | 0
1988 | 2 | 23 | 0.05 | 0.05 | 0 | 0 | 0.05 | 0 | 0 | 0 | 0 | 0 | 0 | 0 | 0
1988 | 2 | 24 | 0 | 0 | 0 | 0 | 0 | 0 | 0 | 0 | 0 | 0 | 0 | 0 | 0
1988 | 2 | 25 | 0 | 0 | 0 | 0 | 0 | 0 | 0 | 0 | 0 | 0 | 0 | 0 | 0
1988 | 2 | 26 | 0 | 0 | 0 | 0 | 0 | 0 | 0 | 0 | 0 | 0 | 0 | 0 | 0
1988 | 2 | 27 | 0.01 | 0.01 | 0 | 0 | 0.01 | 0 | 0 | 0 | 0 | 0 | 0 | 0 | 0
1988 | 2 | 28 | 0.02 | 0.02 | 0 | 0 | 0.02 | 0 | 0 | 0 | 0 | 0 | 0 | 0 | 0
1988 | 2 | 29 | 0 | 0 | 0 | 0 | 0 | 0 | 0 | 0 | 0 | 0 | 0 | 0 | 0
1988 | 3 | 1 | 0 | 0 | 0 | 0 | 0 | 0 | 0 | 0 | 0 | 0 | 0 | 0 | 0
1988 | 3 | 2 | 0 | 0 | 0 | 0 | 0 | 0 | 0 | 0 | 0 | 0 | 0 | 0 | 0
1988 | 3 | 3 | 0.01 | 0.01 | 0 | 0 | 0.01 | 0 | 0 | 0 | 0 | 0 | 0 | 0 | 0
1988 | 3 | 4 | 0.73 | 0.73 | 0.68 | 0 | 0.73 | 0.68 | 0 | 0 | 0 | 0 | 0 | 0 | 0
1988 | 3 | 5 | 0 | 0 | 0 | 0 | 0 | 0 | 0 | 0 | 0 | 0 | 0 | 0 | 0
1988 | 3 | 6 | 0 | 0 | 0 | 0 | 0 | 0 | 0 | 0 | 0 | 0 | 0 | 0 | 0
1988 | 3 | 7 | 0 | 0 | 0 | 0 | 0 | 0 | 0 | 0 | 0 | 0 | 0 | 0 | 0
1988 | 3 | 8 | 0 | 0 | 0 | 0 | 0 | 0 | 0 | 0 | 0 | 0 | 0 | 0 | 0
1988 | 3 | 9 | 0.02 | 0.02 | 0 | 0 | 0.02 | 0 | 0 | 0 | 0 | 0 | 0 | 0 | 0
1988 | 3 | 10 | 0.02 | 0.02 | 0 | 0 | 0.02 | 0 | 0 | 0 | 0 | 0 | 0 | 0 | 0
1988 | 3 | 11 | 0 | 0 | 0 | 0 | 0 | 0 | 0 | 0 | 0 | 0 | 0 | 0 | 0
1988 | 3 | 12 | 0 | 0 | 0 | 0 | 0 | 0 | 0 | 0 | 0 | 0 | 0 | 0 | 0
1988 | 3 | 13 | 0.1 | 0.1 | 0.05 | 0 | 0.1 | 0.05 | 0 | 0 | 0 | 0 | 0 | 0 | 0
1988 | 3 | 14 | 0 | 0 | 0 | 0 | 0 | 0 | 0 | 0 | 0 | 0 | 0 | 0 | 0
1988 | 3 | 15 | 0 | 0 | 0 | 0 | 0 | 0 | 0 | 0 | 0 | 0 | 0 | 0 | 0
1988 | 3 | 16 | 0 | 0 | 0 | 0 | 0 | 0 | 0 | 0 | 0 | 0 | 0 | 0 | 0
1988 | 3 | 17 | 0 | 0 | 0 | 0 | 0 | 0 | 0 | 0 | 0 | 0 | 0 | 0 | 0
1988 | 3 | 18 | 0 | 0 | 0 | 0 | 0 | 0 | 0 | 0 | 0 | 0 | 0 | 0 | 0
1988 | 3 | 19 | 0 | 0 | 0 | 0 | 0 | 0 | 0 | 0 | 0 | 0 | 0 | 0 | 0
1988 | 3 | 20 | 0.01 | 0.01 | 0 | 0 | 0.01 | 0 | 0 | 0 | 0 | 0 | 0 | 0 | 0
1988 | 3 | 21 | 0.04 | 0.04 | 0 | 0 | 0.04 | 0 | 0 | 0 | 0 | 0 | 0 | 0 | 0
1988 | 3 | 22 | 0 | 0 | 0 | 0 | 0 | 0 | 0 | 0 | 0 | 0 | 0 | 0 | 0
1988 | 3 | 23 | 0 | 0 | 0 | 0 | 0 | 0 | 0 | 0 | 0 | 0 | 0 | 0 | 0
1988 | 3 | 24 | 0 | 0 | 0 | 0 | 0 | 0 | 0 | 0 | 0 | 0 | 0 | 0 | 0
1988 | 3 | 25 | 0 | 0 | 0 | 0 | 0 | 0 | 0 | 0 | 0 | 0 | 0 | 0 | 0
1988 | 3 | 26 | 1.34 | 1 | 0.95 | 0 | 1 | 0.95 | 0 | 0 | 0 | 0 | 0 | 0 | 0
1988 | 3 | 27 | 0 | 0 | 0 | 0 | 0 | 0 | 0 | 0 | 0 | 0 | 0 | 0 | 0
1988 | 3 | 28 | 0 | 0 | 0 | 0 | 0 | 0 | 0 | 0 | 0 | 0 | 0 | 0 | 0
1988 | 3 | 29 | 0 | 0 | 0 | 0 | 0 | 0 | 0 | 0 | 0 | 0 | 0 | 0 | 0
1988 | 3 | 30 | 0 | 0 | 0 | 0 | 0 | 0 | 0 | 0 | 0 | 0 | 0 | 0 | 0
1988 | 3 | 31 | 0 | 0 | 0 | 0 | 0 | 0 | 0 | 0 | 0 | 0 | 0 | 0 | 0
1988 | 4 | 1 | 0 | 0 | 0 | 0 | 0 | 0 | 0 | 0 | 0 | 0 | 0 | 0 | 0
1988 | 4 | 2 | 0 | 0 | 0 | 0 | 0 | 0 | 0 | 0 | 0 | 0 | 0 | 0 | 0
1988 | 4 | 3 | 0 | 0 | 0 | 0 | 0 | 0 | 0 | 0 | 0 | 0 | 0 | 0 | 0
1988 | 4 | 4 | 0.02 | 0.02 | 0 | 0 | 0.02 | 0 | 0 | 0 | 0 | 0 | 0 | 0 | 0
1988 | 4 | 5 | 0 | 0 | 0 | 0 | 0 | 0 | 0 | 0 | 0 | 0 | 0 | 0 | 0
1988 | 4 | 6 | 0.01 | 0.01 | 0 | 0 | 0.01 | 0 | 0 | 0 | 0 | 0 | 0 | 0 | 0
1988 | 4 | 7 | 1.04 | 1 | 0.95 | 0 | 1 | 0.95 | 0 | 0 | 0 | 0 | 0 | 0 | 0
1988 | 4 | 8 | 0.08 | 0.08 | 0.03 | 0 | 0.08 | 0.03 | 0 | 0 | 0 | 0 | 0 | 0 | 0
1988 | 4 | 9 | 0.01 | 0.01 | 0 | 0 | 0.01 | 0 | 0 | 0 | 0 | 0 | 0 | 0 | 0
1988 | 4 | 10 | 0 | 0 | 0 | 0 | 0 | 0 | 0 | 0 | 0 | 0 | 0 | 0 | 0
1988 | 4 | 11 | 0 | 0 | 0 | 0 | 0 | 0 | 0 | 0 | 0 | 0 | 0 | 0 | 0
1988 | 4 | 12 | 0 | 0 | 0 | 0 | 0 | 0 | 0 | 0 | 0 | 0 | 0 | 0 | 0
1988 | 4 | 13 | 0 | 0 | 0 | 0 | 0 | 0 | 0 | 0 | 0 | 0 | 0 | 0 | 0
1988 | 4 | 14 | 0 | 0 | 0 | 0 | 0 | 0 | 0 | 0 | 0 | 0 | 0 | 0 | 0
1988 | 4 | 15 | 0.01 | 0.01 | 0 | 0 | 0.01 | 0 | 0 | 0 | 0 | 0 | 0 | 0 | 0
1988 | 4 | 16 | 0 | 0 | 0 | 0 | 0 | 0 | 0 | 0 | 0 | 0 | 0 | 0 | 0
1988 | 4 | 17 | 0 | 0 | 0 | 0 | 0 | 0 | 0 | 0 | 0 | 0 | 0 | 0 | 0
1988 | 4 | 18 | 0.07 | 0.07 | 0.02 | 0 | 0.07 | 0.02 | 0 | 0 | 0 | 0 | 0 | 0 | 0
1988 | 4 | 19 | 0 | 0 | 0 | 0 | 0 | 0 | 0 | 0 | 0 | 0 | 0 | 0 | 0
1988 | 4 | 20 | 0 | 0 | 0 | 0 | 0 | 0 | 0 | 0 | 0 | 0 | 0 | 0 | 0
1988 | 4 | 21 | 0 | 0 | 0 | 0 | 0 | 0 | 0 | 0 | 0 | 0 | 0 | 0 | 0
1988 | 4 | 22 | 0 | 0 | 0 | 0 | 0 | 0 | 0 | 0 | 0 | 0 | 0 | 0 | 0
1988 | 4 | 23 | 0.04 | 0.04 | 0 | 0 | 0.04 | 0 | 0 | 0 | 0 | 0 | 0 | 0 | 0
1988 | 4 | 24 | 0 | 0 | 0 | 0 | 0 | 0 | 0 | 0 | 0 | 0 | 0 | 0 | 0
1988 | 4 | 25 | 0 | 0 | 0 | 0 | 0 | 0 | 0 | 0 | 0 | 0 | 0 | 0 | 0
1988 | 4 | 26 | 0 | 0 | 0 | 0 | 0 | 0 | 0 | 0 | 0 | 0 | 0 | 0 | 0
1988 | 4 | 27 | 0.68 | 0.68 | 0.63 | 0 | 0.68 | 0.63 | 0 | 0 | 0 | 0 | 0 | 0 | 0
1988 | 4 | 28 | 0.03 | 0.03 | 0 | 0 | 0.03 | 0 | 0 | 0 | 0 | 0 | 0 | 0 | 0
1988 | 4 | 29 | 0 | 0 | 0 | 0 | 0 | 0 | 0 | 0 | 0 | 0 | 0 | 0 | 0
1988 | 4 | 30 | 0.01 | 0.01 | 0 | 0 | 0.01 | 0 | 0 | 0 | 0 | 0 | 0 | 0 | 0
1988 | 5 | 1 | 0 | 0 | 0 | 0 | 0 | 0 | 0 | 0 | 0 | 0 | 0 | 0 | 0
1988 | 5 | 2 | 0 | 0 | 0 | 0 | 0 | 0 | 0 | 0 | 0 | 0 | 0 | 0 | 0
1988 | 5 | 3 | 0.02 | 0.02 | 0 | 0 | 0.02 | 0 | 0 | 0 | 0 | 0 | 0 | 0 | 0
1988 | 5 | 4 | 0.03 | 0.03 | 0 | 0 | 0.03 | 0 | 0 | 0 | 0 | 0 | 0 | 0 | 0
1988 | 5 | 5 | 0.68 | 0.68 | 0.63 | 0 | 0.68 | 0.63 | 0 | 0 | 0 | 0 | 0 | 0 | 0
1988 | 5 | 6 | 0.48 | 0.48 | 0.43 | 0 | 0.48 | 0.43 | 0 | 0 | 0 | 0 | 0 | 0 | 0
1988 | 5 | 7 | 0 | 0 | 0 | 0 | 0 | 0 | 0 | 0 | 0 | 0 | 0 | 0 | 0
1988 | 5 | 8 | 0 | 0 | 0 | 0 | 0 | 0 | 0 | 0 | 0 | 0 | 0 | 0 | 0
1988 | 5 | 9 | 0.06 | 0.06 | 0.01 | 0 | 0.06 | 0.01 | 0 | 0 | 0 | 0 | 0 | 0 | 0
1988 | 5 | 10 | 0.1 | 0.1 | 0.05 | 0 | 0.1 | 0.05 | 0 | 0 | 0 | 0 | 0 | 0 | 0
1988 | 5 | 11 | 0.04 | 0.04 | 0 | 0 | 0.04 | 0 | 0 | 0 | 0 | 0 | 0 | 0 | 0
1988 | 5 | 12 | 0 | 0 | 0 | 0 | 0 | 0 | 0 | 0 | 0 | 0 | 0 | 0 | 0
1988 | 5 | 13 | 0 | 0 | 0 | 0 | 0 | 0 | 0 | 0 | 0 | 0 | 0 | 0 | 0
1988 | 5 | 14 | 0 | 0 | 0 | 0 | 0 | 0 | 0 | 0 | 0 | 0 | 0 | 0 | 0
1988 | 5 | 15 | 0 | 0 | 0 | 0 | 0 | 0 | 0 | 0 | 0 | 0 | 0 | 0 | 0
1988 | 5 | 16 | 1.33 | 1 | 0.95 | 0 | 1 | 0.95 | 0 | 0 | 0 | 0 | 0 | 0 | 0
1988 | 5 | 17 | 1.02 | 1 | 0.95 | 0 | 1 | 0.95 | 0 | 0 | 0 | 0 | 0 | 0 | 0
1988 | 5 | 18 | 0.15 | 0.15 | 0.1 | 0 | 0.15 | 0.1 | 0 | 0 | 0 | 0 | 0 | 0 | 0
1988 | 5 | 19 | 0.04 | 0.04 | 0 | 0 | 0.04 | 0 | 0 | 0 | 0 | 0 | 0 | 0 | 0
1988 | 5 | 20 | 0.02 | 0.02 | 0 | 0 | 0.02 | 0 | 0 | 0 | 0 | 0 | 0 | 0 | 0
1988 | 5 | 21 | 0 | 0 | 0 | 0 | 0 | 0 | 0 | 0 | 0 | 0 | 0 | 0 | 0
1988 | 5 | 22 | 0 | 0 | 0 | 0 | 0 | 0 | 0 | 0 | 0 | 0 | 0 | 0 | 0
1988 | 5 | 23 | 0.01 | 0.01 | 0 | 0 | 0.01 | 0 | 0 | 0 | 0 | 0 | 0 | 0 | 0
1988 | 5 | 24 | 0.41 | 0.41 | 0.36 | 0 | 0.41 | 0.36 | 0 | 0 | 0 | 0 | 0 | 0 | 0
1988 | 5 | 25 | 0.11 | 0.11 | 0.06 | 0 | 0.11 | 0.06 | 0 | 0 | 0 | 0 | 0 | 0 | 0
1988 | 5 | 26 | 0 | 0 | 0 | 0 | 0 | 0 | 0 | 0 | 0 | 0 | 0 | 0 | 0
1988 | 5 | 27 | 0 | 0 | 0 | 0 | 0 | 0 | 0 | 0 | 0 | 0 | 0 | 0 | 0
1988 | 5 | 28 | 0 | 0 | 0 | 0 | 0 | 0 | 0 | 0 | 0 | 0 | 0 | 0 | 0
1988 | 5 | 29 | 0 | 0 | 0 | 0 | 0 | 0 | 0 | 0 | 0 | 0 | 0 | 0 | 0
1988 | 5 | 30 | 0 | 0 | 0 | 0 | 0 | 0 | 0 | 0 | 0 | 0 | 0 | 0 | 0
1988 | 5 | 31 | 0 | 0 | 0 | 0 | 0 | 0 | 0 | 0 | 0 | 0 | 0 | 0 | 0
1988 | 6 | 1 | 0 | 0 | 0 | 0 | 0 | 0 | 0 | 0 | 0 | 0 | 0 | 0 | 0
1988 | 6 | 2 | 0.07 | 0.07 | 0.02 | 0 | 0.07 | 0.02 | 0 | 0 | 0 | 0 | 0 | 0 | 0
1988 | 6 | 3 | 0 | 0 | 0 | 0 | 0 | 0 | 0 | 0 | 0 | 0 | 0 | 0 | 0
1988 | 6 | 4 | 0 | 0 | 0 | 0 | 0 | 0 | 0 | 0 | 0 | 0 | 0 | 0 | 0
1988 | 6 | 5 | 0 | 0 | 0 | 0 | 0 | 0 | 0 | 0 | 0 | 0 | 0 | 0 | 0
1988 | 6 | 6 | 0 | 0 | 0 | 0 | 0 | 0 | 0 | 0 | 0 | 0 | 0 | 0 | 0
1988 | 6 | 7 | 0 | 0 | 0 | 0 | 0 | 0 | 0 | 0 | 0 | 0 | 0 | 0 | 0
1988 | 6 | 8 | 0.7 | 0.7 | 0.65 | 0 | 0.7 | 0.65 | 0 | 0 | 0 | 0 | 0 | 0 | 0
1988 | 6 | 9 | 0.17 | 0.17 | 0.12 | 0 | 0.17 | 0.12 | 0 | 0 | 0 | 0 | 0 | 0 | 0
1988 | 6 | 10 | 0 | 0 | 0 | 0 | 0 | 0 | 0 | 0 | 0 | 0 | 0 | 0 | 0
1988 | 6 | 11 | 0 | 0 | 0 | 0 | 0 | 0 | 0 | 0 | 0 | 0 | 0 | 0 | 0
1988 | 6 | 12 | 0 | 0 | 0 | 0 | 0 | 0 | 0 | 0 | 0 | 0 | 0 | 0 | 0
1988 | 6 | 13 | 0 | 0 | 0 | 0 | 0 | 0 | 0 | 0 | 0 | 0 | 0 | 0 | 0
1988 | 6 | 14 | 0 | 0 | 0 | 0 | 0 | 0 | 0 | 0 | 0 | 0 | 0 | 0 | 0
1988 | 6 | 15 | 0 | 0 | 0 | 0 | 0 | 0 | 0 | 0 | 0 | 0 | 0 | 0 | 0
1988 | 6 | 16 | 0 | 0 | 0 | 0 | 0 | 0 | 0 | 0 | 0 | 0 | 0 | 0 | 0
1988 | 6 | 17 | 0.01 | 0.01 | 0 | 0 | 0.01 | 0 | 0 | 0 | 0 | 0 | 0 | 0 | 0
1988 | 6 | 18 | 0 | 0 | 0 | 0 | 0 | 0 | 0 | 0 | 0 | 0 | 0 | 0 | 0
1988 | 6 | 19 | 0 | 0 | 0 | 0 | 0 | 0 | 0 | 0 | 0 | 0 | 0 | 0 | 0
1988 | 6 | 20 | 0 | 0 | 0 | 0 | 0 | 0 | 0 | 0 | 0 | 0 | 0 | 0 | 0
1988 | 6 | 21 | 0 | 0 | 0 | 0 | 0 | 0 | 0 | 0 | 0 | 0 | 0 | 0 | 0
1988 | 6 | 22 | 0 | 0 | 0 | 0 | 0 | 0 | 0 | 0 | 0 | 0 | 0 | 0 | 0
1988 | 6 | 23 | 0 | 0 | 0 | 0 | 0 | 0 | 0 | 0 | 0 | 0 | 0 | 0 | 0
1988 | 6 | 24 | 0 | 0 | 0 | 0 | 0 | 0 | 0 | 0 | 0 | 0 | 0 | 0 | 0
1988 | 6 | 25 | 0 | 0 | 0 | 0 | 0 | 0 | 0 | 0 | 0 | 0 | 0 | 0 | 0
1988 | 6 | 26 | 0 | 0 | 0 | 0 | 0 | 0 | 0 | 0 | 0 | 0 | 0 | 0 | 0
1988 | 6 | 27 | 0 | 0 | 0 | 0 | 0 | 0 | 0 | 0 | 0 | 0 | 0 | 0 | 0
1988 | 6 | 28 | 0 | 0 | 0 | 0 | 0 | 0 | 0 | 0 | 0 | 0 | 0 | 0 | 0
1988 | 6 | 29 | 0 | 0 | 0 | 0 | 0 | 0 | 0 | 0 | 0 | 0 | 0 | 0 | 0
1988 | 6 | 30 | 0 | 0 | 0 | 0 | 0 | 0 | 0 | 0 | 0 | 0 | 0 | 0 | 0
1988 | 7 | 1 | 0 | 0 | 0 | 0 | 0 | 0 | 0 | 0 | 0 | 0 | 0 | 0 | 0
1988 | 7 | 2 | 0 | 0 | 0 | 0 | 0 | 0 | 0 | 0 | 0 | 0 | 0 | 0 | 0
1988 | 7 | 3 | 0 | 0 | 0 | 0 | 0 | 0 | 0 | 0 | 0 | 0 | 0 | 0 | 0
1988 | 7 | 4 | 0 | 0 | 0 | 0 | 0 | 0 | 0 | 0 | 0 | 0 | 0 | 0 | 0
1988 | 7 | 5 | 0 | 0 | 0 | 0 | 0 | 0 | 0 | 0 | 0 | 0 | 0 | 0 | 0
1988 | 7 | 6 | 0 | 0 | 0 | 0 | 0 | 0 | 0 | 0 | 0 | 0 | 0 | 0 | 0
1988 | 7 | 7 | 0 | 0 | 0 | 0 | 0 | 0 | 0 | 0 | 0 | 0 | 0 | 0 | 0
1988 | 7 | 8 | 0 | 0 | 0 | 0 | 0 | 0 | 0 | 0 | 0 | 0 | 0 | 0 | 0
1988 | 7 | 9 | 0 | 0 | 0 | 0 | 0 | 0 | 0 | 0 | 0 | 0 | 0 | 0 | 0
1988 | 7 | 10 | 0 | 0 | 0 | 0 | 0 | 0 | 0 | 0 | 0 | 0 | 0 | 0 | 0
1988 | 7 | 11 | 0.01 | 0.01 | 0 | 0 | 0.01 | 0 | 0 | 0 | 0 | 0 | 0 | 0 | 0
1988 | 7 | 12 | 0.1 | 0.1 | 0.05 | 0 | 0.1 | 0.05 | 0 | 0 | 0 | 0 | 0 | 0 | 0
1988 | 7 | 13 | 0 | 0 | 0 | 0 | 0 | 0 | 0 | 0 | 0 | 0 | 0 | 0 | 0
1988 | 7 | 14 | 0 | 0 | 0 | 0 | 0 | 0 | 0 | 0 | 0 | 0 | 0 | 0 | 0
1988 | 7 | 15 | 0 | 0 | 0 | 0 | 0 | 0 | 0 | 0 | 0 | 0 | 0 | 0 | 0
1988 | 7 | 16 | 0 | 0 | 0 | 0 | 0 | 0 | 0 | 0 | 0 | 0 | 0 | 0 | 0
1988 | 7 | 17 | 0.29 | 0.29 | 0.24 | 0 | 0.29 | 0.24 | 0 | 0 | 0 | 0 | 0 | 0 | 0
1988 | 7 | 18 | 0 | 0 | 0 | 0 | 0 | 0 | 0 | 0 | 0 | 0 | 0 | 0 | 0
1988 | 7 | 19 | 0.11 | 0.11 | 0.06 | 0 | 0.11 | 0.06 | 0 | 0 | 0 | 0 | 0 | 0 | 0
1988 | 7 | 20 | 0.64 | 0.64 | 0.59 | 0 | 0.64 | 0.59 | 0 | 0 | 0 | 0 | 0 | 0 | 0
1988 | 7 | 21 | 1.19 | 1 | 0.95 | 0 | 1 | 0.95 | 0 | 0 | 0 | 0 | 0 | 0 | 0
1988 | 7 | 22 | 0.01 | 0.01 | 0 | 0 | 0.01 | 0 | 0 | 0 | 0 | 0 | 0 | 0 | 0
1988 | 7 | 23 | 0.33 | 0.33 | 0.28 | 0 | 0.33 | 0.28 | 0 | 0 | 0 | 0 | 0 | 0 | 0
1988 | 7 | 24 | 0 | 0 | 0 | 0 | 0 | 0 | 0 | 0 | 0 | 0 | 0 | 0 | 0
1988 | 7 | 25 | 0 | 0 | 0 | 0 | 0 | 0 | 0 | 0 | 0 | 0 | 0 | 0 | 0
1988 | 7 | 26 | 1.01 | 1 | 0.95 | 0 | 1 | 0.95 | 0 | 0 | 0 | 0 | 0 | 0 | 0
1988 | 7 | 27 | 0.05 | 0.05 | 0 | 0 | 0.05 | 0 | 0 | 0 | 0 | 0 | 0 | 0 | 0
1988 | 7 | 28 | 0 | 0 | 0 | 0 | 0 | 0 | 0 | 0 | 0 | 0 | 0 | 0 | 0
1988 | 7 | 29 | 0 | 0 | 0 | 0 | 0 | 0 | 0 | 0 | 0 | 0 | 0 | 0 | 0
1988 | 7 | 30 | 0 | 0 | 0 | 0 | 0 | 0 | 0 | 0 | 0 | 0 | 0 | 0 | 0
1988 | 7 | 31 | 0 | 0 | 0 | 0 | 0 | 0 | 0 | 0 | 0 | 0 | 0 | 0 | 0
1988 | 8 | 1 | 0 | 0 | 0 | 0 | 0 | 0 | 0 | 0 | 0 | 0 | 0 | 0 | 0
1988 | 8 | 2 | 0 | 0 | 0 | 0 | 0 | 0 | 0 | 0 | 0 | 0 | 0 | 0 | 0
1988 | 8 | 3 | 0 | 0 | 0 | 0 | 0 | 0 | 0 | 0 | 0 | 0 | 0 | 0 | 0
1988 | 8 | 4 | 0 | 0 | 0 | 0 | 0 | 0 | 0 | 0 | 0 | 0 | 0 | 0 | 0
1988 | 8 | 5 | 0 | 0 | 0 | 0 | 0 | 0 | 0 | 0 | 0 | 0 | 0 | 0 | 0
1988 | 8 | 6 | 0.05 | 0.05 | 0 | 0 | 0.05 | 0 | 0 | 0 | 0 | 0 | 0 | 0 | 0
1988 | 8 | 7 | 0 | 0 | 0 | 0 | 0 | 0 | 0 | 0 | 0 | 0 | 0 | 0 | 0
1988 | 8 | 8 | 0 | 0 | 0 | 0 | 0 | 0 | 0 | 0 | 0 | 0 | 0 | 0 | 0
1988 | 8 | 9 | 0 | 0 | 0 | 0 | 0 | 0 | 0 | 0 | 0 | 0 | 0 | 0 | 0
1988 | 8 | 10 | 0 | 0 | 0 | 0 | 0 | 0 | 0 | 0 | 0 | 0 | 0 | 0 | 0
1988 | 8 | 11 | 0 | 0 | 0 | 0 | 0 | 0 | 0 | 0 | 0 | 0 | 0 | 0 | 0
1988 | 8 | 12 | 0 | 0 | 0 | 0 | 0 | 0 | 0 | 0 | 0 | 0 | 0 | 0 | 0
1988 | 8 | 13 | 0 | 0 | 0 | 0 | 0 | 0 | 0 | 0 | 0 | 0 | 0 | 0 | 0
1988 | 8 | 14 | 0 | 0 | 0 | 0 | 0 | 0 | 0 | 0 | 0 | 0 | 0 | 0 | 0
1988 | 8 | 15 | 0.26 | 0.26 | 0.21 | 0 | 0.26 | 0.21 | 0 | 0 | 0 | 0 | 0 | 0 | 0
1988 | 8 | 16 | 0 | 0 | 0 | 0 | 0 | 0 | 0 | 0 | 0 | 0 | 0 | 0 | 0
1988 | 8 | 17 | 0.02 | 0.02 | 0 | 0 | 0.02 | 0 | 0 | 0 | 0 | 0 | 0 | 0 | 0
1988 | 8 | 18 | 0.01 | 0.01 | 0 | 0 | 0.01 | 0 | 0 | 0 | 0 | 0 | 0 | 0 | 0
1988 | 8 | 19 | 0.09 | 0.09 | 0.04 | 0 | 0.09 | 0.04 | 0 | 0 | 0 | 0 | 0 | 0 | 0
1988 | 8 | 20 | 1.04 | 1 | 0.95 | 0 | 1 | 0.95 | 0 | 0 | 0 | 0 | 0 | 0 | 0
1988 | 8 | 21 | 0 | 0 | 0 | 0 | 0 | 0 | 0 | 0 | 0 | 0 | 0 | 0 | 0
1988 | 8 | 22 | 0 | 0 | 0 | 0 | 0 | 0 | 0 | 0 | 0 | 0 | 0 | 0 | 0
1988 | 8 | 23 | 0.03 | 0.03 | 0 | 0 | 0.03 | 0 | 0 | 0 | 0 | 0 | 0 | 0 | 0
1988 | 8 | 24 | 0.04 | 0.04 | 0 | 0 | 0.04 | 0 | 0 | 0 | 0 | 0 | 0 | 0 | 0
1988 | 8 | 25 | 0 | 0 | 0 | 0 | 0 | 0 | 0 | 0 | 0 | 0 | 0 | 0 | 0
1988 | 8 | 26 | 0 | 0 | 0 | 0 | 0 | 0 | 0 | 0 | 0 | 0 | 0 | 0 | 0
1988 | 8 | 27 | 0 | 0 | 0 | 0 | 0 | 0 | 0 | 0 | 0 | 0 | 0 | 0 | 0
1988 | 8 | 28 | 0 | 0 | 0 | 0 | 0 | 0 | 0 | 0 | 0 | 0 | 0 | 0 | 0
1988 | 8 | 29 | 0.85 | 0.85 | 0.8 | 0 | 0.85 | 0.8 | 0 | 0 | 0 | 0 | 0 | 0 | 0
1988 | 8 | 30 | 0 | 0 | 0 | 0 | 0 | 0 | 0 | 0 | 0 | 0 | 0 | 0 | 0
1988 | 8 | 31 | 0 | 0 | 0 | 0 | 0 | 0 | 0 | 0 | 0 | 0 | 0 | 0 | 0
1988 | 9 | 1 | 0 | 0 | 0 | 0 | 0 | 0 | 0 | 0 | 0 | 0 | 0 | 0 | 0
1988 | 9 | 2 | 0 | 0 | 0 | 0 | 0 | 0 | 0 | 0 | 0 | 0 | 0 | 0 | 0
1988 | 9 | 3 | 0 | 0 | 0 | 0 | 0 | 0 | 0 | 0 | 0 | 0 | 0 | 0 | 0
1988 | 9 | 4 | 0.86 | 0.86 | 0.81 | 0 | 0.86 | 0.81 | 0 | 0 | 0 | 0 | 0 | 0 | 0
1988 | 9 | 5 | 0 | 0 | 0 | 0 | 0 | 0 | 0 | 0 | 0 | 0 | 0 | 0 | 0
1988 | 9 | 6 | 0 | 0 | 0 | 0 | 0 | 0 | 0 | 0 | 0 | 0 | 0 | 0 | 0
1988 | 9 | 7 | 0 | 0 | 0 | 0 | 0 | 0 | 0 | 0 | 0 | 0 | 0 | 0 | 0
1988 | 9 | 8 | 0 | 0 | 0 | 0 | 0 | 0 | 0 | 0 | 0 | 0 | 0 | 0 | 0
1988 | 9 | 9 | 0.06 | 0.06 | 0.01 | 0 | 0.06 | 0.01 | 0 | 0 | 0 | 0 | 0 | 0 | 0
1988 | 9 | 10 | 0.05 | 0.05 | 0 | 0 | 0.05 | 0 | 0 | 0 | 0 | 0 | 0 | 0 | 0
1988 | 9 | 11 | 0 | 0 | 0 | 0 | 0 | 0 | 0 | 0 | 0 | 0 | 0 | 0 | 0
1988 | 9 | 12 | 0 | 0 | 0 | 0 | 0 | 0 | 0 | 0 | 0 | 0 | 0 | 0 | 0
1988 | 9 | 13 | 0 | 0 | 0 | 0 | 0 | 0 | 0 | 0 | 0 | 0 | 0 | 0 | 0
1988 | 9 | 14 | 0 | 0 | 0 | 0 | 0 | 0 | 0 | 0 | 0 | 0 | 0 | 0 | 0
1988 | 9 | 15 | 0 | 0 | 0 | 0 | 0 | 0 | 0 | 0 | 0 | 0 | 0 | 0 | 0
1988 | 9 | 16 | 0 | 0 | 0 | 0 | 0 | 0 | 0 | 0 | 0 | 0 | 0 | 0 | 0
1988 | 9 | 17 | 0.13 | 0.13 | 0.08 | 0 | 0.13 | 0.08 | 0 | 0 | 0 | 0 | 0 | 0 | 0
1988 | 9 | 18 | 0 | 0 | 0 | 0 | 0 | 0 | 0 | 0 | 0 | 0 | 0 | 0 | 0
1988 | 9 | 19 | 0 | 0 | 0 | 0 | 0 | 0 | 0 | 0 | 0 | 0 | 0 | 0 | 0
1988 | 9 | 20 | 0.07 | 0.07 | 0.02 | 0 | 0.07 | 0.02 | 0 | 0 | 0 | 0 | 0 | 0 | 0
1988 | 9 | 21 | 0 | 0 | 0 | 0 | 0 | 0 | 0 | 0 | 0 | 0 | 0 | 0 | 0
1988 | 9 | 22 | 0 | 0 | 0 | 0 | 0 | 0 | 0 | 0 | 0 | 0 | 0 | 0 | 0
1988 | 9 | 23 | 0 | 0 | 0 | 0 | 0 | 0 | 0 | 0 | 0 | 0 | 0 | 0 | 0
1988 | 9 | 24 | 0.22 | 0.22 | 0.17 | 0 | 0.22 | 0.17 | 0 | 0 | 0 | 0 | 0 | 0 | 0
1988 | 9 | 25 | 0.46 | 0.46 | 0.41 | 0 | 0.46 | 0.41 | 0 | 0 | 0 | 0 | 0 | 0 | 0
1988 | 9 | 26 | 0 | 0 | 0 | 0 | 0 | 0 | 0 | 0 | 0 | 0 | 0 | 0 | 0
1988 | 9 | 27 | 0 | 0 | 0 | 0 | 0 | 0 | 0 | 0 | 0 | 0 | 0 | 0 | 0
1988 | 9 | 28 | 0 | 0 | 0 | 0 | 0 | 0 | 0 | 0 | 0 | 0 | 0 | 0 | 0
1988 | 9 | 29 | 0 | 0 | 0 | 0 | 0 | 0 | 0 | 0 | 0 | 0 | 0 | 0 | 0
1988 | 9 | 30 | 0 | 0 | 0 | 0 | 0 | 0 | 0 | 0 | 0 | 0 | 0 | 0 | 0
1988 | 10 | 1 | 0 | 0 | 0 | 0 | 0 | 0 | 0 | 0 | 0 | 0 | 0 | 0 | 0
1988 | 10 | 2 | 0.25 | 0.25 | 0.2 | 0 | 0.25 | 0.2 | 0 | 0 | 0 | 0 | 0 | 0 | 0
1988 | 10 | 3 | 0.07 | 0.07 | 0.02 | 0 | 0.07 | 0.02 | 0 | 0 | 0 | 0 | 0 | 0 | 0
1988 | 10 | 4 | 0.03 | 0.03 | 0 | 0 | 0.03 | 0 | 0 | 0 | 0 | 0 | 0 | 0 | 0
1988 | 10 | 5 | 0 | 0 | 0 | 0 | 0 | 0 | 0 | 0 | 0 | 0 | 0 | 0 | 0
1988 | 10 | 6 | 0 | 0 | 0 | 0 | 0 | 0 | 0 | 0 | 0 | 0 | 0 | 0 | 0
1988 | 10 | 7 | 0 | 0 | 0 | 0 | 0 | 0 | 0 | 0 | 0 | 0 | 0 | 0 | 0
1988 | 10 | 8 | 0 | 0 | 0 | 0 | 0 | 0 | 0 | 0 | 0 | 0 | 0 | 0 | 0
1988 | 10 | 9 | 0 | 0 | 0 | 0 | 0 | 0 | 0 | 0 | 0 | 0 | 0 | 0 | 0
1988 | 10 | 10 | 0 | 0 | 0 | 0 | 0 | 0 | 0 | 0 | 0 | 0 | 0 | 0 | 0
1988 | 10 | 11 | 0 | 0 | 0 | 0 | 0 | 0 | 0 | 0 | 0 | 0 | 0 | 0 | 0
1988 | 10 | 12 | 0 | 0 | 0 | 0 | 0 | 0 | 0 | 0 | 0 | 0 | 0 | 0 | 0
1988 | 10 | 13 | 0 | 0 | 0 | 0 | 0 | 0 | 0 | 0 | 0 | 0 | 0 | 0 | 0
1988 | 10 | 14 | 0 | 0 | 0 | 0 | 0 | 0 | 0 | 0 | 0 | 0 | 0 | 0 | 0
1988 | 10 | 15 | 0 | 0 | 0 | 0 | 0 | 0 | 0 | 0 | 0 | 0 | 0 | 0 | 0
1988 | 10 | 16 | 0 | 0 | 0 | 0 | 0 | 0 | 0 | 0 | 0 | 0 | 0 | 0 | 0
1988 | 10 | 17 | 0 | 0 | 0 | 0 | 0 | 0 | 0 | 0 | 0 | 0 | 0 | 0 | 0
1988 | 10 | 18 | 0.03 | 0.03 | 0 | 0 | 0.03 | 0 | 0 | 0 | 0 | 0 | 0 | 0 | 0
1988 | 10 | 19 | 0 | 0 | 0 | 0 | 0 | 0 | 0 | 0 | 0 | 0 | 0 | 0 | 0
1988 | 10 | 20 | 0 | 0 | 0 | 0 | 0 | 0 | 0 | 0 | 0 | 0 | 0 | 0 | 0
1988 | 10 | 21 | 1.22 | 1 | 0.95 | 0 | 1 | 0.95 | 0 | 0 | 0 | 0 | 0 | 0 | 0
1988 | 10 | 22 | 0 | 0 | 0 | 0 | 0 | 0 | 0 | 0 | 0 | 0 | 0 | 0 | 0
1988 | 10 | 23 | 0 | 0 | 0 | 0 | 0 | 0 | 0 | 0 | 0 | 0 | 0 | 0 | 0
1988 | 10 | 24 | 0.11 | 0.11 | 0.06 | 0 | 0.11 | 0.06 | 0 | 0 | 0 | 0 | 0 | 0 | 0
1988 | 10 | 25 | 0.04 | 0.04 | 0 | 0 | 0.04 | 0 | 0 | 0 | 0 | 0 | 0 | 0 | 0
1988 | 10 | 26 | 0 | 0 | 0 | 0 | 0 | 0 | 0 | 0 | 0 | 0 | 0 | 0 | 0
1988 | 10 | 27 | 0 | 0 | 0 | 0 | 0 | 0 | 0 | 0 | 0 | 0 | 0 | 0 | 0
1988 | 10 | 28 | 0 | 0 | 0 | 0 | 0 | 0 | 0 | 0 | 0 | 0 | 0 | 0 | 0
1988 | 10 | 29 | 0 | 0 | 0 | 0 | 0 | 0 | 0 | 0 | 0 | 0 | 0 | 0 | 0
1988 | 10 | 30 | 0 | 0 | 0 | 0 | 0 | 0 | 0 | 0 | 0 | 0 | 0 | 0 | 0
1988 | 10 | 31 | 0 | 0 | 0 | 0 | 0 | 0 | 0 | 0 | 0 | 0 | 0 | 0 | 0
1988 | 11 | 1 | 0.71 | 0.71 | 0.66 | 0 | 0.71 | 0.66 | 0 | 0 | 0 | 0 | 0 | 0 | 0
1988 | 11 | 2 | 0 | 0 | 0 | 0 | 0 | 0 | 0 | 0 | 0 | 0 | 0 | 0 | 0
1988 | 11 | 3 | 0 | 0 | 0 | 0 | 0 | 0 | 0 | 0 | 0 | 0 | 0 | 0 | 0
1988 | 11 | 4 | 0.03 | 0.03 | 0 | 0 | 0.03 | 0 | 0 | 0 | 0 | 0 | 0 | 0 | 0
1988 | 11 | 5 | 0.21 | 0.21 | 0.16 | 0 | 0.21 | 0.16 | 0 | 0 | 0 | 0 | 0 | 0 | 0
1988 | 11 | 6 | 0 | 0 | 0 | 0 | 0 | 0 | 0 | 0 | 0 | 0 | 0 | 0 | 0
1988 | 11 | 7 | 0 | 0 | 0 | 0 | 0 | 0 | 0 | 0 | 0 | 0 | 0 | 0 | 0
1988 | 11 | 8 | 0 | 0 | 0 | 0 | 0 | 0 | 0 | 0 | 0 | 0 | 0 | 0 | 0
1988 | 11 | 9 | 0 | 0 | 0 | 0 | 0 | 0 | 0 | 0 | 0 | 0 | 0 | 0 | 0
1988 | 11 | 10 | 0.12 | 0.12 | 0.07 | 0 | 0.12 | 0.07 | 0 | 0 | 0 | 0 | 0 | 0 | 0
1988 | 11 | 11 | 0 | 0 | 0 | 0 | 0 | 0 | 0 | 0 | 0 | 0 | 0 | 0 | 0
1988 | 11 | 12 | 0 | 0 | 0 | 0 | 0 | 0 | 0 | 0 | 0 | 0 | 0 | 0 | 0
1988 | 11 | 13 | 0.32 | 0.32 | 0.27 | 0 | 0.32 | 0.27 | 0 | 0 | 0 | 0 | 0 | 0 | 0
1988 | 11 | 14 | 0 | 0 | 0 | 0 | 0 | 0 | 0 | 0 | 0 | 0 | 0 | 0 | 0
1988 | 11 | 15 | 0 | 0 | 0 | 0 | 0 | 0 | 0 | 0 | 0 | 0 | 0 | 0 | 0
1988 | 11 | 16 | 0.01 | 0.01 | 0 | 0 | 0.01 | 0 | 0 | 0 | 0 | 0 | 0 | 0 | 0
1988 | 11 | 17 | 1.04 | 1 | 0.95 | 0 | 1 | 0.95 | 0 | 0 | 0 | 0 | 0 | 0 | 0
1988 | 11 | 18 | 0 | 0 | 0 | 0 | 0 | 0 | 0 | 0 | 0 | 0 | 0 | 0 | 0
1988 | 11 | 19 | 0.86 | 0.86 | 0.81 | 0 | 0.86 | 0.81 | 0 | 0 | 0 | 0 | 0 | 0 | 0
1988 | 11 | 20 | 0.24 | 0.24 | 0.19 | 0 | 0.24 | 0.19 | 0 | 0 | 0 | 0 | 0 | 0 | 0
1988 | 11 | 21 | 0 | 0 | 0 | 0 | 0 | 0 | 0 | 0 | 0 | 0 | 0 | 0 | 0
1988 | 11 | 22 | 0 | 0 | 0 | 0 | 0 | 0 | 0 | 0 | 0 | 0 | 0 | 0 | 0
1988 | 11 | 23 | 0 | 0 | 0 | 0 | 0 | 0 | 0 | 0 | 0 | 0 | 0 | 0 | 0
1988 | 11 | 24 | 0 | 0 | 0 | 0 | 0 | 0 | 0 | 0 | 0 | 0 | 0 | 0 | 0
1988 | 11 | 25 | 0 | 0 | 0 | 0 | 0 | 0 | 0 | 0 | 0 | 0 | 0 | 0 | 0
1988 | 11 | 26 | 0 | 0 | 0 | 0 | 0 | 0 | 0 | 0 | 0 | 0 | 0 | 0 | 0
1988 | 11 | 27 | 1.18 | 1 | 0.95 | 0 | 1 | 0.95 | 0 | 0 | 0 | 0 | 0 | 0 | 0
1988 | 11 | 28 | 0.61 | 0.61 | 0.56 | 0 | 0.61 | 0.56 | 0 | 0 | 0 | 0 | 0 | 0 | 0
1988 | 11 | 29 | 0 | 0 | 0 | 0 | 0 | 0 | 0 | 0 | 0 | 0 | 0 | 0 | 0
1988 | 11 | 30 | 0 | 0 | 0 | 0 | 0 | 0 | 0 | 0 | 0 | 0 | 0 | 0 | 0
1988 | 12 | 1 | 0 | 0 | 0 | 0 | 0 | 0 | 0 | 0 | 0 | 0 | 0 | 0 | 0
1988 | 12 | 2 | 0 | 0 | 0 | 0 | 0 | 0 | 0 | 0 | 0 | 0 | 0 | 0 | 0
1988 | 12 | 3 | 0 | 0 | 0 | 0 | 0 | 0 | 0 | 0 | 0 | 0 | 0 | 0 | 0
1988 | 12 | 4 | 0 | 0 | 0 | 0 | 0 | 0 | 0 | 0 | 0 | 0 | 0 | 0 | 0
1988 | 12 | 5 | 0 | 0 | 0 | 0 | 0 | 0 | 0 | 0 | 0 | 0 | 0 | 0 | 0
1988 | 12 | 6 | 0 | 0 | 0 | 0 | 0 | 0 | 0 | 0 | 0 | 0 | 0 | 0 | 0
1988 | 12 | 7 | 0 | 0 | 0 | 0 | 0 | 0 | 0 | 0 | 0 | 0 | 0 | 0 | 0
1988 | 12 | 8 | 0 | 0 | 0 | 0 | 0 | 0 | 0 | 0 | 0 | 0 | 0 | 0 | 0
1988 | 12 | 9 | 0.19 | 0.19 | 0.14 | 0 | 0.19 | 0.14 | 0 | 0 | 0 | 0 | 0 | 0 | 0
1988 | 12 | 10 | 0 | 0 | 0 | 0 | 0 | 0 | 0 | 0 | 0 | 0 | 0 | 0 | 0
1988 | 12 | 11 | 0 | 0 | 0 | 0 | 0 | 0 | 0 | 0 | 0 | 0 | 0 | 0 | 0
1988 | 12 | 12 | 0 | 0 | 0 | 0 | 0 | 0 | 0 | 0 | 0 | 0 | 0 | 0 | 0
1988 | 12 | 13 | 0 | 0 | 0 | 0 | 0 | 0 | 0 | 0 | 0 | 0 | 0 | 0 | 0
1988 | 12 | 14 | 0 | 0 | 0 | 0 | 0 | 0 | 0 | 0 | 0 | 0 | 0 | 0 | 0
1988 | 12 | 15 | 0 | 0 | 0 | 0 | 0 | 0 | 0 | 0 | 0 | 0 | 0 | 0 | 0
1988 | 12 | 16 | 0 | 0 | 0 | 0 | 0 | 0 | 0 | 0 | 0 | 0 | 0 | 0 | 0
1988 | 12 | 17 | 0 | 0 | 0 | 0 | 0 | 0 | 0 | 0 | 0 | 0 | 0 | 0 | 0
1988 | 12 | 18 | 0 | 0 | 0 | 0 | 0 | 0 | 0 | 0 | 0 | 0 | 0 | 0 | 0
1988 | 12 | 19 | 0 | 0 | 0 | 0 | 0 | 0 | 0 | 0 | 0 | 0 | 0 | 0 | 0
1988 | 12 | 20 | 0 | 0 | 0 | 0 | 0 | 0 | 0 | 0 | 0 | 0 | 0 | 0 | 0
1988 | 12 | 21 | 0.24 | 0.24 | 0.19 | 0 | 0.24 | 0.19 | 0 | 0 | 0 | 0 | 0 | 0 | 0
1988 | 12 | 22 | 0 | 0 | 0 | 0 | 0 | 0 | 0 | 0 | 0 | 0 | 0 | 0 | 0
1988 | 12 | 23 | 0.18 | 0.18 | 0.13 | 0 | 0.18 | 0.13 | 0 | 0 | 0 | 0 | 0 | 0 | 0
1988 | 12 | 24 | 0.57 | 0.57 | 0.52 | 0 | 0.57 | 0.52 | 0 | 0 | 0 | 0 | 0 | 0 | 0
1988 | 12 | 25 | 0 | 0 | 0 | 0 | 0 | 0 | 0 | 0 | 0 | 0 | 0 | 0 | 0
1988 | 12 | 26 | 0 | 0 | 0 | 0 | 0 | 0 | 0 | 0 | 0 | 0 | 0 | 0 | 0
1988 | 12 | 27 | 0 | 0 | 0 | 0 | 0 | 0 | 0 | 0 | 0 | 0 | 0 | 0 | 0
1988 | 12 | 28 | 0.12 | 0.12 | 0.07 | 0 | 0.12 | 0.07 | 0 | 0 | 0 | 0 | 0 | 0 | 0
1988 | 12 | 29 | 0 | 0 | 0 | 0 | 0 | 0 | 0 | 0 | 0 | 0 | 0 | 0 | 0
1988 | 12 | 30 | 0 | 0 | 0 | 0 | 0 | 0 | 0 | 0 | 0 | 0 | 0 | 0 | 0
1988 | 12 | 31 | 0 | 0 | 0 | 0 | 0 | 0 | 0 | 0 | 0 | 0 | 0 | 0 | 0
1989 | 1 | 1 | 0.26 | 0.26 | 0.21 | 0 | 0.26 | 0.21 | 0 | 0 | 0 | 0 | 0 | 0 | 0
1989 | 1 | 2 | 0 | 0 | 0 | 0 | 0 | 0 | 0 | 0 | 0 | 0 | 0 | 0 | 0
1989 | 1 | 3 | 0.13 | 0.13 | 0.08 | 0 | 0.13 | 0.08 | 0 | 0 | 0 | 0 | 0 | 0 | 0
1989 | 1 | 4 | 0.01 | 0.01 | 0 | 0 | 0.01 | 0 | 0 | 0 | 0 | 0 | 0 | 0 | 0
1989 | 1 | 5 | 0 | 0 | 0 | 0 | 0 | 0 | 0 | 0 | 0 | 0 | 0 | 0 | 0
1989 | 1 | 6 | 0.63 | 0.63 | 0.58 | 0 | 0.63 | 0.58 | 0 | 0 | 0 | 0 | 0 | 0 | 0
1989 | 1 | 7 | 0.02 | 0.02 | 0 | 0 | 0.02 | 0 | 0 | 0 | 0 | 0 | 0 | 0 | 0
1989 | 1 | 8 | 0.12 | 0.12 | 0.07 | 0 | 0.12 | 0.07 | 0 | 0 | 0 | 0 | 0 | 0 | 0
1989 | 1 | 9 | 0.02 | 0.02 | 0 | 0 | 0.02 | 0 | 0 | 0 | 0 | 0 | 0 | 0 | 0
1989 | 1 | 10 | 0 | 0 | 0 | 0 | 0 | 0 | 0 | 0 | 0 | 0 | 0 | 0 | 0
1989 | 1 | 11 | 0 | 0 | 0 | 0 | 0 | 0 | 0 | 0 | 0 | 0 | 0 | 0 | 0
1989 | 1 | 12 | 0.37 | 0.37 | 0.32 | 0 | 0.37 | 0.32 | 0 | 0 | 0 | 0 | 0 | 0 | 0
1989 | 1 | 13 | 0 | 0 | 0 | 0 | 0 | 0 | 0 | 0 | 0 | 0 | 0 | 0 | 0
1989 | 1 | 14 | 0.13 | 0.13 | 0.08 | 0 | 0.13 | 0.08 | 0 | 0 | 0 | 0 | 0 | 0 | 0
1989 | 1 | 15 | 0.53 | 0.53 | 0.48 | 0 | 0.53 | 0.48 | 0 | 0 | 0 | 0 | 0 | 0 | 0
1989 | 1 | 16 | 0 | 0 | 0 | 0 | 0 | 0 | 0 | 0 | 0 | 0 | 0 | 0 | 0
1989 | 1 | 17 | 0 | 0 | 0 | 0 | 0 | 0 | 0 | 0 | 0 | 0 | 0 | 0 | 0
1989 | 1 | 18 | 0 | 0 | 0 | 0 | 0 | 0 | 0 | 0 | 0 | 0 | 0 | 0 | 0
1989 | 1 | 19 | 0 | 0 | 0 | 0 | 0 | 0 | 0 | 0 | 0 | 0 | 0 | 0 | 0
1989 | 1 | 20 | 0 | 0 | 0 | 0 | 0 | 0 | 0 | 0 | 0 | 0 | 0 | 0 | 0
1989 | 1 | 21 | 0 | 0 | 0 | 0 | 0 | 0 | 0 | 0 | 0 | 0 | 0 | 0 | 0
1989 | 1 | 22 | 0 | 0 | 0 | 0 | 0 | 0 | 0 | 0 | 0 | 0 | 0 | 0 | 0
1989 | 1 | 23 | 0 | 0 | 0 | 0 | 0 | 0 | 0 | 0 | 0 | 0 | 0 | 0 | 0
1989 | 1 | 24 | 0 | 0 | 0 | 0 | 0 | 0 | 0 | 0 | 0 | 0 | 0 | 0 | 0
1989 | 1 | 25 | 0 | 0 | 0 | 0 | 0 | 0 | 0 | 0 | 0 | 0 | 0 | 0 | 0
1989 | 1 | 26 | 0.07 | 0.07 | 0.02 | 0 | 0.07 | 0.02 | 0 | 0 | 0 | 0 | 0 | 0 | 0
1989 | 1 | 27 | 0 | 0 | 0 | 0 | 0 | 0 | 0 | 0 | 0 | 0 | 0 | 0 | 0
1989 | 1 | 28 | 0 | 0 | 0 | 0 | 0 | 0 | 0 | 0 | 0 | 0 | 0 | 0 | 0
1989 | 1 | 29 | 0.02 | 0.02 | 0 | 0 | 0.02 | 0 | 0 | 0 | 0 | 0 | 0 | 0 | 0
1989 | 1 | 30 | 0.18 | 0.18 | 0.13 | 0 | 0.18 | 0.13 | 0 | 0 | 0 | 0 | 0 | 0 | 0
1989 | 1 | 31 | 0 | 0 | 0 | 0 | 0 | 0 | 0 | 0 | 0 | 0 | 0 | 0 | 0
1989 | 2 | 1 | 0 | 0 | 0 | 0 | 0 | 0 | 0 | 0 | 0 | 0 | 0 | 0 | 0
1989 | 2 | 2 | 0 | 0 | 0 | 0 | 0 | 0 | 0 | 0 | 0 | 0 | 0 | 0 | 0
1989 | 2 | 3 | 0.58 | 0.58 | 0.53 | 0 | 0.58 | 0.53 | 0 | 0 | 0 | 0 | 0 | 0 | 0
1989 | 2 | 4 | 0 | 0 | 0 | 0 | 0 | 0 | 0 | 0 | 0 | 0 | 0 | 0 | 0
1989 | 2 | 5 | 0.01 | 0.01 | 0 | 0 | 0.01 | 0 | 0 | 0 | 0 | 0 | 0 | 0 | 0
1989 | 2 | 6 | 0 | 0 | 0 | 0 | 0 | 0 | 0 | 0 | 0 | 0 | 0 | 0 | 0
1989 | 2 | 7 | 0.08 | 0.08 | 0.03 | 0 | 0.08 | 0.03 | 0 | 0 | 0 | 0 | 0 | 0 | 0
1989 | 2 | 8 | 0 | 0 | 0 | 0 | 0 | 0 | 0 | 0 | 0 | 0 | 0 | 0 | 0
1989 | 2 | 9 | 0 | 0 | 0 | 0 | 0 | 0 | 0 | 0 | 0 | 0 | 0 | 0 | 0
1989 | 2 | 10 | 0 | 0 | 0 | 0 | 0 | 0 | 0 | 0 | 0 | 0 | 0 | 0 | 0
1989 | 2 | 11 | 0 | 0 | 0 | 0 | 0 | 0 | 0 | 0 | 0 | 0 | 0 | 0 | 0
1989 | 2 | 12 | 0 | 0 | 0 | 0 | 0 | 0 | 0 | 0 | 0 | 0 | 0 | 0 | 0
1989 | 2 | 13 | 0.24 | 0.24 | 0.19 | 0 | 0.24 | 0.19 | 0 | 0 | 0 | 0 | 0 | 0 | 0
1989 | 2 | 14 | 0.15 | 0.15 | 0.1 | 0 | 0.15 | 0.1 | 0 | 0 | 0 | 0 | 0 | 0 | 0
1989 | 2 | 15 | 0.09 | 0.09 | 0.04 | 0 | 0.09 | 0.04 | 0 | 0 | 0 | 0 | 0 | 0 | 0
1989 | 2 | 16 | 0.17 | 0.17 | 0.12 | 0 | 0.17 | 0.12 | 0 | 0 | 0 | 0 | 0 | 0 | 0
1989 | 2 | 17 | 0 | 0 | 0 | 0 | 0 | 0 | 0 | 0 | 0 | 0 | 0 | 0 | 0
1989 | 2 | 18 | 0 | 0 | 0 | 0 | 0 | 0 | 0 | 0 | 0 | 0 | 0 | 0 | 0
1989 | 2 | 19 | 0 | 0 | 0 | 0 | 0 | 0 | 0 | 0 | 0 | 0 | 0 | 0 | 0
1989 | 2 | 20 | 0.03 | 0.03 | 0 | 0 | 0.03 | 0 | 0 | 0 | 0 | 0 | 0 | 0 | 0
1989 | 2 | 21 | 0.92 | 0.92 | 0.87 | 0 | 0.92 | 0.87 | 0 | 0 | 0 | 0 | 0 | 0 | 0
1989 | 2 | 22 | 0.35 | 0.35 | 0.3 | 0 | 0.35 | 0.3 | 0 | 0 | 0 | 0 | 0 | 0 | 0
1989 | 2 | 23 | 0 | 0 | 0 | 0 | 0 | 0 | 0 | 0 | 0 | 0 | 0 | 0 | 0
1989 | 2 | 24 | 0.02 | 0.02 | 0 | 0 | 0.02 | 0 | 0 | 0 | 0 | 0 | 0 | 0 | 0
1989 | 2 | 25 | 0 | 0 | 0 | 0 | 0 | 0 | 0 | 0 | 0 | 0 | 0 | 0 | 0
1989 | 2 | 26 | 0.13 | 0.13 | 0.08 | 0 | 0.13 | 0.08 | 0 | 0 | 0 | 0 | 0 | 0 | 0
1989 | 2 | 27 | 0 | 0 | 0 | 0 | 0 | 0 | 0 | 0 | 0 | 0 | 0 | 0 | 0
1989 | 2 | 28 | 0.03 | 0.03 | 0 | 0 | 0.03 | 0 | 0 | 0 | 0 | 0 | 0 | 0 | 0
1989 | 3 | 1 | 0 | 0 | 0 | 0 | 0 | 0 | 0 | 0 | 0 | 0 | 0 | 0 | 0
1989 | 3 | 2 | 0 | 0 | 0 | 0 | 0 | 0 | 0 | 0 | 0 | 0 | 0 | 0 | 0
1989 | 3 | 3 | 0 | 0 | 0 | 0 | 0 | 0 | 0 | 0 | 0 | 0 | 0 | 0 | 0
1989 | 3 | 4 | 0.07 | 0.07 | 0.02 | 0 | 0.07 | 0.02 | 0 | 0 | 0 | 0 | 0 | 0 | 0
1989 | 3 | 5 | 0.19 | 0.19 | 0.14 | 0 | 0.19 | 0.14 | 0 | 0 | 0 | 0 | 0 | 0 | 0
1989 | 3 | 6 | 1.11 | 1 | 0.95 | 0 | 1 | 0.95 | 0 | 0 | 0 | 0 | 0 | 0 | 0
1989 | 3 | 7 | 0.07 | 0.07 | 0.02 | 0 | 0.07 | 0.02 | 0 | 0 | 0 | 0 | 0 | 0 | 0
1989 | 3 | 8 | 0 | 0 | 0 | 0 | 0 | 0 | 0 | 0 | 0 | 0 | 0 | 0 | 0
1989 | 3 | 9 | 0 | 0 | 0 | 0 | 0 | 0 | 0 | 0 | 0 | 0 | 0 | 0 | 0
1989 | 3 | 10 | 0 | 0 | 0 | 0 | 0 | 0 | 0 | 0 | 0 | 0 | 0 | 0 | 0
1989 | 3 | 11 | 0 | 0 | 0 | 0 | 0 | 0 | 0 | 0 | 0 | 0 | 0 | 0 | 0
1989 | 3 | 12 | 0 | 0 | 0 | 0 | 0 | 0 | 0 | 0 | 0 | 0 | 0 | 0 | 0
1989 | 3 | 13 | 0.03 | 0.03 | 0 | 0 | 0.03 | 0 | 0 | 0 | 0 | 0 | 0 | 0 | 0
1989 | 3 | 14 | 0 | 0 | 0 | 0 | 0 | 0 | 0 | 0 | 0 | 0 | 0 | 0 | 0
1989 | 3 | 15 | 0 | 0 | 0 | 0 | 0 | 0 | 0 | 0 | 0 | 0 | 0 | 0 | 0
1989 | 3 | 16 | 0 | 0 | 0 | 0 | 0 | 0 | 0 | 0 | 0 | 0 | 0 | 0 | 0
1989 | 3 | 17 | 0 | 0 | 0 | 0 | 0 | 0 | 0 | 0 | 0 | 0 | 0 | 0 | 0
1989 | 3 | 18 | 0.17 | 0.17 | 0.12 | 0 | 0.17 | 0.12 | 0 | 0 | 0 | 0 | 0 | 0 | 0
1989 | 3 | 19 | 0 | 0 | 0 | 0 | 0 | 0 | 0 | 0 | 0 | 0 | 0 | 0 | 0
1989 | 3 | 20 | 0.3 | 0.3 | 0.25 | 0 | 0.3 | 0.25 | 0 | 0 | 0 | 0 | 0 | 0 | 0
1989 | 3 | 21 | 0.21 | 0.21 | 0.16 | 0 | 0.21 | 0.16 | 0 | 0 | 0 | 0 | 0 | 0 | 0
1989 | 3 | 22 | 0 | 0 | 0 | 0 | 0 | 0 | 0 | 0 | 0 | 0 | 0 | 0 | 0
1989 | 3 | 23 | 0.46 | 0.46 | 0.41 | 0 | 0.46 | 0.41 | 0 | 0 | 0 | 0 | 0 | 0 | 0
1989 | 3 | 24 | 1.21 | 1 | 0.95 | 0 | 1 | 0.95 | 0 | 0 | 0 | 0 | 0 | 0 | 0
1989 | 3 | 25 | 0 | 0 | 0 | 0 | 0 | 0 | 0 | 0 | 0 | 0 | 0 | 0 | 0
1989 | 3 | 26 | 0 | 0 | 0 | 0 | 0 | 0 | 0 | 0 | 0 | 0 | 0 | 0 | 0
1989 | 3 | 27 | 0 | 0 | 0 | 0 | 0 | 0 | 0 | 0 | 0 | 0 | 0 | 0 | 0
1989 | 3 | 28 | 0 | 0 | 0 | 0 | 0 | 0 | 0 | 0 | 0 | 0 | 0 | 0 | 0
1989 | 3 | 29 | 0 | 0 | 0 | 0 | 0 | 0 | 0 | 0 | 0 | 0 | 0 | 0 | 0
1989 | 3 | 30 | 0.45 | 0.45 | 0.4 | 0 | 0.45 | 0.4 | 0 | 0 | 0 | 0 | 0 | 0 | 0
1989 | 3 | 31 | 0.03 | 0.03 | 0 | 0 | 0.03 | 0 | 0 | 0 | 0 | 0 | 0 | 0 | 0
1989 | 4 | 1 | 0 | 0 | 0 | 0 | 0 | 0 | 0 | 0 | 0 | 0 | 0 | 0 | 0
1989 | 4 | 2 | 0 | 0 | 0 | 0 | 0 | 0 | 0 | 0 | 0 | 0 | 0 | 0 | 0
1989 | 4 | 3 | 0.15 | 0.15 | 0.1 | 0 | 0.15 | 0.1 | 0 | 0 | 0 | 0 | 0 | 0 | 0
1989 | 4 | 4 | 0 | 0 | 0 | 0 | 0 | 0 | 0 | 0 | 0 | 0 | 0 | 0 | 0
1989 | 4 | 5 | 0.55 | 0.55 | 0.5 | 0 | 0.55 | 0.5 | 0 | 0 | 0 | 0 | 0 | 0 | 0
1989 | 4 | 6 | 0.06 | 0.06 | 0.01 | 0 | 0.06 | 0.01 | 0 | 0 | 0 | 0 | 0 | 0 | 0
1989 | 4 | 7 | 0.3 | 0.3 | 0.25 | 0 | 0.3 | 0.25 | 0 | 0 | 0 | 0 | 0 | 0 | 0
1989 | 4 | 8 | 0.03 | 0.03 | 0 | 0 | 0.03 | 0 | 0 | 0 | 0 | 0 | 0 | 0 | 0
1989 | 4 | 9 | 0 | 0 | 0 | 0 | 0 | 0 | 0 | 0 | 0 | 0 | 0 | 0 | 0
1989 | 4 | 10 | 0 | 0 | 0 | 0 | 0 | 0 | 0 | 0 | 0 | 0 | 0 | 0 | 0
1989 | 4 | 11 | 0 | 0 | 0 | 0 | 0 | 0 | 0 | 0 | 0 | 0 | 0 | 0 | 0
1989 | 4 | 12 | 0 | 0 | 0 | 0 | 0 | 0 | 0 | 0 | 0 | 0 | 0 | 0 | 0
1989 | 4 | 13 | 0 | 0 | 0 | 0 | 0 | 0 | 0 | 0 | 0 | 0 | 0 | 0 | 0
1989 | 4 | 14 | 0 | 0 | 0 | 0 | 0 | 0 | 0 | 0 | 0 | 0 | 0 | 0 | 0
1989 | 4 | 15 | 0.6 | 0.6 | 0.55 | 0 | 0.6 | 0.55 | 0 | 0 | 0 | 0 | 0 | 0 | 0
1989 | 4 | 16 | 0 | 0 | 0 | 0 | 0 | 0 | 0 | 0 | 0 | 0 | 0 | 0 | 0
1989 | 4 | 17 | 0 | 0 | 0 | 0 | 0 | 0 | 0 | 0 | 0 | 0 | 0 | 0 | 0
1989 | 4 | 18 | 0.54 | 0.54 | 0.49 | 0 | 0.54 | 0.49 | 0 | 0 | 0 | 0 | 0 | 0 | 0
1989 | 4 | 19 | 0.28 | 0.28 | 0.23 | 0 | 0.28 | 0.23 | 0 | 0 | 0 | 0 | 0 | 0 | 0
1989 | 4 | 20 | 0 | 0 | 0 | 0 | 0 | 0 | 0 | 0 | 0 | 0 | 0 | 0 | 0
1989 | 4 | 21 | 0 | 0 | 0 | 0 | 0 | 0 | 0 | 0 | 0 | 0 | 0 | 0 | 0
1989 | 4 | 22 | 0 | 0 | 0 | 0 | 0 | 0 | 0 | 0 | 0 | 0 | 0 | 0 | 0
1989 | 4 | 23 | 0 | 0 | 0 | 0 | 0 | 0 | 0 | 0 | 0 | 0 | 0 | 0 | 0
1989 | 4 | 24 | 0 | 0 | 0 | 0 | 0 | 0 | 0 | 0 | 0 | 0 | 0 | 0 | 0
1989 | 4 | 25 | 0 | 0 | 0 | 0 | 0 | 0 | 0 | 0 | 0 | 0 | 0 | 0 | 0
1989 | 4 | 26 | 0 | 0 | 0 | 0 | 0 | 0 | 0 | 0 | 0 | 0 | 0 | 0 | 0
1989 | 4 | 27 | 0 | 0 | 0 | 0 | 0 | 0 | 0 | 0 | 0 | 0 | 0 | 0 | 0
1989 | 4 | 28 | 0 | 0 | 0 | 0 | 0 | 0 | 0 | 0 | 0 | 0 | 0 | 0 | 0
1989 | 4 | 29 | 0.99 | 0.99 | 0.94 | 0 | 0.99 | 0.94 | 0 | 0 | 0 | 0 | 0 | 0 | 0
1989 | 4 | 30 | 0 | 0 | 0 | 0 | 0 | 0 | 0 | 0 | 0 | 0 | 0 | 0 | 0
1989 | 5 | 1 | 1 | 1 | 0.95 | 0 | 1 | 0.95 | 0 | 0 | 0 | 0 | 0 | 0 | 0
1989 | 5 | 2 | 0.44 | 0.44 | 0.39 | 0 | 0.44 | 0.39 | 0 | 0 | 0 | 0 | 0 | 0 | 0
1989 | 5 | 3 | 0 | 0 | 0 | 0 | 0 | 0 | 0 | 0 | 0 | 0 | 0 | 0 | 0
1989 | 5 | 4 | 0 | 0 | 0 | 0 | 0 | 0 | 0 | 0 | 0 | 0 | 0 | 0 | 0
1989 | 5 | 5 | 2.1 | 1 | 0.95 | 0 | 1 | 0.95 | 0 | 0 | 0 | 0 | 0 | 0 | 0
1989 | 5 | 6 | 0.5 | 0.5 | 0.45 | 0 | 0.5 | 0.45 | 0 | 0 | 0 | 0 | 0 | 0 | 0
1989 | 5 | 7 | 0 | 0 | 0 | 0 | 0 | 0 | 0 | 0 | 0 | 0 | 0 | 0 | 0
1989 | 5 | 8 | 0 | 0 | 0 | 0 | 0 | 0 | 0 | 0 | 0 | 0 | 0 | 0 | 0
1989 | 5 | 9 | 0.32 | 0.32 | 0.27 | 0 | 0.32 | 0.27 | 0 | 0 | 0 | 0 | 0 | 0 | 0
1989 | 5 | 10 | 0.27 | 0.27 | 0.22 | 0 | 0.27 | 0.22 | 0 | 0 | 0 | 0 | 0 | 0 | 0
1989 | 5 | 11 | 0 | 0 | 0 | 0 | 0 | 0 | 0 | 0 | 0 | 0 | 0 | 0 | 0
1989 | 5 | 12 | 0.19 | 0.19 | 0.14 | 0 | 0.19 | 0.14 | 0 | 0 | 0 | 0 | 0 | 0 | 0
1989 | 5 | 13 | 0.01 | 0.01 | 0 | 0 | 0.01 | 0 | 0 | 0 | 0 | 0 | 0 | 0 | 0
1989 | 5 | 14 | 0 | 0 | 0 | 0 | 0 | 0 | 0 | 0 | 0 | 0 | 0 | 0 | 0
1989 | 5 | 15 | 0.37 | 0.37 | 0.32 | 0 | 0.37 | 0.32 | 0 | 0 | 0 | 0 | 0 | 0 | 0
1989 | 5 | 16 | 0.61 | 0.61 | 0.56 | 0 | 0.61 | 0.56 | 0 | 0 | 0 | 0 | 0 | 0 | 0
1989 | 5 | 17 | 0.12 | 0.12 | 0.07 | 0 | 0.12 | 0.07 | 0 | 0 | 0 | 0 | 0 | 0 | 0
1989 | 5 | 18 | 0 | 0 | 0 | 0 | 0 | 0 | 0 | 0 | 0 | 0 | 0 | 0 | 0
1989 | 5 | 19 | 0 | 0 | 0 | 0 | 0 | 0 | 0 | 0 | 0 | 0 | 0 | 0 | 0
1989 | 5 | 20 | 0 | 0 | 0 | 0 | 0 | 0 | 0 | 0 | 0 | 0 | 0 | 0 | 0
1989 | 5 | 21 | 0 | 0 | 0 | 0 | 0 | 0 | 0 | 0 | 0 | 0 | 0 | 0 | 0
1989 | 5 | 22 | 0 | 0 | 0 | 0 | 0 | 0 | 0 | 0 | 0 | 0 | 0 | 0 | 0
1989 | 5 | 23 | 1.59 | 1 | 0.95 | 0 | 1 | 0.95 | 0 | 0 | 0 | 0 | 0 | 0 | 0
1989 | 5 | 24 | 0.05 | 0.05 | 0 | 0 | 0.05 | 0 | 0 | 0 | 0 | 0 | 0 | 0 | 0
1989 | 5 | 25 | 0 | 0 | 0 | 0 | 0 | 0 | 0 | 0 | 0 | 0 | 0 | 0 | 0
1989 | 5 | 26 | 0.01 | 0.01 | 0 | 0 | 0.01 | 0 | 0 | 0 | 0 | 0 | 0 | 0 | 0
1989 | 5 | 27 | 0.19 | 0.19 | 0.14 | 0 | 0.19 | 0.14 | 0 | 0 | 0 | 0 | 0 | 0 | 0
1989 | 5 | 28 | 0 | 0 | 0 | 0 | 0 | 0 | 0 | 0 | 0 | 0 | 0 | 0 | 0
1989 | 5 | 29 | 0 | 0 | 0 | 0 | 0 | 0 | 0 | 0 | 0 | 0 | 0 | 0 | 0
1989 | 5 | 30 | 0 | 0 | 0 | 0 | 0 | 0 | 0 | 0 | 0 | 0 | 0 | 0 | 0
1989 | 5 | 31 | 0 | 0 | 0 | 0 | 0 | 0 | 0 | 0 | 0 | 0 | 0 | 0 | 0
1989 | 6 | 1 | 0 | 0 | 0 | 0 | 0 | 0 | 0 | 0 | 0 | 0 | 0 | 0 | 0
1989 | 6 | 2 | 0 | 0 | 0 | 0 | 0 | 0 | 0 | 0 | 0 | 0 | 0 | 0 | 0
1989 | 6 | 3 | 0 | 0 | 0 | 0 | 0 | 0 | 0 | 0 | 0 | 0 | 0 | 0 | 0
1989 | 6 | 4 | 0 | 0 | 0 | 0 | 0 | 0 | 0 | 0 | 0 | 0 | 0 | 0 | 0
1989 | 6 | 5 | 0.58 | 0.58 | 0.53 | 0 | 0.58 | 0.53 | 0 | 0 | 0 | 0 | 0 | 0 | 0
1989 | 6 | 6 | 0.59 | 0.59 | 0.54 | 0 | 0.59 | 0.54 | 0 | 0 | 0 | 0 | 0 | 0 | 0
1989 | 6 | 7 | 0.68 | 0.68 | 0.63 | 0 | 0.68 | 0.63 | 0 | 0 | 0 | 0 | 0 | 0 | 0
1989 | 6 | 8 | 0 | 0 | 0 | 0 | 0 | 0 | 0 | 0 | 0 | 0 | 0 | 0 | 0
1989 | 6 | 9 | 0.74 | 0.74 | 0.69 | 0 | 0.74 | 0.69 | 0 | 0 | 0 | 0 | 0 | 0 | 0
1989 | 6 | 10 | 0 | 0 | 0 | 0 | 0 | 0 | 0 | 0 | 0 | 0 | 0 | 0 | 0
1989 | 6 | 11 | 0 | 0 | 0 | 0 | 0 | 0 | 0 | 0 | 0 | 0 | 0 | 0 | 0
1989 | 6 | 12 | 0 | 0 | 0 | 0 | 0 | 0 | 0 | 0 | 0 | 0 | 0 | 0 | 0
1989 | 6 | 13 | 0.02 | 0.02 | 0 | 0 | 0.02 | 0 | 0 | 0 | 0 | 0 | 0 | 0 | 0
1989 | 6 | 14 | 0.8 | 0.8 | 0.75 | 0 | 0.8 | 0.75 | 0 | 0 | 0 | 0 | 0 | 0 | 0
1989 | 6 | 15 | 0.69 | 0.69 | 0.64 | 0 | 0.69 | 0.64 | 0 | 0 | 0 | 0 | 0 | 0 | 0
1989 | 6 | 16 | 0.09 | 0.09 | 0.04 | 0 | 0.09 | 0.04 | 0 | 0 | 0 | 0 | 0 | 0 | 0
1989 | 6 | 17 | 0 | 0 | 0 | 0 | 0 | 0 | 0 | 0 | 0 | 0 | 0 | 0 | 0
1989 | 6 | 18 | 0 | 0 | 0 | 0 | 0 | 0 | 0 | 0 | 0 | 0 | 0 | 0 | 0
1989 | 6 | 19 | 0 | 0 | 0 | 0 | 0 | 0 | 0 | 0 | 0 | 0 | 0 | 0 | 0
1989 | 6 | 20 | 0.16 | 0.16 | 0.11 | 0 | 0.16 | 0.11 | 0 | 0 | 0 | 0 | 0 | 0 | 0
1989 | 6 | 21 | 0.23 | 0.23 | 0.18 | 0 | 0.23 | 0.18 | 0 | 0 | 0 | 0 | 0 | 0 | 0
1989 | 6 | 22 | 0.02 | 0.02 | 0 | 0 | 0.02 | 0 | 0 | 0 | 0 | 0 | 0 | 0 | 0
1989 | 6 | 23 | 1.34 | 1 | 0.95 | 0 | 1 | 0.95 | 0 | 0 | 0 | 0 | 0 | 0 | 0
1989 | 6 | 24 | 0.08 | 0.08 | 0.03 | 0 | 0.08 | 0.03 | 0 | 0 | 0 | 0 | 0 | 0 | 0
1989 | 6 | 25 | 0 | 0 | 0 | 0 | 0 | 0 | 0 | 0 | 0 | 0 | 0 | 0 | 0
1989 | 6 | 26 | 0 | 0 | 0 | 0 | 0 | 0 | 0 | 0 | 0 | 0 | 0 | 0 | 0
1989 | 6 | 27 | 0 | 0 | 0 | 0 | 0 | 0 | 0 | 0 | 0 | 0 | 0 | 0 | 0
1989 | 6 | 28 | 0 | 0 | 0 | 0 | 0 | 0 | 0 | 0 | 0 | 0 | 0 | 0 | 0
1989 | 6 | 29 | 0 | 0 | 0 | 0 | 0 | 0 | 0 | 0 | 0 | 0 | 0 | 0 | 0
1989 | 6 | 30 | 0 | 0 | 0 | 0 | 0 | 0 | 0 | 0 | 0 | 0 | 0 | 0 | 0
1989 | 7 | 1 | 0 | 0 | 0 | 0 | 0 | 0 | 0 | 0 | 0 | 0 | 0 | 0 | 0
1989 | 7 | 2 | 0 | 0 | 0 | 0 | 0 | 0 | 0 | 0 | 0 | 0 | 0 | 0 | 0
1989 | 7 | 3 | 0 | 0 | 0 | 0 | 0 | 0 | 0 | 0 | 0 | 0 | 0 | 0 | 0
1989 | 7 | 4 | 1.28 | 1 | 0.95 | 0 | 1 | 0.95 | 0 | 0 | 0 | 0 | 0 | 0 | 0
1989 | 7 | 5 | 0.37 | 0.37 | 0.32 | 0 | 0.37 | 0.32 | 0 | 0 | 0 | 0 | 0 | 0 | 0
1989 | 7 | 6 | 0.76 | 0.76 | 0.71 | 0 | 0.76 | 0.71 | 0 | 0 | 0 | 0 | 0 | 0 | 0
1989 | 7 | 7 | 0 | 0 | 0 | 0 | 0 | 0 | 0 | 0 | 0 | 0 | 0 | 0 | 0
1989 | 7 | 8 | 0 | 0 | 0 | 0 | 0 | 0 | 0 | 0 | 0 | 0 | 0 | 0 | 0
1989 | 7 | 9 | 0 | 0 | 0 | 0 | 0 | 0 | 0 | 0 | 0 | 0 | 0 | 0 | 0
1989 | 7 | 10 | 0 | 0 | 0 | 0 | 0 | 0 | 0 | 0 | 0 | 0 | 0 | 0 | 0
1989 | 7 | 11 | 0 | 0 | 0 | 0 | 0 | 0 | 0 | 0 | 0 | 0 | 0 | 0 | 0
1989 | 7 | 12 | 0 | 0 | 0 | 0 | 0 | 0 | 0 | 0 | 0 | 0 | 0 | 0 | 0
1989 | 7 | 13 | 0.23 | 0.23 | 0.18 | 0 | 0.23 | 0.18 | 0 | 0 | 0 | 0 | 0 | 0 | 0
1989 | 7 | 14 | 0 | 0 | 0 | 0 | 0 | 0 | 0 | 0 | 0 | 0 | 0 | 0 | 0
1989 | 7 | 15 | 0 | 0 | 0 | 0 | 0 | 0 | 0 | 0 | 0 | 0 | 0 | 0 | 0
1989 | 7 | 16 | 0.64 | 0.64 | 0.59 | 0 | 0.64 | 0.59 | 0 | 0 | 0 | 0 | 0 | 0 | 0
1989 | 7 | 17 | 0 | 0 | 0 | 0 | 0 | 0 | 0 | 0 | 0 | 0 | 0 | 0 | 0
1989 | 7 | 18 | 0 | 0 | 0 | 0 | 0 | 0 | 0 | 0 | 0 | 0 | 0 | 0 | 0
1989 | 7 | 19 | 0 | 0 | 0 | 0 | 0 | 0 | 0 | 0 | 0 | 0 | 0 | 0 | 0
1989 | 7 | 20 | 0.68 | 0.68 | 0.63 | 0 | 0.68 | 0.63 | 0 | 0 | 0 | 0 | 0 | 0 | 0
1989 | 7 | 21 | 0 | 0 | 0 | 0 | 0 | 0 | 0 | 0 | 0 | 0 | 0 | 0 | 0
1989 | 7 | 22 | 0 | 0 | 0 | 0 | 0 | 0 | 0 | 0 | 0 | 0 | 0 | 0 | 0
1989 | 7 | 23 | 0 | 0 | 0 | 0 | 0 | 0 | 0 | 0 | 0 | 0 | 0 | 0 | 0
1989 | 7 | 24 | 0.21 | 0.21 | 0.16 | 0 | 0.21 | 0.16 | 0 | 0 | 0 | 0 | 0 | 0 | 0
1989 | 7 | 25 | 0 | 0 | 0 | 0 | 0 | 0 | 0 | 0 | 0 | 0 | 0 | 0 | 0
1989 | 7 | 26 | 1.19 | 1 | 0.95 | 0 | 1 | 0.95 | 0 | 0 | 0 | 0 | 0 | 0 | 0
1989 | 7 | 27 | 0.22 | 0.22 | 0.17 | 0 | 0.22 | 0.17 | 0 | 0 | 0 | 0 | 0 | 0 | 0
1989 | 7 | 28 | 0.02 | 0.02 | 0 | 0 | 0.02 | 0 | 0 | 0 | 0 | 0 | 0 | 0 | 0
1989 | 7 | 29 | 0 | 0 | 0 | 0 | 0 | 0 | 0 | 0 | 0 | 0 | 0 | 0 | 0
1989 | 7 | 30 | 0.04 | 0.04 | 0 | 0 | 0.04 | 0 | 0 | 0 | 0 | 0 | 0 | 0 | 0
1989 | 7 | 31 | 0.02 | 0.02 | 0 | 0 | 0.02 | 0 | 0 | 0 | 0 | 0 | 0 | 0 | 0
1989 | 8 | 1 | 0 | 0 | 0 | 0 | 0 | 0 | 0 | 0 | 0 | 0 | 0 | 0 | 0
1989 | 8 | 2 | 0 | 0 | 0 | 0 | 0 | 0 | 0 | 0 | 0 | 0 | 0 | 0 | 0
1989 | 8 | 3 | 0 | 0 | 0 | 0 | 0 | 0 | 0 | 0 | 0 | 0 | 0 | 0 | 0
1989 | 8 | 4 | 0 | 0 | 0 | 0 | 0 | 0 | 0 | 0 | 0 | 0 | 0 | 0 | 0
1989 | 8 | 5 | 0 | 0 | 0 | 0 | 0 | 0 | 0 | 0 | 0 | 0 | 0 | 0 | 0
1989 | 8 | 6 | 0 | 0 | 0 | 0 | 0 | 0 | 0 | 0 | 0 | 0 | 0 | 0 | 0
1989 | 8 | 7 | 0 | 0 | 0 | 0 | 0 | 0 | 0 | 0 | 0 | 0 | 0 | 0 | 0
1989 | 8 | 8 | 0 | 0 | 0 | 0 | 0 | 0 | 0 | 0 | 0 | 0 | 0 | 0 | 0
1989 | 8 | 9 | 0 | 0 | 0 | 0 | 0 | 0 | 0 | 0 | 0 | 0 | 0 | 0 | 0
1989 | 8 | 10 | 0 | 0 | 0 | 0 | 0 | 0 | 0 | 0 | 0 | 0 | 0 | 0 | 0
1989 | 8 | 11 | 0.01 | 0.01 | 0 | 0 | 0.01 | 0 | 0 | 0 | 0 | 0 | 0 | 0 | 0
1989 | 8 | 12 | 0.01 | 0.01 | 0 | 0 | 0.01 | 0 | 0 | 0 | 0 | 0 | 0 | 0 | 0
1989 | 8 | 13 | 0 | 0 | 0 | 0 | 0 | 0 | 0 | 0 | 0 | 0 | 0 | 0 | 0
1989 | 8 | 14 | 0 | 0 | 0 | 0 | 0 | 0 | 0 | 0 | 0 | 0 | 0 | 0 | 0
1989 | 8 | 15 | 0 | 0 | 0 | 0 | 0 | 0 | 0 | 0 | 0 | 0 | 0 | 0 | 0
1989 | 8 | 16 | 0 | 0 | 0 | 0 | 0 | 0 | 0 | 0 | 0 | 0 | 0 | 0 | 0
1989 | 8 | 17 | 0.94 | 0.94 | 0.89 | 0 | 0.94 | 0.89 | 0 | 0 | 0 | 0 | 0 | 0 | 0
1989 | 8 | 18 | 0.04 | 0.04 | 0 | 0 | 0.04 | 0 | 0 | 0 | 0 | 0 | 0 | 0 | 0
1989 | 8 | 19 | 0 | 0 | 0 | 0 | 0 | 0 | 0 | 0 | 0 | 0 | 0 | 0 | 0
1989 | 8 | 20 | 0 | 0 | 0 | 0 | 0 | 0 | 0 | 0 | 0 | 0 | 0 | 0 | 0
1989 | 8 | 21 | 0.15 | 0.15 | 0.1 | 0 | 0.15 | 0.1 | 0 | 0 | 0 | 0 | 0 | 0 | 0
1989 | 8 | 22 | 0 | 0 | 0 | 0 | 0 | 0 | 0 | 0 | 0 | 0 | 0 | 0 | 0
1989 | 8 | 23 | 0 | 0 | 0 | 0 | 0 | 0 | 0 | 0 | 0 | 0 | 0 | 0 | 0
1989 | 8 | 24 | 0 | 0 | 0 | 0 | 0 | 0 | 0 | 0 | 0 | 0 | 0 | 0 | 0
1989 | 8 | 25 | 0 | 0 | 0 | 0 | 0 | 0 | 0 | 0 | 0 | 0 | 0 | 0 | 0
1989 | 8 | 26 | 0 | 0 | 0 | 0 | 0 | 0 | 0 | 0 | 0 | 0 | 0 | 0 | 0
1989 | 8 | 27 | 0 | 0 | 0 | 0 | 0 | 0 | 0 | 0 | 0 | 0 | 0 | 0 | 0
1989 | 8 | 28 | 0 | 0 | 0 | 0 | 0 | 0 | 0 | 0 | 0 | 0 | 0 | 0 | 0
1989 | 8 | 29 | 0 | 0 | 0 | 0 | 0 | 0 | 0 | 0 | 0 | 0 | 0 | 0 | 0
1989 | 8 | 30 | 0 | 0 | 0 | 0 | 0 | 0 | 0 | 0 | 0 | 0 | 0 | 0 | 0
1989 | 8 | 31 | 0 | 0 | 0 | 0 | 0 | 0 | 0 | 0 | 0 | 0 | 0 | 0 | 0
1989 | 9 | 1 | 0 | 0 | 0 | 0 | 0 | 0 | 0 | 0 | 0 | 0 | 0 | 0 | 0
1989 | 9 | 2 | 0 | 0 | 0 | 0 | 0 | 0 | 0 | 0 | 0 | 0 | 0 | 0 | 0
1989 | 9 | 3 | 0 | 0 | 0 | 0 | 0 | 0 | 0 | 0 | 0 | 0 | 0 | 0 | 0
1989 | 9 | 4 | 0 | 0 | 0 | 0 | 0 | 0 | 0 | 0 | 0 | 0 | 0 | 0 | 0
1989 | 9 | 5 | 0 | 0 | 0 | 0 | 0 | 0 | 0 | 0 | 0 | 0 | 0 | 0 | 0
1989 | 9 | 6 | 0 | 0 | 0 | 0 | 0 | 0 | 0 | 0 | 0 | 0 | 0 | 0 | 0
1989 | 9 | 7 | 0 | 0 | 0 | 0 | 0 | 0 | 0 | 0 | 0 | 0 | 0 | 0 | 0
1989 | 9 | 8 | 0 | 0 | 0 | 0 | 0 | 0 | 0 | 0 | 0 | 0 | 0 | 0 | 0
1989 | 9 | 9 | 0 | 0 | 0 | 0 | 0 | 0 | 0 | 0 | 0 | 0 | 0 | 0 | 0
1989 | 9 | 10 | 0 | 0 | 0 | 0 | 0 | 0 | 0 | 0 | 0 | 0 | 0 | 0 | 0
1989 | 9 | 11 | 0 | 0 | 0 | 0 | 0 | 0 | 0 | 0 | 0 | 0 | 0 | 0 | 0
1989 | 9 | 12 | 0.03 | 0.03 | 0 | 0 | 0.03 | 0 | 0 | 0 | 0 | 0 | 0 | 0 | 0
1989 | 9 | 13 | 1.62 | 1 | 0.95 | 0 | 1 | 0.95 | 0 | 0 | 0 | 0 | 0 | 0 | 0
1989 | 9 | 14 | 0.01 | 0.01 | 0 | 0 | 0.01 | 0 | 0 | 0 | 0 | 0 | 0 | 0 | 0
1989 | 9 | 15 | 0 | 0 | 0 | 0 | 0 | 0 | 0 | 0 | 0 | 0 | 0 | 0 | 0
1989 | 9 | 16 | 1.84 | 1 | 0.95 | 0 | 1 | 0.95 | 0 | 0 | 0 | 0 | 0 | 0 | 0
1989 | 9 | 17 | 0 | 0 | 0 | 0 | 0 | 0 | 0 | 0 | 0 | 0 | 0 | 0 | 0
1989 | 9 | 18 | 0 | 0 | 0 | 0 | 0 | 0 | 0 | 0 | 0 | 0 | 0 | 0 | 0
1989 | 9 | 19 | 0.29 | 0.29 | 0.24 | 0 | 0.29 | 0.24 | 0 | 0 | 0 | 0 | 0 | 0 | 0
1989 | 9 | 20 | 1.1 | 1 | 0.95 | 0 | 1 | 0.95 | 0 | 0 | 0 | 0 | 0 | 0 | 0
1989 | 9 | 21 | 0 | 0 | 0 | 0 | 0 | 0 | 0 | 0 | 0 | 0 | 0 | 0 | 0
1989 | 9 | 22 | 0.1 | 0.1 | 0.05 | 0 | 0.1 | 0.05 | 0 | 0 | 0 | 0 | 0 | 0 | 0
1989 | 9 | 23 | 0.18 | 0.18 | 0.13 | 0 | 0.18 | 0.13 | 0 | 0 | 0 | 0 | 0 | 0 | 0
1989 | 9 | 24 | 0 | 0 | 0 | 0 | 0 | 0 | 0 | 0 | 0 | 0 | 0 | 0 | 0
1989 | 9 | 25 | 0.36 | 0.36 | 0.31 | 0 | 0.36 | 0.31 | 0 | 0 | 0 | 0 | 0 | 0 | 0
1989 | 9 | 26 | 1.15 | 1 | 0.95 | 0 | 1 | 0.95 | 0 | 0 | 0 | 0 | 0 | 0 | 0
1989 | 9 | 27 | 0 | 0 | 0 | 0 | 0 | 0 | 0 | 0 | 0 | 0 | 0 | 0 | 0
1989 | 9 | 28 | 0 | 0 | 0 | 0 | 0 | 0 | 0 | 0 | 0 | 0 | 0 | 0 | 0
1989 | 9 | 29 | 0 | 0 | 0 | 0 | 0 | 0 | 0 | 0 | 0 | 0 | 0 | 0 | 0
1989 | 9 | 30 | 0 | 0 | 0 | 0 | 0 | 0 | 0 | 0 | 0 | 0 | 0 | 0 | 0
1989 | 10 | 1 | 0.87 | 0.87 | 0.82 | 0 | 0.87 | 0.82 | 0 | 0 | 0 | 0 | 0 | 0 | 0
1989 | 10 | 2 | 0.96 | 0.96 | 0.91 | 0 | 0.96 | 0.91 | 0 | 0 | 0 | 0 | 0 | 0 | 0
1989 | 10 | 3 | 0 | 0 | 0 | 0 | 0 | 0 | 0 | 0 | 0 | 0 | 0 | 0 | 0
1989 | 10 | 4 | 0 | 0 | 0 | 0 | 0 | 0 | 0 | 0 | 0 | 0 | 0 | 0 | 0
1989 | 10 | 5 | 0 | 0 | 0 | 0 | 0 | 0 | 0 | 0 | 0 | 0 | 0 | 0 | 0
1989 | 10 | 6 | 0 | 0 | 0 | 0 | 0 | 0 | 0 | 0 | 0 | 0 | 0 | 0 | 0
1989 | 10 | 7 | 0 | 0 | 0 | 0 | 0 | 0 | 0 | 0 | 0 | 0 | 0 | 0 | 0
1989 | 10 | 8 | 0 | 0 | 0 | 0 | 0 | 0 | 0 | 0 | 0 | 0 | 0 | 0 | 0
1989 | 10 | 9 | 0 | 0 | 0 | 0 | 0 | 0 | 0 | 0 | 0 | 0 | 0 | 0 | 0
1989 | 10 | 10 | 0 | 0 | 0 | 0 | 0 | 0 | 0 | 0 | 0 | 0 | 0 | 0 | 0
1989 | 10 | 11 | 0 | 0 | 0 | 0 | 0 | 0 | 0 | 0 | 0 | 0 | 0 | 0 | 0
1989 | 10 | 12 | 0 | 0 | 0 | 0 | 0 | 0 | 0 | 0 | 0 | 0 | 0 | 0 | 0
1989 | 10 | 13 | 0 | 0 | 0 | 0 | 0 | 0 | 0 | 0 | 0 | 0 | 0 | 0 | 0
1989 | 10 | 14 | 0 | 0 | 0 | 0 | 0 | 0 | 0 | 0 | 0 | 0 | 0 | 0 | 0
1989 | 10 | 15 | 0 | 0 | 0 | 0 | 0 | 0 | 0 | 0 | 0 | 0 | 0 | 0 | 0
1989 | 10 | 16 | 0 | 0 | 0 | 0 | 0 | 0 | 0 | 0 | 0 | 0 | 0 | 0 | 0
1989 | 10 | 17 | 0.64 | 0.64 | 0.59 | 0 | 0.64 | 0.59 | 0 | 0 | 0 | 0 | 0 | 0 | 0
1989 | 10 | 18 | 0.94 | 0.94 | 0.89 | 0 | 0.94 | 0.89 | 0 | 0 | 0 | 0 | 0 | 0 | 0
1989 | 10 | 19 | 1.12 | 1 | 0.95 | 0 | 1 | 0.95 | 0 | 0 | 0 | 0 | 0 | 0 | 0
1989 | 10 | 20 | 0.65 | 0.65 | 0.6 | 0 | 0.65 | 0.6 | 0 | 0 | 0 | 0 | 0 | 0 | 0
1989 | 10 | 21 | 0 | 0 | 0 | 0 | 0 | 0 | 0 | 0 | 0 | 0 | 0 | 0 | 0
1989 | 10 | 22 | 0 | 0 | 0 | 0 | 0 | 0 | 0 | 0 | 0 | 0 | 0 | 0 | 0
1989 | 10 | 23 | 0 | 0 | 0 | 0 | 0 | 0 | 0 | 0 | 0 | 0 | 0 | 0 | 0
1989 | 10 | 24 | 0 | 0 | 0 | 0 | 0 | 0 | 0 | 0 | 0 | 0 | 0 | 0 | 0
1989 | 10 | 25 | 0 | 0 | 0 | 0 | 0 | 0 | 0 | 0 | 0 | 0 | 0 | 0 | 0
1989 | 10 | 26 | 0 | 0 | 0 | 0 | 0 | 0 | 0 | 0 | 0 | 0 | 0 | 0 | 0
1989 | 10 | 27 | 0 | 0 | 0 | 0 | 0 | 0 | 0 | 0 | 0 | 0 | 0 | 0 | 0
1989 | 10 | 28 | 0 | 0 | 0 | 0 | 0 | 0 | 0 | 0 | 0 | 0 | 0 | 0 | 0
1989 | 10 | 29 | 0 | 0 | 0 | 0 | 0 | 0 | 0 | 0 | 0 | 0 | 0 | 0 | 0
1989 | 10 | 30 | 0.08 | 0.08 | 0.03 | 0 | 0.08 | 0.03 | 0 | 0 | 0 | 0 | 0 | 0 | 0
1989 | 10 | 31 | 0.22 | 0.22 | 0.17 | 0 | 0.22 | 0.17 | 0 | 0 | 0 | 0 | 0 | 0 | 0
1989 | 11 | 1 | 0 | 0 | 0 | 0 | 0 | 0 | 0 | 0 | 0 | 0 | 0 | 0 | 0
1989 | 11 | 2 | 0.12 | 0.12 | 0.07 | 0 | 0.12 | 0.07 | 0 | 0 | 0 | 0 | 0 | 0 | 0
1989 | 11 | 3 | 0.04 | 0.04 | 0 | 0 | 0.04 | 0 | 0 | 0 | 0 | 0 | 0 | 0 | 0
1989 | 11 | 4 | 0 | 0 | 0 | 0 | 0 | 0 | 0 | 0 | 0 | 0 | 0 | 0 | 0
1989 | 11 | 5 | 0 | 0 | 0 | 0 | 0 | 0 | 0 | 0 | 0 | 0 | 0 | 0 | 0
1989 | 11 | 6 | 0 | 0 | 0 | 0 | 0 | 0 | 0 | 0 | 0 | 0 | 0 | 0 | 0
1989 | 11 | 7 | 0 | 0 | 0 | 0 | 0 | 0 | 0 | 0 | 0 | 0 | 0 | 0 | 0
1989 | 11 | 8 | 0.56 | 0.56 | 0.51 | 0 | 0.56 | 0.51 | 0 | 0 | 0 | 0 | 0 | 0 | 0
1989 | 11 | 9 | 0.03 | 0.03 | 0 | 0 | 0.03 | 0 | 0 | 0 | 0 | 0 | 0 | 0 | 0
1989 | 11 | 10 | 0 | 0 | 0 | 0 | 0 | 0 | 0 | 0 | 0 | 0 | 0 | 0 | 0
1989 | 11 | 11 | 0 | 0 | 0 | 0 | 0 | 0 | 0 | 0 | 0 | 0 | 0 | 0 | 0
1989 | 11 | 12 | 0 | 0 | 0 | 0 | 0 | 0 | 0 | 0 | 0 | 0 | 0 | 0 | 0
1989 | 11 | 13 | 0 | 0 | 0 | 0 | 0 | 0 | 0 | 0 | 0 | 0 | 0 | 0 | 0
1989 | 11 | 14 | 0.01 | 0.01 | 0 | 0 | 0.01 | 0 | 0 | 0 | 0 | 0 | 0 | 0 | 0
1989 | 11 | 15 | 0.05 | 0.05 | 0 | 0 | 0.05 | 0 | 0 | 0 | 0 | 0 | 0 | 0 | 0
1989 | 11 | 16 | 1.2 | 1 | 0.95 | 0 | 1 | 0.95 | 0 | 0 | 0 | 0 | 0 | 0 | 0
1989 | 11 | 17 | 0 | 0 | 0 | 0 | 0 | 0 | 0 | 0 | 0 | 0 | 0 | 0 | 0
1989 | 11 | 18 | 0 | 0 | 0 | 0 | 0 | 0 | 0 | 0 | 0 | 0 | 0 | 0 | 0
1989 | 11 | 19 | 0 | 0 | 0 | 0 | 0 | 0 | 0 | 0 | 0 | 0 | 0 | 0 | 0
1989 | 11 | 20 | 0 | 0 | 0 | 0 | 0 | 0 | 0 | 0 | 0 | 0 | 0 | 0 | 0
1989 | 11 | 21 | 0 | 0 | 0 | 0 | 0 | 0 | 0 | 0 | 0 | 0 | 0 | 0 | 0
1989 | 11 | 22 | 0.2 | 0.2 | 0.15 | 0 | 0.2 | 0.15 | 0 | 0 | 0 | 0 | 0 | 0 | 0
1989 | 11 | 23 | 0.15 | 0.15 | 0.1 | 0 | 0.15 | 0.1 | 0 | 0 | 0 | 0 | 0 | 0 | 0
1989 | 11 | 24 | 0 | 0 | 0 | 0 | 0 | 0 | 0 | 0 | 0 | 0 | 0 | 0 | 0
1989 | 11 | 25 | 0 | 0 | 0 | 0 | 0 | 0 | 0 | 0 | 0 | 0 | 0 | 0 | 0
1989 | 11 | 26 | 0 | 0 | 0 | 0 | 0 | 0 | 0 | 0 | 0 | 0 | 0 | 0 | 0
1989 | 11 | 27 | 0.01 | 0.01 | 0 | 0 | 0.01 | 0 | 0 | 0 | 0 | 0 | 0 | 0 | 0
1989 | 11 | 28 | 0 | 0 | 0 | 0 | 0 | 0 | 0 | 0 | 0 | 0 | 0 | 0 | 0
1989 | 11 | 29 | 0 | 0 | 0 | 0 | 0 | 0 | 0 | 0 | 0 | 0 | 0 | 0 | 0
1989 | 11 | 30 | 0 | 0 | 0 | 0 | 0 | 0 | 0 | 0 | 0 | 0 | 0 | 0 | 0
1989 | 12 | 1 | 0 | 0 | 0 | 0 | 0 | 0 | 0 | 0 | 0 | 0 | 0 | 0 | 0
1989 | 12 | 2 | 0 | 0 | 0 | 0 | 0 | 0 | 0 | 0 | 0 | 0 | 0 | 0 | 0
1989 | 12 | 3 | 0 | 0 | 0 | 0 | 0 | 0 | 0 | 0 | 0 | 0 | 0 | 0 | 0
1989 | 12 | 4 | 0 | 0 | 0 | 0 | 0 | 0 | 0 | 0 | 0 | 0 | 0 | 0 | 0
1989 | 12 | 5 | 0 | 0 | 0 | 0 | 0 | 0 | 0 | 0 | 0 | 0 | 0 | 0 | 0
1989 | 12 | 6 | 0.01 | 0.01 | 0 | 0 | 0.01 | 0 | 0 | 0 | 0 | 0 | 0 | 0 | 0
1989 | 12 | 7 | 0 | 0 | 0 | 0 | 0 | 0 | 0 | 0 | 0 | 0 | 0 | 0 | 0
1989 | 12 | 8 | 0.32 | 0.32 | 0.27 | 0 | 0.32 | 0.27 | 0 | 0 | 0 | 0 | 0 | 0 | 0
1989 | 12 | 9 | 0 | 0 | 0 | 0 | 0 | 0 | 0 | 0 | 0 | 0 | 0 | 0 | 0
1989 | 12 | 10 | 0 | 0 | 0 | 0 | 0 | 0 | 0 | 0 | 0 | 0 | 0 | 0 | 0
1989 | 12 | 11 | 0 | 0 | 0 | 0 | 0 | 0 | 0 | 0 | 0 | 0 | 0 | 0 | 0
1989 | 12 | 12 | 0.25 | 0.25 | 0.2 | 0 | 0.25 | 0.2 | 0 | 0 | 0 | 0 | 0 | 0 | 0
1989 | 12 | 13 | 0.2 | 0.2 | 0.15 | 0 | 0.2 | 0.15 | 0 | 0 | 0 | 0 | 0 | 0 | 0
1989 | 12 | 14 | 0 | 0 | 0 | 0 | 0 | 0 | 0 | 0 | 0 | 0 | 0 | 0 | 0
1989 | 12 | 15 | 0.04 | 0.04 | 0 | 0 | 0.04 | 0 | 0 | 0 | 0 | 0 | 0 | 0 | 0
1989 | 12 | 16 | 0 | 0 | 0 | 0 | 0 | 0 | 0 | 0 | 0 | 0 | 0 | 0 | 0
1989 | 12 | 17 | 0 | 0 | 0 | 0 | 0 | 0 | 0 | 0 | 0 | 0 | 0 | 0 | 0
1989 | 12 | 18 | 0 | 0 | 0 | 0 | 0 | 0 | 0 | 0 | 0 | 0 | 0 | 0 | 0
1989 | 12 | 19 | 0 | 0 | 0 | 0 | 0 | 0 | 0 | 0 | 0 | 0 | 0 | 0 | 0
1989 | 12 | 20 | 0 | 0 | 0 | 0 | 0 | 0 | 0 | 0 | 0 | 0 | 0 | 0 | 0
1989 | 12 | 21 | 0 | 0 | 0 | 0 | 0 | 0 | 0 | 0 | 0 | 0 | 0 | 0 | 0
1989 | 12 | 22 | 0 | 0 | 0 | 0 | 0 | 0 | 0 | 0 | 0 | 0 | 0 | 0 | 0
1989 | 12 | 23 | 0 | 0 | 0 | 0 | 0 | 0 | 0 | 0 | 0 | 0 | 0 | 0 | 0
1989 | 12 | 24 | 0 | 0 | 0 | 0 | 0 | 0 | 0 | 0 | 0 | 0 | 0 | 0 | 0
1989 | 12 | 25 | 0 | 0 | 0 | 0 | 0 | 0 | 0 | 0 | 0 | 0 | 0 | 0 | 0
1989 | 12 | 26 | 0.02 | 0.02 | 0 | 0 | 0.02 | 0 | 0 | 0 | 0 | 0 | 0 | 0 | 0
1989 | 12 | 27 | 0 | 0 | 0 | 0 | 0 | 0 | 0 | 0 | 0 | 0 | 0 | 0 | 0
1989 | 12 | 28 | 0 | 0 | 0 | 0 | 0 | 0 | 0 | 0 | 0 | 0 | 0 | 0 | 0
1989 | 12 | 29 | 0 | 0 | 0 | 0 | 0 | 0 | 0 | 0 | 0 | 0 | 0 | 0 | 0
1989 | 12 | 30 | 0.03 | 0.03 | 0 | 0 | 0.03 | 0 | 0 | 0 | 0 | 0 | 0 | 0 | 0
1989 | 12 | 31 | 1.23 | 1 | 0.95 | 0 | 1 | 0.95 | 0 | 0 | 0 | 0 | 0 | 0 | 0
1990 | 1 | 1 | 0.2 | 0.2 | 0.15 | 0 | 0.2 | 0.15 | 0 | 0 | 0 | 0 | 0 | 0 | 0
1990 | 1 | 2 | 0 | 0 | 0 | 0 | 0 | 0 | 0 | 0 | 0 | 0 | 0 | 0 | 0
1990 | 1 | 3 | 0 | 0 | 0 | 0 | 0 | 0 | 0 | 0 | 0 | 0 | 0 | 0 | 0
1990 | 1 | 4 | 0.06 | 0.06 | 0.01 | 0 | 0.06 | 0.01 | 0 | 0 | 0 | 0 | 0 | 0 | 0
1990 | 1 | 5 | 0 | 0 | 0 | 0 | 0 | 0 | 0 | 0 | 0 | 0 | 0 | 0 | 0
1990 | 1 | 6 | 0.04 | 0.04 | 0 | 0 | 0.04 | 0 | 0 | 0 | 0 | 0 | 0 | 0 | 0
1990 | 1 | 7 | 0 | 0 | 0 | 0 | 0 | 0 | 0 | 0 | 0 | 0 | 0 | 0 | 0
1990 | 1 | 8 | 0.52 | 0.52 | 0.47 | 0 | 0.52 | 0.47 | 0 | 0 | 0 | 0 | 0 | 0 | 0
1990 | 1 | 9 | 0 | 0 | 0 | 0 | 0 | 0 | 0 | 0 | 0 | 0 | 0 | 0 | 0
1990 | 1 | 10 | 0.01 | 0.01 | 0 | 0 | 0.01 | 0 | 0 | 0 | 0 | 0 | 0 | 0 | 0
1990 | 1 | 11 | 0 | 0 | 0 | 0 | 0 | 0 | 0 | 0 | 0 | 0 | 0 | 0 | 0
1990 | 1 | 12 | 0 | 0 | 0 | 0 | 0 | 0 | 0 | 0 | 0 | 0 | 0 | 0 | 0
1990 | 1 | 13 | 0 | 0 | 0 | 0 | 0 | 0 | 0 | 0 | 0 | 0 | 0 | 0 | 0
1990 | 1 | 14 | 0 | 0 | 0 | 0 | 0 | 0 | 0 | 0 | 0 | 0 | 0 | 0 | 0
1990 | 1 | 15 | 0.02 | 0.02 | 0 | 0 | 0.02 | 0 | 0 | 0 | 0 | 0 | 0 | 0 | 0
1990 | 1 | 16 | 0 | 0 | 0 | 0 | 0 | 0 | 0 | 0 | 0 | 0 | 0 | 0 | 0
1990 | 1 | 17 | 0 | 0 | 0 | 0 | 0 | 0 | 0 | 0 | 0 | 0 | 0 | 0 | 0
1990 | 1 | 18 | 0 | 0 | 0 | 0 | 0 | 0 | 0 | 0 | 0 | 0 | 0 | 0 | 0
1990 | 1 | 19 | 0 | 0 | 0 | 0 | 0 | 0 | 0 | 0 | 0 | 0 | 0 | 0 | 0
1990 | 1 | 20 | 0.11 | 0.11 | 0.06 | 0 | 0.11 | 0.06 | 0 | 0 | 0 | 0 | 0 | 0 | 0
1990 | 1 | 21 | 0 | 0 | 0 | 0 | 0 | 0 | 0 | 0 | 0 | 0 | 0 | 0 | 0
1990 | 1 | 22 | 0 | 0 | 0 | 0 | 0 | 0 | 0 | 0 | 0 | 0 | 0 | 0 | 0
1990 | 1 | 23 | 0 | 0 | 0 | 0 | 0 | 0 | 0 | 0 | 0 | 0 | 0 | 0 | 0
1990 | 1 | 24 | 0.01 | 0.01 | 0 | 0 | 0.01 | 0 | 0 | 0 | 0 | 0 | 0 | 0 | 0
1990 | 1 | 25 | 0.92 | 0.92 | 0.87 | 0 | 0.92 | 0.87 | 0 | 0 | 0 | 0 | 0 | 0 | 0
1990 | 1 | 26 | 0.5 | 0.5 | 0.45 | 0 | 0.5 | 0.45 | 0 | 0 | 0 | 0 | 0 | 0 | 0
1990 | 1 | 27 | 0 | 0 | 0 | 0 | 0 | 0 | 0 | 0 | 0 | 0 | 0 | 0 | 0
1990 | 1 | 28 | 0 | 0 | 0 | 0 | 0 | 0 | 0 | 0 | 0 | 0 | 0 | 0 | 0
1990 | 1 | 29 | 0.56 | 0.56 | 0.51 | 0 | 0.56 | 0.51 | 0 | 0 | 0 | 0 | 0 | 0 | 0
1990 | 1 | 30 | 0 | 0 | 0 | 0 | 0 | 0 | 0 | 0 | 0 | 0 | 0 | 0 | 0
1990 | 1 | 31 | 0 | 0 | 0 | 0 | 0 | 0 | 0 | 0 | 0 | 0 | 0 | 0 | 0
1990 | 2 | 1 | 0 | 0 | 0 | 0 | 0 | 0 | 0 | 0 | 0 | 0 | 0 | 0 | 0
1990 | 2 | 2 | 0 | 0 | 0 | 0 | 0 | 0 | 0 | 0 | 0 | 0 | 0 | 0 | 0
1990 | 2 | 3 | 0.23 | 0.23 | 0.18 | 0 | 0.23 | 0.18 | 0 | 0 | 0 | 0 | 0 | 0 | 0
1990 | 2 | 4 | 0.06 | 0.06 | 0.01 | 0 | 0.06 | 0.01 | 0 | 0 | 0 | 0 | 0 | 0 | 0
1990 | 2 | 5 | 0 | 0 | 0 | 0 | 0 | 0 | 0 | 0 | 0 | 0 | 0 | 0 | 0
1990 | 2 | 6 | 0 | 0 | 0 | 0 | 0 | 0 | 0 | 0 | 0 | 0 | 0 | 0 | 0
1990 | 2 | 7 | 0.04 | 0.04 | 0 | 0 | 0.04 | 0 | 0 | 0 | 0 | 0 | 0 | 0 | 0
1990 | 2 | 8 | 0 | 0 | 0 | 0 | 0 | 0 | 0 | 0 | 0 | 0 | 0 | 0 | 0
1990 | 2 | 9 | 0.01 | 0.01 | 0 | 0 | 0.01 | 0 | 0 | 0 | 0 | 0 | 0 | 0 | 0
1990 | 2 | 10 | 0.46 | 0.46 | 0.41 | 0 | 0.46 | 0.41 | 0 | 0 | 0 | 0 | 0 | 0 | 0
1990 | 2 | 11 | 0.02 | 0.02 | 0 | 0 | 0.02 | 0 | 0 | 0 | 0 | 0 | 0 | 0 | 0
1990 | 2 | 12 | 0 | 0 | 0 | 0 | 0 | 0 | 0 | 0 | 0 | 0 | 0 | 0 | 0
1990 | 2 | 13 | 0 | 0 | 0 | 0 | 0 | 0 | 0 | 0 | 0 | 0 | 0 | 0 | 0
1990 | 2 | 14 | 0 | 0 | 0 | 0 | 0 | 0 | 0 | 0 | 0 | 0 | 0 | 0 | 0
1990 | 2 | 15 | 0.01 | 0.01 | 0 | 0 | 0.01 | 0 | 0 | 0 | 0 | 0 | 0 | 0 | 0
1990 | 2 | 16 | 0.07 | 0.07 | 0.02 | 0 | 0.07 | 0.02 | 0 | 0 | 0 | 0 | 0 | 0 | 0
1990 | 2 | 17 | 0 | 0 | 0 | 0 | 0 | 0 | 0 | 0 | 0 | 0 | 0 | 0 | 0
1990 | 2 | 18 | 0 | 0 | 0 | 0 | 0 | 0 | 0 | 0 | 0 | 0 | 0 | 0 | 0
1990 | 2 | 19 | 0 | 0 | 0 | 0 | 0 | 0 | 0 | 0 | 0 | 0 | 0 | 0 | 0
1990 | 2 | 20 | 0 | 0 | 0 | 0 | 0 | 0 | 0 | 0 | 0 | 0 | 0 | 0 | 0
1990 | 2 | 21 | 0 | 0 | 0 | 0 | 0 | 0 | 0 | 0 | 0 | 0 | 0 | 0 | 0
1990 | 2 | 22 | 0.31 | 0.31 | 0.26 | 0 | 0.31 | 0.26 | 0 | 0 | 0 | 0 | 0 | 0 | 0
1990 | 2 | 23 | 0.08 | 0.08 | 0.03 | 0 | 0.08 | 0.03 | 0 | 0 | 0 | 0 | 0 | 0 | 0
1990 | 2 | 24 | 0 | 0 | 0 | 0 | 0 | 0 | 0 | 0 | 0 | 0 | 0 | 0 | 0
1990 | 2 | 25 | 0 | 0 | 0 | 0 | 0 | 0 | 0 | 0 | 0 | 0 | 0 | 0 | 0
1990 | 2 | 26 | 0 | 0 | 0 | 0 | 0 | 0 | 0 | 0 | 0 | 0 | 0 | 0 | 0
1990 | 2 | 27 | 0.01 | 0.01 | 0 | 0 | 0.01 | 0 | 0 | 0 | 0 | 0 | 0 | 0 | 0
1990 | 2 | 28 | 0 | 0 | 0 | 0 | 0 | 0 | 0 | 0 | 0 | 0 | 0 | 0 | 0
1990 | 3 | 1 | 0 | 0 | 0 | 0 | 0 | 0 | 0 | 0 | 0 | 0 | 0 | 0 | 0
1990 | 3 | 2 | 0.05 | 0.05 | 0 | 0 | 0.05 | 0 | 0 | 0 | 0 | 0 | 0 | 0 | 0
1990 | 3 | 3 | 0.01 | 0.01 | 0 | 0 | 0.01 | 0 | 0 | 0 | 0 | 0 | 0 | 0 | 0
1990 | 3 | 4 | 0 | 0 | 0 | 0 | 0 | 0 | 0 | 0 | 0 | 0 | 0 | 0 | 0
1990 | 3 | 5 | 0 | 0 | 0 | 0 | 0 | 0 | 0 | 0 | 0 | 0 | 0 | 0 | 0
1990 | 3 | 6 | 0 | 0 | 0 | 0 | 0 | 0 | 0 | 0 | 0 | 0 | 0 | 0 | 0
1990 | 3 | 7 | 0 | 0 | 0 | 0 | 0 | 0 | 0 | 0 | 0 | 0 | 0 | 0 | 0
1990 | 3 | 8 | 0 | 0 | 0 | 0 | 0 | 0 | 0 | 0 | 0 | 0 | 0 | 0 | 0
1990 | 3 | 9 | 0.01 | 0.01 | 0 | 0 | 0.01 | 0 | 0 | 0 | 0 | 0 | 0 | 0 | 0
1990 | 3 | 10 | 0 | 0 | 0 | 0 | 0 | 0 | 0 | 0 | 0 | 0 | 0 | 0 | 0
1990 | 3 | 11 | 0.01 | 0.01 | 0 | 0 | 0.01 | 0 | 0 | 0 | 0 | 0 | 0 | 0 | 0
1990 | 3 | 12 | 0 | 0 | 0 | 0 | 0 | 0 | 0 | 0 | 0 | 0 | 0 | 0 | 0
1990 | 3 | 13 | 0 | 0 | 0 | 0 | 0 | 0 | 0 | 0 | 0 | 0 | 0 | 0 | 0
1990 | 3 | 14 | 0 | 0 | 0 | 0 | 0 | 0 | 0 | 0 | 0 | 0 | 0 | 0 | 0
1990 | 3 | 15 | 0 | 0 | 0 | 0 | 0 | 0 | 0 | 0 | 0 | 0 | 0 | 0 | 0
1990 | 3 | 16 | 0.03 | 0.03 | 0 | 0 | 0.03 | 0 | 0 | 0 | 0 | 0 | 0 | 0 | 0
1990 | 3 | 17 | 1.34 | 1 | 0.95 | 0 | 1 | 0.95 | 0 | 0 | 0 | 0 | 0 | 0 | 0
1990 | 3 | 18 | 0.01 | 0.01 | 0 | 0 | 0.01 | 0 | 0 | 0 | 0 | 0 | 0 | 0 | 0
1990 | 3 | 19 | 0.01 | 0.01 | 0 | 0 | 0.01 | 0 | 0 | 0 | 0 | 0 | 0 | 0 | 0
1990 | 3 | 20 | 0.1 | 0.1 | 0.05 | 0 | 0.1 | 0.05 | 0 | 0 | 0 | 0 | 0 | 0 | 0
1990 | 3 | 21 | 0 | 0 | 0 | 0 | 0 | 0 | 0 | 0 | 0 | 0 | 0 | 0 | 0
1990 | 3 | 22 | 0 | 0 | 0 | 0 | 0 | 0 | 0 | 0 | 0 | 0 | 0 | 0 | 0
1990 | 3 | 23 | 0 | 0 | 0 | 0 | 0 | 0 | 0 | 0 | 0 | 0 | 0 | 0 | 0
1990 | 3 | 24 | 0.22 | 0.22 | 0.17 | 0 | 0.22 | 0.17 | 0 | 0 | 0 | 0 | 0 | 0 | 0
1990 | 3 | 25 | 0.1 | 0.1 | 0.05 | 0 | 0.1 | 0.05 | 0 | 0 | 0 | 0 | 0 | 0 | 0
1990 | 3 | 26 | 0 | 0 | 0 | 0 | 0 | 0 | 0 | 0 | 0 | 0 | 0 | 0 | 0
1990 | 3 | 27 | 0 | 0 | 0 | 0 | 0 | 0 | 0 | 0 | 0 | 0 | 0 | 0 | 0
1990 | 3 | 28 | 0 | 0 | 0 | 0 | 0 | 0 | 0 | 0 | 0 | 0 | 0 | 0 | 0
1990 | 3 | 29 | 0.06 | 0.06 | 0.01 | 0 | 0.06 | 0.01 | 0 | 0 | 0 | 0 | 0 | 0 | 0
1990 | 3 | 30 | 0.31 | 0.31 | 0.26 | 0 | 0.31 | 0.26 | 0 | 0 | 0 | 0 | 0 | 0 | 0
1990 | 3 | 31 | 0.31 | 0.31 | 0.26 | 0 | 0.31 | 0.26 | 0 | 0 | 0 | 0 | 0 | 0 | 0
1990 | 4 | 1 | 0.36 | 0.36 | 0.31 | 0 | 0.36 | 0.31 | 0 | 0 | 0 | 0 | 0 | 0 | 0
1990 | 4 | 2 | 0.56 | 0.56 | 0.51 | 0 | 0.56 | 0.51 | 0 | 0 | 0 | 0 | 0 | 0 | 0
1990 | 4 | 3 | 0.01 | 0.01 | 0 | 0 | 0.01 | 0 | 0 | 0 | 0 | 0 | 0 | 0 | 0
1990 | 4 | 4 | 0.02 | 0.02 | 0 | 0 | 0.02 | 0 | 0 | 0 | 0 | 0 | 0 | 0 | 0
1990 | 4 | 5 | 0 | 0 | 0 | 0 | 0 | 0 | 0 | 0 | 0 | 0 | 0 | 0 | 0
1990 | 4 | 6 | 0.55 | 0.55 | 0.5 | 0 | 0.55 | 0.5 | 0 | 0 | 0 | 0 | 0 | 0 | 0
1990 | 4 | 7 | 0.1 | 0.1 | 0.05 | 0 | 0.1 | 0.05 | 0 | 0 | 0 | 0 | 0 | 0 | 0
1990 | 4 | 8 | 0 | 0 | 0 | 0 | 0 | 0 | 0 | 0 | 0 | 0 | 0 | 0 | 0
1990 | 4 | 9 | 0 | 0 | 0 | 0 | 0 | 0 | 0 | 0 | 0 | 0 | 0 | 0 | 0
1990 | 4 | 10 | 0 | 0 | 0 | 0 | 0 | 0 | 0 | 0 | 0 | 0 | 0 | 0 | 0
1990 | 4 | 11 | 0.02 | 0.02 | 0 | 0 | 0.02 | 0 | 0 | 0 | 0 | 0 | 0 | 0 | 0
1990 | 4 | 12 | 0 | 0 | 0 | 0 | 0 | 0 | 0 | 0 | 0 | 0 | 0 | 0 | 0
1990 | 4 | 13 | 0 | 0 | 0 | 0 | 0 | 0 | 0 | 0 | 0 | 0 | 0 | 0 | 0
1990 | 4 | 14 | 0.33 | 0.33 | 0.28 | 0 | 0.33 | 0.28 | 0 | 0 | 0 | 0 | 0 | 0 | 0
1990 | 4 | 15 | 0.75 | 0.75 | 0.7 | 0 | 0.75 | 0.7 | 0 | 0 | 0 | 0 | 0 | 0 | 0
1990 | 4 | 16 | 0 | 0 | 0 | 0 | 0 | 0 | 0 | 0 | 0 | 0 | 0 | 0 | 0
1990 | 4 | 17 | 0.12 | 0.12 | 0.07 | 0 | 0.12 | 0.07 | 0 | 0 | 0 | 0 | 0 | 0 | 0
1990 | 4 | 18 | 0 | 0 | 0 | 0 | 0 | 0 | 0 | 0 | 0 | 0 | 0 | 0 | 0
1990 | 4 | 19 | 0 | 0 | 0 | 0 | 0 | 0 | 0 | 0 | 0 | 0 | 0 | 0 | 0
1990 | 4 | 20 | 0 | 0 | 0 | 0 | 0 | 0 | 0 | 0 | 0 | 0 | 0 | 0 | 0
1990 | 4 | 21 | 0.17 | 0.17 | 0.12 | 0 | 0.17 | 0.12 | 0 | 0 | 0 | 0 | 0 | 0 | 0
1990 | 4 | 22 | 0 | 0 | 0 | 0 | 0 | 0 | 0 | 0 | 0 | 0 | 0 | 0 | 0
1990 | 4 | 23 | 0 | 0 | 0 | 0 | 0 | 0 | 0 | 0 | 0 | 0 | 0 | 0 | 0
1990 | 4 | 24 | 0 | 0 | 0 | 0 | 0 | 0 | 0 | 0 | 0 | 0 | 0 | 0 | 0
1990 | 4 | 25 | 0 | 0 | 0 | 0 | 0 | 0 | 0 | 0 | 0 | 0 | 0 | 0 | 0
1990 | 4 | 26 | 0 | 0 | 0 | 0 | 0 | 0 | 0 | 0 | 0 | 0 | 0 | 0 | 0
1990 | 4 | 27 | 0 | 0 | 0 | 0 | 0 | 0 | 0 | 0 | 0 | 0 | 0 | 0 | 0
1990 | 4 | 28 | 0 | 0 | 0 | 0 | 0 | 0 | 0 | 0 | 0 | 0 | 0 | 0 | 0
1990 | 4 | 29 | 1 | 1 | 0.95 | 0 | 1 | 0.95 | 0 | 0 | 0 | 0 | 0 | 0 | 0
1990 | 4 | 30 | 0.1 | 0.1 | 0.05 | 0 | 0.1 | 0.05 | 0 | 0 | 0 | 0 | 0 | 0 | 0
1990 | 5 | 1 | 0 | 0 | 0 | 0 | 0 | 0 | 0 | 0 | 0 | 0 | 0 | 0 | 0
1990 | 5 | 2 | 0 | 0 | 0 | 0 | 0 | 0 | 0 | 0 | 0 | 0 | 0 | 0 | 0
1990 | 5 | 3 | 0 | 0 | 0 | 0 | 0 | 0 | 0 | 0 | 0 | 0 | 0 | 0 | 0
1990 | 5 | 4 | 0.18 | 0.18 | 0.13 | 0 | 0.18 | 0.13 | 0 | 0 | 0 | 0 | 0 | 0 | 0
1990 | 5 | 5 | 0.67 | 0.67 | 0.62 | 0 | 0.67 | 0.62 | 0 | 0 | 0 | 0 | 0 | 0 | 0
1990 | 5 | 6 | 0 | 0 | 0 | 0 | 0 | 0 | 0 | 0 | 0 | 0 | 0 | 0 | 0
1990 | 5 | 7 | 0 | 0 | 0 | 0 | 0 | 0 | 0 | 0 | 0 | 0 | 0 | 0 | 0
1990 | 5 | 8 | 0 | 0 | 0 | 0 | 0 | 0 | 0 | 0 | 0 | 0 | 0 | 0 | 0
1990 | 5 | 9 | 0.15 | 0.15 | 0.1 | 0 | 0.15 | 0.1 | 0 | 0 | 0 | 0 | 0 | 0 | 0
1990 | 5 | 10 | 1.38 | 1 | 0.95 | 0 | 1 | 0.95 | 0 | 0 | 0 | 0 | 0 | 0 | 0
1990 | 5 | 11 | 0 | 0 | 0 | 0 | 0 | 0 | 0 | 0 | 0 | 0 | 0 | 0 | 0
1990 | 5 | 12 | 0 | 0 | 0 | 0 | 0 | 0 | 0 | 0 | 0 | 0 | 0 | 0 | 0
1990 | 5 | 13 | 0.34 | 0.34 | 0.29 | 0 | 0.34 | 0.29 | 0 | 0 | 0 | 0 | 0 | 0 | 0
1990 | 5 | 14 | 0 | 0 | 0 | 0 | 0 | 0 | 0 | 0 | 0 | 0 | 0 | 0 | 0
1990 | 5 | 15 | 0 | 0 | 0 | 0 | 0 | 0 | 0 | 0 | 0 | 0 | 0 | 0 | 0
1990 | 5 | 16 | 0 | 0 | 0 | 0 | 0 | 0 | 0 | 0 | 0 | 0 | 0 | 0 | 0
1990 | 5 | 17 | 0 | 0 | 0 | 0 | 0 | 0 | 0 | 0 | 0 | 0 | 0 | 0 | 0
1990 | 5 | 18 | 0 | 0 | 0 | 0 | 0 | 0 | 0 | 0 | 0 | 0 | 0 | 0 | 0
1990 | 5 | 19 | 0 | 0 | 0 | 0 | 0 | 0 | 0 | 0 | 0 | 0 | 0 | 0 | 0
1990 | 5 | 20 | 0 | 0 | 0 | 0 | 0 | 0 | 0 | 0 | 0 | 0 | 0 | 0 | 0
1990 | 5 | 21 | 0.12 | 0.12 | 0.07 | 0 | 0.12 | 0.07 | 0 | 0 | 0 | 0 | 0 | 0 | 0
1990 | 5 | 22 | 0.08 | 0.08 | 0.03 | 0 | 0.08 | 0.03 | 0 | 0 | 0 | 0 | 0 | 0 | 0
1990 | 5 | 23 | 0 | 0 | 0 | 0 | 0 | 0 | 0 | 0 | 0 | 0 | 0 | 0 | 0
1990 | 5 | 24 | 0 | 0 | 0 | 0 | 0 | 0 | 0 | 0 | 0 | 0 | 0 | 0 | 0
1990 | 5 | 25 | 0.16 | 0.16 | 0.11 | 0 | 0.16 | 0.11 | 0 | 0 | 0 | 0 | 0 | 0 | 0
1990 | 5 | 26 | 0.62 | 0.62 | 0.57 | 0 | 0.62 | 0.57 | 0 | 0 | 0 | 0 | 0 | 0 | 0
1990 | 5 | 27 | 0 | 0 | 0 | 0 | 0 | 0 | 0 | 0 | 0 | 0 | 0 | 0 | 0
1990 | 5 | 28 | 0.1 | 0.1 | 0.05 | 0 | 0.1 | 0.05 | 0 | 0 | 0 | 0 | 0 | 0 | 0
1990 | 5 | 29 | 1.38 | 1 | 0.95 | 0 | 1 | 0.95 | 0 | 0 | 0 | 0 | 0 | 0 | 0
1990 | 5 | 30 | 0.02 | 0.02 | 0 | 0 | 0.02 | 0 | 0 | 0 | 0 | 0 | 0 | 0 | 0
1990 | 5 | 31 | 0 | 0 | 0 | 0 | 0 | 0 | 0 | 0 | 0 | 0 | 0 | 0 | 0
1990 | 6 | 1 | 0 | 0 | 0 | 0 | 0 | 0 | 0 | 0 | 0 | 0 | 0 | 0 | 0
1990 | 6 | 2 | 0 | 0 | 0 | 0 | 0 | 0 | 0 | 0 | 0 | 0 | 0 | 0 | 0
1990 | 6 | 3 | 0.08 | 0.08 | 0.03 | 0 | 0.08 | 0.03 | 0 | 0 | 0 | 0 | 0 | 0 | 0
1990 | 6 | 4 | 0 | 0 | 0 | 0 | 0 | 0 | 0 | 0 | 0 | 0 | 0 | 0 | 0
1990 | 6 | 5 | 0 | 0 | 0 | 0 | 0 | 0 | 0 | 0 | 0 | 0 | 0 | 0 | 0
1990 | 6 | 6 | 0 | 0 | 0 | 0 | 0 | 0 | 0 | 0 | 0 | 0 | 0 | 0 | 0
1990 | 6 | 7 | 0 | 0 | 0 | 0 | 0 | 0 | 0 | 0 | 0 | 0 | 0 | 0 | 0
1990 | 6 | 8 | 0 | 0 | 0 | 0 | 0 | 0 | 0 | 0 | 0 | 0 | 0 | 0 | 0
1990 | 6 | 9 | 2.19 | 1 | 0.95 | 0 | 1 | 0.95 | 0 | 0 | 0 | 0 | 0 | 0 | 0
1990 | 6 | 10 | 0 | 0 | 0 | 0 | 0 | 0 | 0 | 0 | 0 | 0 | 0 | 0 | 0
1990 | 6 | 11 | 0 | 0 | 0 | 0 | 0 | 0 | 0 | 0 | 0 | 0 | 0 | 0 | 0
1990 | 6 | 12 | 0 | 0 | 0 | 0 | 0 | 0 | 0 | 0 | 0 | 0 | 0 | 0 | 0
1990 | 6 | 13 | 0 | 0 | 0 | 0 | 0 | 0 | 0 | 0 | 0 | 0 | 0 | 0 | 0
1990 | 6 | 14 | 0 | 0 | 0 | 0 | 0 | 0 | 0 | 0 | 0 | 0 | 0 | 0 | 0
1990 | 6 | 15 | 0.21 | 0.21 | 0.16 | 0 | 0.21 | 0.16 | 0 | 0 | 0 | 0 | 0 | 0 | 0
1990 | 6 | 16 | 0 | 0 | 0 | 0 | 0 | 0 | 0 | 0 | 0 | 0 | 0 | 0 | 0
1990 | 6 | 17 | 0 | 0 | 0 | 0 | 0 | 0 | 0 | 0 | 0 | 0 | 0 | 0 | 0
1990 | 6 | 18 | 0.22 | 0.22 | 0.17 | 0 | 0.22 | 0.17 | 0 | 0 | 0 | 0 | 0 | 0 | 0
1990 | 6 | 19 | 0.15 | 0.15 | 0.1 | 0 | 0.15 | 0.1 | 0 | 0 | 0 | 0 | 0 | 0 | 0
1990 | 6 | 20 | 0 | 0 | 0 | 0 | 0 | 0 | 0 | 0 | 0 | 0 | 0 | 0 | 0
1990 | 6 | 21 | 0 | 0 | 0 | 0 | 0 | 0 | 0 | 0 | 0 | 0 | 0 | 0 | 0
1990 | 6 | 22 | 0.06 | 0.06 | 0.01 | 0 | 0.06 | 0.01 | 0 | 0 | 0 | 0 | 0 | 0 | 0
1990 | 6 | 23 | 0.03 | 0.03 | 0 | 0 | 0.03 | 0 | 0 | 0 | 0 | 0 | 0 | 0 | 0
1990 | 6 | 24 | 0.01 | 0.01 | 0 | 0 | 0.01 | 0 | 0 | 0 | 0 | 0 | 0 | 0 | 0
1990 | 6 | 25 | 0 | 0 | 0 | 0 | 0 | 0 | 0 | 0 | 0 | 0 | 0 | 0 | 0
1990 | 6 | 26 | 0 | 0 | 0 | 0 | 0 | 0 | 0 | 0 | 0 | 0 | 0 | 0 | 0
1990 | 6 | 27 | 0 | 0 | 0 | 0 | 0 | 0 | 0 | 0 | 0 | 0 | 0 | 0 | 0
1990 | 6 | 28 | 0 | 0 | 0 | 0 | 0 | 0 | 0 | 0 | 0 | 0 | 0 | 0 | 0
1990 | 6 | 29 | 0.13 | 0.13 | 0.08 | 0 | 0.13 | 0.08 | 0 | 0 | 0 | 0 | 0 | 0 | 0
1990 | 6 | 30 | 0.06 | 0.06 | 0.01 | 0 | 0.06 | 0.01 | 0 | 0 | 0 | 0 | 0 | 0 | 0
1990 | 7 | 1 | 0.44 | 0.44 | 0.39 | 0 | 0.44 | 0.39 | 0 | 0 | 0 | 0 | 0 | 0 | 0
1990 | 7 | 2 | 0 | 0 | 0 | 0 | 0 | 0 | 0 | 0 | 0 | 0 | 0 | 0 | 0
1990 | 7 | 3 | 0 | 0 | 0 | 0 | 0 | 0 | 0 | 0 | 0 | 0 | 0 | 0 | 0
1990 | 7 | 4 | 0 | 0 | 0 | 0 | 0 | 0 | 0 | 0 | 0 | 0 | 0 | 0 | 0
1990 | 7 | 5 | 0.78 | 0.78 | 0.73 | 0 | 0.78 | 0.73 | 0 | 0 | 0 | 0 | 0 | 0 | 0
1990 | 7 | 6 | 0 | 0 | 0 | 0 | 0 | 0 | 0 | 0 | 0 | 0 | 0 | 0 | 0
1990 | 7 | 7 | 0 | 0 | 0 | 0 | 0 | 0 | 0 | 0 | 0 | 0 | 0 | 0 | 0
1990 | 7 | 8 | 0 | 0 | 0 | 0 | 0 | 0 | 0 | 0 | 0 | 0 | 0 | 0 | 0
1990 | 7 | 9 | 0 | 0 | 0 | 0 | 0 | 0 | 0 | 0 | 0 | 0 | 0 | 0 | 0
1990 | 7 | 10 | 0 | 0 | 0 | 0 | 0 | 0 | 0 | 0 | 0 | 0 | 0 | 0 | 0
1990 | 7 | 11 | 0.14 | 0.14 | 0.09 | 0 | 0.14 | 0.09 | 0 | 0 | 0 | 0 | 0 | 0 | 0
1990 | 7 | 12 | 0.72 | 0.72 | 0.67 | 0 | 0.72 | 0.67 | 0 | 0 | 0 | 0 | 0 | 0 | 0
1990 | 7 | 13 | 0 | 0 | 0 | 0 | 0 | 0 | 0 | 0 | 0 | 0 | 0 | 0 | 0
1990 | 7 | 14 | 1.22 | 1 | 0.95 | 0 | 1 | 0.95 | 0 | 0 | 0 | 0 | 0 | 0 | 0
1990 | 7 | 15 | 0.01 | 0.01 | 0 | 0 | 0.01 | 0 | 0 | 0 | 0 | 0 | 0 | 0 | 0
1990 | 7 | 16 | 0 | 0 | 0 | 0 | 0 | 0 | 0 | 0 | 0 | 0 | 0 | 0 | 0
1990 | 7 | 17 | 0 | 0 | 0 | 0 | 0 | 0 | 0 | 0 | 0 | 0 | 0 | 0 | 0
1990 | 7 | 18 | 0 | 0 | 0 | 0 | 0 | 0 | 0 | 0 | 0 | 0 | 0 | 0 | 0
1990 | 7 | 19 | 0 | 0 | 0 | 0 | 0 | 0 | 0 | 0 | 0 | 0 | 0 | 0 | 0
1990 | 7 | 20 | 0 | 0 | 0 | 0 | 0 | 0 | 0 | 0 | 0 | 0 | 0 | 0 | 0
1990 | 7 | 21 | 0.39 | 0.39 | 0.34 | 0 | 0.39 | 0.34 | 0 | 0 | 0 | 0 | 0 | 0 | 0
1990 | 7 | 22 | 0 | 0 | 0 | 0 | 0 | 0 | 0 | 0 | 0 | 0 | 0 | 0 | 0
1990 | 7 | 23 | 0.03 | 0.03 | 0 | 0 | 0.03 | 0 | 0 | 0 | 0 | 0 | 0 | 0 | 0
1990 | 7 | 24 | 0 | 0 | 0 | 0 | 0 | 0 | 0 | 0 | 0 | 0 | 0 | 0 | 0
1990 | 7 | 25 | 0 | 0 | 0 | 0 | 0 | 0 | 0 | 0 | 0 | 0 | 0 | 0 | 0
1990 | 7 | 26 | 0 | 0 | 0 | 0 | 0 | 0 | 0 | 0 | 0 | 0 | 0 | 0 | 0
1990 | 7 | 27 | 0 | 0 | 0 | 0 | 0 | 0 | 0 | 0 | 0 | 0 | 0 | 0 | 0
1990 | 7 | 28 | 0 | 0 | 0 | 0 | 0 | 0 | 0 | 0 | 0 | 0 | 0 | 0 | 0
1990 | 7 | 29 | 0.05 | 0.05 | 0 | 0 | 0.05 | 0 | 0 | 0 | 0 | 0 | 0 | 0 | 0
1990 | 7 | 30 | 0 | 0 | 0 | 0 | 0 | 0 | 0 | 0 | 0 | 0 | 0 | 0 | 0
1990 | 7 | 31 | 0 | 0 | 0 | 0 | 0 | 0 | 0 | 0 | 0 | 0 | 0 | 0 | 0
1990 | 8 | 1 | 0 | 0 | 0 | 0 | 0 | 0 | 0 | 0 | 0 | 0 | 0 | 0 | 0
1990 | 8 | 2 | 0 | 0 | 0 | 0 | 0 | 0 | 0 | 0 | 0 | 0 | 0 | 0 | 0
1990 | 8 | 3 | 0 | 0 | 0 | 0 | 0 | 0 | 0 | 0 | 0 | 0 | 0 | 0 | 0
1990 | 8 | 4 | 0 | 0 | 0 | 0 | 0 | 0 | 0 | 0 | 0 | 0 | 0 | 0 | 0
1990 | 8 | 5 | 1.55 | 1 | 0.95 | 0 | 1 | 0.95 | 0 | 0 | 0 | 0 | 0 | 0 | 0
1990 | 8 | 6 | 0.4 | 0.4 | 0.35 | 0 | 0.4 | 0.35 | 0 | 0 | 0 | 0 | 0 | 0 | 0
1990 | 8 | 7 | 0 | 0 | 0 | 0 | 0 | 0 | 0 | 0 | 0 | 0 | 0 | 0 | 0
1990 | 8 | 8 | 0 | 0 | 0 | 0 | 0 | 0 | 0 | 0 | 0 | 0 | 0 | 0 | 0
1990 | 8 | 9 | 1.93 | 1 | 0.95 | 0 | 1 | 0.95 | 0 | 0 | 0 | 0 | 0 | 0 | 0
1990 | 8 | 10 | 0.51 | 0.51 | 0.46 | 0 | 0.51 | 0.46 | 0 | 0 | 0 | 0 | 0 | 0 | 0
1990 | 8 | 11 | 0 | 0 | 0 | 0 | 0 | 0 | 0 | 0 | 0 | 0 | 0 | 0 | 0
1990 | 8 | 12 | 0 | 0 | 0 | 0 | 0 | 0 | 0 | 0 | 0 | 0 | 0 | 0 | 0
1990 | 8 | 13 | 1.03 | 1 | 0.95 | 0 | 1 | 0.95 | 0 | 0 | 0 | 0 | 0 | 0 | 0
1990 | 8 | 14 | 0 | 0 | 0 | 0 | 0 | 0 | 0 | 0 | 0 | 0 | 0 | 0 | 0
1990 | 8 | 15 | 0 | 0 | 0 | 0 | 0 | 0 | 0 | 0 | 0 | 0 | 0 | 0 | 0
1990 | 8 | 16 | 0 | 0 | 0 | 0 | 0 | 0 | 0 | 0 | 0 | 0 | 0 | 0 | 0
1990 | 8 | 17 | 0 | 0 | 0 | 0 | 0 | 0 | 0 | 0 | 0 | 0 | 0 | 0 | 0
1990 | 8 | 18 | 0 | 0 | 0 | 0 | 0 | 0 | 0 | 0 | 0 | 0 | 0 | 0 | 0
1990 | 8 | 19 | 0 | 0 | 0 | 0 | 0 | 0 | 0 | 0 | 0 | 0 | 0 | 0 | 0
1990 | 8 | 20 | 0.57 | 0.57 | 0.52 | 0 | 0.57 | 0.52 | 0 | 0 | 0 | 0 | 0 | 0 | 0
1990 | 8 | 21 | 0.03 | 0.03 | 0 | 0 | 0.03 | 0 | 0 | 0 | 0 | 0 | 0 | 0 | 0
1990 | 8 | 22 | 0.53 | 0.53 | 0.48 | 0 | 0.53 | 0.48 | 0 | 0 | 0 | 0 | 0 | 0 | 0
1990 | 8 | 23 | 0.14 | 0.14 | 0.09 | 0 | 0.14 | 0.09 | 0 | 0 | 0 | 0 | 0 | 0 | 0
1990 | 8 | 24 | 0 | 0 | 0 | 0 | 0 | 0 | 0 | 0 | 0 | 0 | 0 | 0 | 0
1990 | 8 | 25 | 0.02 | 0.02 | 0 | 0 | 0.02 | 0 | 0 | 0 | 0 | 0 | 0 | 0 | 0
1990 | 8 | 26 | 0 | 0 | 0 | 0 | 0 | 0 | 0 | 0 | 0 | 0 | 0 | 0 | 0
1990 | 8 | 27 | 0 | 0 | 0 | 0 | 0 | 0 | 0 | 0 | 0 | 0 | 0 | 0 | 0
1990 | 8 | 28 | 0 | 0 | 0 | 0 | 0 | 0 | 0 | 0 | 0 | 0 | 0 | 0 | 0
1990 | 8 | 29 | 0.03 | 0.03 | 0 | 0 | 0.03 | 0 | 0 | 0 | 0 | 0 | 0 | 0 | 0
1990 | 8 | 30 | 0 | 0 | 0 | 0 | 0 | 0 | 0 | 0 | 0 | 0 | 0 | 0 | 0
1990 | 8 | 31 | 0 | 0 | 0 | 0 | 0 | 0 | 0 | 0 | 0 | 0 | 0 | 0 | 0
1990 | 9 | 1 | 0 | 0 | 0 | 0 | 0 | 0 | 0 | 0 | 0 | 0 | 0 | 0 | 0
1990 | 9 | 2 | 0 | 0 | 0 | 0 | 0 | 0 | 0 | 0 | 0 | 0 | 0 | 0 | 0
1990 | 9 | 3 | 0 | 0 | 0 | 0 | 0 | 0 | 0 | 0 | 0 | 0 | 0 | 0 | 0
1990 | 9 | 4 | 0 | 0 | 0 | 0 | 0 | 0 | 0 | 0 | 0 | 0 | 0 | 0 | 0
1990 | 9 | 5 | 0 | 0 | 0 | 0 | 0 | 0 | 0 | 0 | 0 | 0 | 0 | 0 | 0
1990 | 9 | 6 | 0 | 0 | 0 | 0 | 0 | 0 | 0 | 0 | 0 | 0 | 0 | 0 | 0
1990 | 9 | 7 | 0 | 0 | 0 | 0 | 0 | 0 | 0 | 0 | 0 | 0 | 0 | 0 | 0
1990 | 9 | 8 | 0 | 0 | 0 | 0 | 0 | 0 | 0 | 0 | 0 | 0 | 0 | 0 | 0
1990 | 9 | 9 | 0 | 0 | 0 | 0 | 0 | 0 | 0 | 0 | 0 | 0 | 0 | 0 | 0
1990 | 9 | 10 | 0 | 0 | 0 | 0 | 0 | 0 | 0 | 0 | 0 | 0 | 0 | 0 | 0
1990 | 9 | 11 | 0 | 0 | 0 | 0 | 0 | 0 | 0 | 0 | 0 | 0 | 0 | 0 | 0
1990 | 9 | 12 | 0 | 0 | 0 | 0 | 0 | 0 | 0 | 0 | 0 | 0 | 0 | 0 | 0
1990 | 9 | 13 | 0.14 | 0.14 | 0.09 | 0 | 0.14 | 0.09 | 0 | 0 | 0 | 0 | 0 | 0 | 0
1990 | 9 | 14 | 0 | 0 | 0 | 0 | 0 | 0 | 0 | 0 | 0 | 0 | 0 | 0 | 0
1990 | 9 | 15 | 0.01 | 0.01 | 0 | 0 | 0.01 | 0 | 0 | 0 | 0 | 0 | 0 | 0 | 0
1990 | 9 | 16 | 0.42 | 0.42 | 0.37 | 0 | 0.42 | 0.37 | 0 | 0 | 0 | 0 | 0 | 0 | 0
1990 | 9 | 17 | 0 | 0 | 0 | 0 | 0 | 0 | 0 | 0 | 0 | 0 | 0 | 0 | 0
1990 | 9 | 18 | 0 | 0 | 0 | 0 | 0 | 0 | 0 | 0 | 0 | 0 | 0 | 0 | 0
1990 | 9 | 19 | 0.01 | 0.01 | 0 | 0 | 0.01 | 0 | 0 | 0 | 0 | 0 | 0 | 0 | 0
1990 | 9 | 20 | 0 | 0 | 0 | 0 | 0 | 0 | 0 | 0 | 0 | 0 | 0 | 0 | 0
1990 | 9 | 21 | 0 | 0 | 0 | 0 | 0 | 0 | 0 | 0 | 0 | 0 | 0 | 0 | 0
1990 | 9 | 22 | 0.17 | 0.17 | 0.12 | 0 | 0.17 | 0.12 | 0 | 0 | 0 | 0 | 0 | 0 | 0
1990 | 9 | 23 | 0 | 0 | 0 | 0 | 0 | 0 | 0 | 0 | 0 | 0 | 0 | 0 | 0
1990 | 9 | 24 | 0 | 0 | 0 | 0 | 0 | 0 | 0 | 0 | 0 | 0 | 0 | 0 | 0
1990 | 9 | 25 | 0 | 0 | 0 | 0 | 0 | 0 | 0 | 0 | 0 | 0 | 0 | 0 | 0
1990 | 9 | 26 | 0.06 | 0.06 | 0.01 | 0 | 0.06 | 0.01 | 0 | 0 | 0 | 0 | 0 | 0 | 0
1990 | 9 | 27 | 0 | 0 | 0 | 0 | 0 | 0 | 0 | 0 | 0 | 0 | 0 | 0 | 0
1990 | 9 | 28 | 0 | 0 | 0 | 0 | 0 | 0 | 0 | 0 | 0 | 0 | 0 | 0 | 0
1990 | 9 | 29 | 0 | 0 | 0 | 0 | 0 | 0 | 0 | 0 | 0 | 0 | 0 | 0 | 0
1990 | 9 | 30 | 0.06 | 0.06 | 0.01 | 0 | 0.06 | 0.01 | 0 | 0 | 0 | 0 | 0 | 0 | 0
1990 | 10 | 1 | 0 | 0 | 0 | 0 | 0 | 0 | 0 | 0 | 0 | 0 | 0 | 0 | 0
1990 | 10 | 2 | 0 | 0 | 0 | 0 | 0 | 0 | 0 | 0 | 0 | 0 | 0 | 0 | 0
1990 | 10 | 3 | 0 | 0 | 0 | 0 | 0 | 0 | 0 | 0 | 0 | 0 | 0 | 0 | 0
1990 | 10 | 4 | 0.11 | 0.11 | 0.06 | 0 | 0.11 | 0.06 | 0 | 0 | 0 | 0 | 0 | 0 | 0
1990 | 10 | 5 | 0 | 0 | 0 | 0 | 0 | 0 | 0 | 0 | 0 | 0 | 0 | 0 | 0
1990 | 10 | 6 | 0 | 0 | 0 | 0 | 0 | 0 | 0 | 0 | 0 | 0 | 0 | 0 | 0
1990 | 10 | 7 | 0 | 0 | 0 | 0 | 0 | 0 | 0 | 0 | 0 | 0 | 0 | 0 | 0
1990 | 10 | 8 | 0 | 0 | 0 | 0 | 0 | 0 | 0 | 0 | 0 | 0 | 0 | 0 | 0
1990 | 10 | 9 | 0 | 0 | 0 | 0 | 0 | 0 | 0 | 0 | 0 | 0 | 0 | 0 | 0
1990 | 10 | 10 | 0.1 | 0.1 | 0.05 | 0 | 0.1 | 0.05 | 0 | 0 | 0 | 0 | 0 | 0 | 0
1990 | 10 | 11 | 0.06 | 0.06 | 0.01 | 0 | 0.06 | 0.01 | 0 | 0 | 0 | 0 | 0 | 0 | 0
1990 | 10 | 12 | 0.02 | 0.02 | 0 | 0 | 0.02 | 0 | 0 | 0 | 0 | 0 | 0 | 0 | 0
1990 | 10 | 13 | 0.03 | 0.03 | 0 | 0 | 0.03 | 0 | 0 | 0 | 0 | 0 | 0 | 0 | 0
1990 | 10 | 14 | 0 | 0 | 0 | 0 | 0 | 0 | 0 | 0 | 0 | 0 | 0 | 0 | 0
1990 | 10 | 15 | 0 | 0 | 0 | 0 | 0 | 0 | 0 | 0 | 0 | 0 | 0 | 0 | 0
1990 | 10 | 16 | 0 | 0 | 0 | 0 | 0 | 0 | 0 | 0 | 0 | 0 | 0 | 0 | 0
1990 | 10 | 17 | 0 | 0 | 0 | 0 | 0 | 0 | 0 | 0 | 0 | 0 | 0 | 0 | 0
1990 | 10 | 18 | 1.67 | 1 | 0.95 | 0 | 1 | 0.95 | 0 | 0 | 0 | 0 | 0 | 0 | 0
1990 | 10 | 19 | 0 | 0 | 0 | 0 | 0 | 0 | 0 | 0 | 0 | 0 | 0 | 0 | 0
1990 | 10 | 20 | 0 | 0 | 0 | 0 | 0 | 0 | 0 | 0 | 0 | 0 | 0 | 0 | 0
1990 | 10 | 21 | 0 | 0 | 0 | 0 | 0 | 0 | 0 | 0 | 0 | 0 | 0 | 0 | 0
1990 | 10 | 22 | 0.14 | 0.14 | 0.09 | 0 | 0.14 | 0.09 | 0 | 0 | 0 | 0 | 0 | 0 | 0
1990 | 10 | 23 | 1.17 | 1 | 0.95 | 0 | 1 | 0.95 | 0 | 0 | 0 | 0 | 0 | 0 | 0
1990 | 10 | 24 | 0 | 0 | 0 | 0 | 0 | 0 | 0 | 0 | 0 | 0 | 0 | 0 | 0
1990 | 10 | 25 | 0 | 0 | 0 | 0 | 0 | 0 | 0 | 0 | 0 | 0 | 0 | 0 | 0
1990 | 10 | 26 | 0 | 0 | 0 | 0 | 0 | 0 | 0 | 0 | 0 | 0 | 0 | 0 | 0
1990 | 10 | 27 | 0 | 0 | 0 | 0 | 0 | 0 | 0 | 0 | 0 | 0 | 0 | 0 | 0
1990 | 10 | 28 | 0 | 0 | 0 | 0 | 0 | 0 | 0 | 0 | 0 | 0 | 0 | 0 | 0
1990 | 10 | 29 | 0 | 0 | 0 | 0 | 0 | 0 | 0 | 0 | 0 | 0 | 0 | 0 | 0
1990 | 10 | 30 | 0 | 0 | 0 | 0 | 0 | 0 | 0 | 0 | 0 | 0 | 0 | 0 | 0
1990 | 10 | 31 | 0 | 0 | 0 | 0 | 0 | 0 | 0 | 0 | 0 | 0 | 0 | 0 | 0
1990 | 11 | 1 | 0 | 0 | 0 | 0 | 0 | 0 | 0 | 0 | 0 | 0 | 0 | 0 | 0
1990 | 11 | 2 | 0 | 0 | 0 | 0 | 0 | 0 | 0 | 0 | 0 | 0 | 0 | 0 | 0
1990 | 11 | 3 | 0 | 0 | 0 | 0 | 0 | 0 | 0 | 0 | 0 | 0 | 0 | 0 | 0
1990 | 11 | 4 | 0 | 0 | 0 | 0 | 0 | 0 | 0 | 0 | 0 | 0 | 0 | 0 | 0
1990 | 11 | 5 | 0 | 0 | 0 | 0 | 0 | 0 | 0 | 0 | 0 | 0 | 0 | 0 | 0
1990 | 11 | 6 | 0.06 | 0.06 | 0.01 | 0 | 0.06 | 0.01 | 0 | 0 | 0 | 0 | 0 | 0 | 0
1990 | 11 | 7 | 0 | 0 | 0 | 0 | 0 | 0 | 0 | 0 | 0 | 0 | 0 | 0 | 0
1990 | 11 | 8 | 0 | 0 | 0 | 0 | 0 | 0 | 0 | 0 | 0 | 0 | 0 | 0 | 0
1990 | 11 | 9 | 0.05 | 0.05 | 0 | 0 | 0.05 | 0 | 0 | 0 | 0 | 0 | 0 | 0 | 0
1990 | 11 | 10 | 1.77 | 1 | 0.95 | 0 | 1 | 0.95 | 0 | 0 | 0 | 0 | 0 | 0 | 0
1990 | 11 | 11 | 0 | 0 | 0 | 0 | 0 | 0 | 0 | 0 | 0 | 0 | 0 | 0 | 0
1990 | 11 | 12 | 0 | 0 | 0 | 0 | 0 | 0 | 0 | 0 | 0 | 0 | 0 | 0 | 0
1990 | 11 | 13 | 0 | 0 | 0 | 0 | 0 | 0 | 0 | 0 | 0 | 0 | 0 | 0 | 0
1990 | 11 | 14 | 0 | 0 | 0 | 0 | 0 | 0 | 0 | 0 | 0 | 0 | 0 | 0 | 0
1990 | 11 | 15 | 0 | 0 | 0 | 0 | 0 | 0 | 0 | 0 | 0 | 0 | 0 | 0 | 0
1990 | 11 | 16 | 0 | 0 | 0 | 0 | 0 | 0 | 0 | 0 | 0 | 0 | 0 | 0 | 0
1990 | 11 | 17 | 0.14 | 0.14 | 0.09 | 0 | 0.14 | 0.09 | 0 | 0 | 0 | 0 | 0 | 0 | 0
1990 | 11 | 18 | 0 | 0 | 0 | 0 | 0 | 0 | 0 | 0 | 0 | 0 | 0 | 0 | 0
1990 | 11 | 19 | 0 | 0 | 0 | 0 | 0 | 0 | 0 | 0 | 0 | 0 | 0 | 0 | 0
1990 | 11 | 20 | 0 | 0 | 0 | 0 | 0 | 0 | 0 | 0 | 0 | 0 | 0 | 0 | 0
1990 | 11 | 21 | 0 | 0 | 0 | 0 | 0 | 0 | 0 | 0 | 0 | 0 | 0 | 0 | 0
1990 | 11 | 22 | 0 | 0 | 0 | 0 | 0 | 0 | 0 | 0 | 0 | 0 | 0 | 0 | 0
1990 | 11 | 23 | 0.11 | 0.11 | 0.06 | 0 | 0.11 | 0.06 | 0 | 0 | 0 | 0 | 0 | 0 | 0
1990 | 11 | 24 | 0 | 0 | 0 | 0 | 0 | 0 | 0 | 0 | 0 | 0 | 0 | 0 | 0
1990 | 11 | 25 | 0 | 0 | 0 | 0 | 0 | 0 | 0 | 0 | 0 | 0 | 0 | 0 | 0
1990 | 11 | 26 | 0 | 0 | 0 | 0 | 0 | 0 | 0 | 0 | 0 | 0 | 0 | 0 | 0
1990 | 11 | 27 | 0 | 0 | 0 | 0 | 0 | 0 | 0 | 0 | 0 | 0 | 0 | 0 | 0
1990 | 11 | 28 | 0.03 | 0.03 | 0 | 0 | 0.03 | 0 | 0 | 0 | 0 | 0 | 0 | 0 | 0
1990 | 11 | 29 | 0.01 | 0.01 | 0 | 0 | 0.01 | 0 | 0 | 0 | 0 | 0 | 0 | 0 | 0
1990 | 11 | 30 | 0 | 0 | 0 | 0 | 0 | 0 | 0 | 0 | 0 | 0 | 0 | 0 | 0
1990 | 12 | 1 | 0 | 0 | 0 | 0 | 0 | 0 | 0 | 0 | 0 | 0 | 0 | 0 | 0
1990 | 12 | 2 | 0 | 0 | 0 | 0 | 0 | 0 | 0 | 0 | 0 | 0 | 0 | 0 | 0
1990 | 12 | 3 | 0.74 | 0.74 | 0.69 | 0 | 0.74 | 0.69 | 0 | 0 | 0 | 0 | 0 | 0 | 0
1990 | 12 | 4 | 0.32 | 0.32 | 0.27 | 0 | 0.32 | 0.27 | 0 | 0 | 0 | 0 | 0 | 0 | 0
1990 | 12 | 5 | 0 | 0 | 0 | 0 | 0 | 0 | 0 | 0 | 0 | 0 | 0 | 0 | 0
1990 | 12 | 6 | 0 | 0 | 0 | 0 | 0 | 0 | 0 | 0 | 0 | 0 | 0 | 0 | 0
1990 | 12 | 7 | 0 | 0 | 0 | 0 | 0 | 0 | 0 | 0 | 0 | 0 | 0 | 0 | 0
1990 | 12 | 8 | 0 | 0 | 0 | 0 | 0 | 0 | 0 | 0 | 0 | 0 | 0 | 0 | 0
1990 | 12 | 9 | 0 | 0 | 0 | 0 | 0 | 0 | 0 | 0 | 0 | 0 | 0 | 0 | 0
1990 | 12 | 10 | 0 | 0 | 0 | 0 | 0 | 0 | 0 | 0 | 0 | 0 | 0 | 0 | 0
1990 | 12 | 11 | 0 | 0 | 0 | 0 | 0 | 0 | 0 | 0 | 0 | 0 | 0 | 0 | 0
1990 | 12 | 12 | 0 | 0 | 0 | 0 | 0 | 0 | 0 | 0 | 0 | 0 | 0 | 0 | 0
1990 | 12 | 13 | 0 | 0 | 0 | 0 | 0 | 0 | 0 | 0 | 0 | 0 | 0 | 0 | 0
1990 | 12 | 14 | 0 | 0 | 0 | 0 | 0 | 0 | 0 | 0 | 0 | 0 | 0 | 0 | 0
1990 | 12 | 15 | 0.7 | 0.7 | 0.65 | 0 | 0.7 | 0.65 | 0 | 0 | 0 | 0 | 0 | 0 | 0
1990 | 12 | 16 | 0 | 0 | 0 | 0 | 0 | 0 | 0 | 0 | 0 | 0 | 0 | 0 | 0
1990 | 12 | 17 | 0.09 | 0.09 | 0.04 | 0 | 0.09 | 0.04 | 0 | 0 | 0 | 0 | 0 | 0 | 0
1990 | 12 | 18 | 0.2 | 0.2 | 0.15 | 0 | 0.2 | 0.15 | 0 | 0 | 0 | 0 | 0 | 0 | 0
1990 | 12 | 19 | 0.01 | 0.01 | 0 | 0 | 0.01 | 0 | 0 | 0 | 0 | 0 | 0 | 0 | 0
1990 | 12 | 20 | 0 | 0 | 0 | 0 | 0 | 0 | 0 | 0 | 0 | 0 | 0 | 0 | 0
1990 | 12 | 21 | 0.45 | 0.45 | 0.4 | 0 | 0.45 | 0.4 | 0 | 0 | 0 | 0 | 0 | 0 | 0
1990 | 12 | 22 | 0.01 | 0.01 | 0 | 0 | 0.01 | 0 | 0 | 0 | 0 | 0 | 0 | 0 | 0
1990 | 12 | 23 | 0.25 | 0.25 | 0.2 | 0 | 0.25 | 0.2 | 0 | 0 | 0 | 0 | 0 | 0 | 0
1990 | 12 | 24 | 0.67 | 0.67 | 0.62 | 0 | 0.67 | 0.62 | 0 | 0 | 0 | 0 | 0 | 0 | 0
1990 | 12 | 25 | 0 | 0 | 0 | 0 | 0 | 0 | 0 | 0 | 0 | 0 | 0 | 0 | 0
1990 | 12 | 26 | 0 | 0 | 0 | 0 | 0 | 0 | 0 | 0 | 0 | 0 | 0 | 0 | 0
1990 | 12 | 27 | 0.42 | 0.42 | 0.37 | 0 | 0.42 | 0.37 | 0 | 0 | 0 | 0 | 0 | 0 | 0
1990 | 12 | 28 | 0.55 | 0.55 | 0.5 | 0 | 0.55 | 0.5 | 0 | 0 | 0 | 0 | 0 | 0 | 0
1990 | 12 | 29 | 0 | 0 | 0 | 0 | 0 | 0 | 0 | 0 | 0 | 0 | 0 | 0 | 0
1990 | 12 | 30 | 0.31 | 0.31 | 0.26 | 0 | 0.31 | 0.26 | 0 | 0 | 0 | 0 | 0 | 0 | 0
1990 | 12 | 31 | 0.01 | 0.01 | 0 | 0 | 0.01 | 0 | 0 | 0 | 0 | 0 | 0 | 0 | 0
1991 | 1 | 1 | 0 | 0 | 0 | 0 | 0 | 0 | 0 | 0 | 0 | 0 | 0 | 0 | 0
1991 | 1 | 2 | 0 | 0 | 0 | 0 | 0 | 0 | 0 | 0 | 0 | 0 | 0 | 0 | 0
1991 | 1 | 3 | 0 | 0 | 0 | 0 | 0 | 0 | 0 | 0 | 0 | 0 | 0 | 0 | 0
1991 | 1 | 4 | 0 | 0 | 0 | 0 | 0 | 0 | 0 | 0 | 0 | 0 | 0 | 0 | 0
1991 | 1 | 5 | 0 | 0 | 0 | 0 | 0 | 0 | 0 | 0 | 0 | 0 | 0 | 0 | 0
1991 | 1 | 6 | 0.08 | 0.08 | 0.03 | 0 | 0.08 | 0.03 | 0 | 0 | 0 | 0 | 0 | 0 | 0
1991 | 1 | 7 | 0.51 | 0.51 | 0.46 | 0 | 0.51 | 0.46 | 0 | 0 | 0 | 0 | 0 | 0 | 0
1991 | 1 | 8 | 0.07 | 0.07 | 0.02 | 0 | 0.07 | 0.02 | 0 | 0 | 0 | 0 | 0 | 0 | 0
1991 | 1 | 9 | 0.02 | 0.02 | 0 | 0 | 0.02 | 0 | 0 | 0 | 0 | 0 | 0 | 0 | 0
1991 | 1 | 10 | 0 | 0 | 0 | 0 | 0 | 0 | 0 | 0 | 0 | 0 | 0 | 0 | 0
1991 | 1 | 11 | 1.59 | 1 | 0.95 | 0 | 1 | 0.95 | 0 | 0 | 0 | 0 | 0 | 0 | 0
1991 | 1 | 12 | 0.08 | 0.08 | 0.03 | 0 | 0.08 | 0.03 | 0 | 0 | 0 | 0 | 0 | 0 | 0
1991 | 1 | 13 | 0 | 0 | 0 | 0 | 0 | 0 | 0 | 0 | 0 | 0 | 0 | 0 | 0
1991 | 1 | 14 | 0 | 0 | 0 | 0 | 0 | 0 | 0 | 0 | 0 | 0 | 0 | 0 | 0
1991 | 1 | 15 | 0 | 0 | 0 | 0 | 0 | 0 | 0 | 0 | 0 | 0 | 0 | 0 | 0
1991 | 1 | 16 | 0.54 | 0.54 | 0.49 | 0 | 0.54 | 0.49 | 0 | 0 | 0 | 0 | 0 | 0 | 0
1991 | 1 | 17 | 0 | 0 | 0 | 0 | 0 | 0 | 0 | 0 | 0 | 0 | 0 | 0 | 0
1991 | 1 | 18 | 0 | 0 | 0 | 0 | 0 | 0 | 0 | 0 | 0 | 0 | 0 | 0 | 0
1991 | 1 | 19 | 0 | 0 | 0 | 0 | 0 | 0 | 0 | 0 | 0 | 0 | 0 | 0 | 0
1991 | 1 | 20 | 0 | 0 | 0 | 0 | 0 | 0 | 0 | 0 | 0 | 0 | 0 | 0 | 0
1991 | 1 | 21 | 0.01 | 0.01 | 0 | 0 | 0.01 | 0 | 0 | 0 | 0 | 0 | 0 | 0 | 0
1991 | 1 | 22 | 0 | 0 | 0 | 0 | 0 | 0 | 0 | 0 | 0 | 0 | 0 | 0 | 0
1991 | 1 | 23 | 0 | 0 | 0 | 0 | 0 | 0 | 0 | 0 | 0 | 0 | 0 | 0 | 0
1991 | 1 | 24 | 0 | 0 | 0 | 0 | 0 | 0 | 0 | 0 | 0 | 0 | 0 | 0 | 0
1991 | 1 | 25 | 0 | 0 | 0 | 0 | 0 | 0 | 0 | 0 | 0 | 0 | 0 | 0 | 0
1991 | 1 | 26 | 0 | 0 | 0 | 0 | 0 | 0 | 0 | 0 | 0 | 0 | 0 | 0 | 0
1991 | 1 | 27 | 0 | 0 | 0 | 0 | 0 | 0 | 0 | 0 | 0 | 0 | 0 | 0 | 0
1991 | 1 | 28 | 0 | 0 | 0 | 0 | 0 | 0 | 0 | 0 | 0 | 0 | 0 | 0 | 0
1991 | 1 | 29 | 0 | 0 | 0 | 0 | 0 | 0 | 0 | 0 | 0 | 0 | 0 | 0 | 0
1991 | 1 | 30 | 0 | 0 | 0 | 0 | 0 | 0 | 0 | 0 | 0 | 0 | 0 | 0 | 0
1991 | 1 | 31 | 0 | 0 | 0 | 0 | 0 | 0 | 0 | 0 | 0 | 0 | 0 | 0 | 0
1991 | 2 | 1 | 0 | 0 | 0 | 0 | 0 | 0 | 0 | 0 | 0 | 0 | 0 | 0 | 0
1991 | 2 | 2 | 0 | 0 | 0 | 0 | 0 | 0 | 0 | 0 | 0 | 0 | 0 | 0 | 0
1991 | 2 | 3 | 0 | 0 | 0 | 0 | 0 | 0 | 0 | 0 | 0 | 0 | 0 | 0 | 0
1991 | 2 | 4 | 0 | 0 | 0 | 0 | 0 | 0 | 0 | 0 | 0 | 0 | 0 | 0 | 0
1991 | 2 | 5 | 0 | 0 | 0 | 0 | 0 | 0 | 0 | 0 | 0 | 0 | 0 | 0 | 0
1991 | 2 | 6 | 0.07 | 0.07 | 0.02 | 0 | 0.07 | 0.02 | 0 | 0 | 0 | 0 | 0 | 0 | 0
1991 | 2 | 7 | 0.13 | 0.13 | 0.08 | 0 | 0.13 | 0.08 | 0 | 0 | 0 | 0 | 0 | 0 | 0
1991 | 2 | 8 | 0.01 | 0.01 | 0 | 0 | 0.01 | 0 | 0 | 0 | 0 | 0 | 0 | 0 | 0
1991 | 2 | 9 | 0 | 0 | 0 | 0 | 0 | 0 | 0 | 0 | 0 | 0 | 0 | 0 | 0
1991 | 2 | 10 | 0 | 0 | 0 | 0 | 0 | 0 | 0 | 0 | 0 | 0 | 0 | 0 | 0
1991 | 2 | 11 | 0 | 0 | 0 | 0 | 0 | 0 | 0 | 0 | 0 | 0 | 0 | 0 | 0
1991 | 2 | 12 | 0 | 0 | 0 | 0 | 0 | 0 | 0 | 0 | 0 | 0 | 0 | 0 | 0
1991 | 2 | 13 | 0.31 | 0.31 | 0.26 | 0 | 0.31 | 0.26 | 0 | 0 | 0 | 0 | 0 | 0 | 0
1991 | 2 | 14 | 0.03 | 0.03 | 0 | 0 | 0.03 | 0 | 0 | 0 | 0 | 0 | 0 | 0 | 0
1991 | 2 | 15 | 0 | 0 | 0 | 0 | 0 | 0 | 0 | 0 | 0 | 0 | 0 | 0 | 0
1991 | 2 | 16 | 0 | 0 | 0 | 0 | 0 | 0 | 0 | 0 | 0 | 0 | 0 | 0 | 0
1991 | 2 | 17 | 0.08 | 0.08 | 0.03 | 0 | 0.08 | 0.03 | 0 | 0 | 0 | 0 | 0 | 0 | 0
1991 | 2 | 18 | 0.03 | 0.03 | 0 | 0 | 0.03 | 0 | 0 | 0 | 0 | 0 | 0 | 0 | 0
1991 | 2 | 19 | 0.12 | 0.12 | 0.07 | 0 | 0.12 | 0.07 | 0 | 0 | 0 | 0 | 0 | 0 | 0
1991 | 2 | 20 | 0 | 0 | 0 | 0 | 0 | 0 | 0 | 0 | 0 | 0 | 0 | 0 | 0
1991 | 2 | 21 | 0 | 0 | 0 | 0 | 0 | 0 | 0 | 0 | 0 | 0 | 0 | 0 | 0
1991 | 2 | 22 | 0 | 0 | 0 | 0 | 0 | 0 | 0 | 0 | 0 | 0 | 0 | 0 | 0
1991 | 2 | 23 | 0 | 0 | 0 | 0 | 0 | 0 | 0 | 0 | 0 | 0 | 0 | 0 | 0
1991 | 2 | 24 | 0 | 0 | 0 | 0 | 0 | 0 | 0 | 0 | 0 | 0 | 0 | 0 | 0
1991 | 2 | 25 | 0.01 | 0.01 | 0 | 0 | 0.01 | 0 | 0 | 0 | 0 | 0 | 0 | 0 | 0
1991 | 2 | 26 | 0.04 | 0.04 | 0 | 0 | 0.04 | 0 | 0 | 0 | 0 | 0 | 0 | 0 | 0
1991 | 2 | 27 | 0 | 0 | 0 | 0 | 0 | 0 | 0 | 0 | 0 | 0 | 0 | 0 | 0
1991 | 2 | 28 | 0 | 0 | 0 | 0 | 0 | 0 | 0 | 0 | 0 | 0 | 0 | 0 | 0
1991 | 3 | 1 | 0 | 0 | 0 | 0 | 0 | 0 | 0 | 0 | 0 | 0 | 0 | 0 | 0
1991 | 3 | 2 | 0.1 | 0.1 | 0.05 | 0 | 0.1 | 0.05 | 0 | 0 | 0 | 0 | 0 | 0 | 0
1991 | 3 | 3 | 0.33 | 0.33 | 0.28 | 0 | 0.33 | 0.28 | 0 | 0 | 0 | 0 | 0 | 0 | 0
1991 | 3 | 4 | 0.14 | 0.14 | 0.09 | 0 | 0.14 | 0.09 | 0 | 0 | 0 | 0 | 0 | 0 | 0
1991 | 3 | 5 | 0 | 0 | 0 | 0 | 0 | 0 | 0 | 0 | 0 | 0 | 0 | 0 | 0
1991 | 3 | 6 | 0.08 | 0.08 | 0.03 | 0 | 0.08 | 0.03 | 0 | 0 | 0 | 0 | 0 | 0 | 0
1991 | 3 | 7 | 0 | 0 | 0 | 0 | 0 | 0 | 0 | 0 | 0 | 0 | 0 | 0 | 0
1991 | 3 | 8 | 0 | 0 | 0 | 0 | 0 | 0 | 0 | 0 | 0 | 0 | 0 | 0 | 0
1991 | 3 | 9 | 0 | 0 | 0 | 0 | 0 | 0 | 0 | 0 | 0 | 0 | 0 | 0 | 0
1991 | 3 | 10 | 0 | 0 | 0 | 0 | 0 | 0 | 0 | 0 | 0 | 0 | 0 | 0 | 0
1991 | 3 | 11 | 0 | 0 | 0 | 0 | 0 | 0 | 0 | 0 | 0 | 0 | 0 | 0 | 0
1991 | 3 | 12 | 0 | 0 | 0 | 0 | 0 | 0 | 0 | 0 | 0 | 0 | 0 | 0 | 0
1991 | 3 | 13 | 0.17 | 0.17 | 0.12 | 0 | 0.17 | 0.12 | 0 | 0 | 0 | 0 | 0 | 0 | 0
1991 | 3 | 14 | 0.25 | 0.25 | 0.2 | 0 | 0.25 | 0.2 | 0 | 0 | 0 | 0 | 0 | 0 | 0
1991 | 3 | 15 | 0 | 0 | 0 | 0 | 0 | 0 | 0 | 0 | 0 | 0 | 0 | 0 | 0
1991 | 3 | 16 | 0 | 0 | 0 | 0 | 0 | 0 | 0 | 0 | 0 | 0 | 0 | 0 | 0
1991 | 3 | 17 | 0 | 0 | 0 | 0 | 0 | 0 | 0 | 0 | 0 | 0 | 0 | 0 | 0
1991 | 3 | 18 | 0.96 | 0.96 | 0.91 | 0 | 0.96 | 0.91 | 0 | 0 | 0 | 0 | 0 | 0 | 0
1991 | 3 | 19 | 0 | 0 | 0 | 0 | 0 | 0 | 0 | 0 | 0 | 0 | 0 | 0 | 0
1991 | 3 | 20 | 0 | 0 | 0 | 0 | 0 | 0 | 0 | 0 | 0 | 0 | 0 | 0 | 0
1991 | 3 | 21 | 0 | 0 | 0 | 0 | 0 | 0 | 0 | 0 | 0 | 0 | 0 | 0 | 0
1991 | 3 | 22 | 0.07 | 0.07 | 0.02 | 0 | 0.07 | 0.02 | 0 | 0 | 0 | 0 | 0 | 0 | 0
1991 | 3 | 23 | 1.29 | 1 | 0.95 | 0 | 1 | 0.95 | 0 | 0 | 0 | 0 | 0 | 0 | 0
1991 | 3 | 24 | 0 | 0 | 0 | 0 | 0 | 0 | 0 | 0 | 0 | 0 | 0 | 0 | 0
1991 | 3 | 25 | 0 | 0 | 0 | 0 | 0 | 0 | 0 | 0 | 0 | 0 | 0 | 0 | 0
1991 | 3 | 26 | 0 | 0 | 0 | 0 | 0 | 0 | 0 | 0 | 0 | 0 | 0 | 0 | 0
1991 | 3 | 27 | 0.07 | 0.07 | 0.02 | 0 | 0.07 | 0.02 | 0 | 0 | 0 | 0 | 0 | 0 | 0
1991 | 3 | 28 | 0 | 0 | 0 | 0 | 0 | 0 | 0 | 0 | 0 | 0 | 0 | 0 | 0
1991 | 3 | 29 | 0.84 | 0.84 | 0.79 | 0 | 0.84 | 0.79 | 0 | 0 | 0 | 0 | 0 | 0 | 0
1991 | 3 | 30 | 0.12 | 0.12 | 0.07 | 0 | 0.12 | 0.07 | 0 | 0 | 0 | 0 | 0 | 0 | 0
1991 | 3 | 31 | 0 | 0 | 0 | 0 | 0 | 0 | 0 | 0 | 0 | 0 | 0 | 0 | 0
1991 | 4 | 1 | 0 | 0 | 0 | 0 | 0 | 0 | 0 | 0 | 0 | 0 | 0 | 0 | 0
1991 | 4 | 2 | 0 | 0 | 0 | 0 | 0 | 0 | 0 | 0 | 0 | 0 | 0 | 0 | 0
1991 | 4 | 3 | 0 | 0 | 0 | 0 | 0 | 0 | 0 | 0 | 0 | 0 | 0 | 0 | 0
1991 | 4 | 4 | 0 | 0 | 0 | 0 | 0 | 0 | 0 | 0 | 0 | 0 | 0 | 0 | 0
1991 | 4 | 5 | 0.08 | 0.08 | 0.03 | 0 | 0.08 | 0.03 | 0 | 0 | 0 | 0 | 0 | 0 | 0
1991 | 4 | 6 | 0 | 0 | 0 | 0 | 0 | 0 | 0 | 0 | 0 | 0 | 0 | 0 | 0
1991 | 4 | 7 | 0 | 0 | 0 | 0 | 0 | 0 | 0 | 0 | 0 | 0 | 0 | 0 | 0
1991 | 4 | 8 | 0 | 0 | 0 | 0 | 0 | 0 | 0 | 0 | 0 | 0 | 0 | 0 | 0
1991 | 4 | 9 | 0 | 0 | 0 | 0 | 0 | 0 | 0 | 0 | 0 | 0 | 0 | 0 | 0
1991 | 4 | 10 | 0 | 0 | 0 | 0 | 0 | 0 | 0 | 0 | 0 | 0 | 0 | 0 | 0
1991 | 4 | 11 | 0 | 0 | 0 | 0 | 0 | 0 | 0 | 0 | 0 | 0 | 0 | 0 | 0
1991 | 4 | 12 | 0 | 0 | 0 | 0 | 0 | 0 | 0 | 0 | 0 | 0 | 0 | 0 | 0
1991 | 4 | 13 | 0.7 | 0.7 | 0.65 | 0 | 0.7 | 0.65 | 0 | 0 | 0 | 0 | 0 | 0 | 0
1991 | 4 | 14 | 0.12 | 0.12 | 0.07 | 0 | 0.12 | 0.07 | 0 | 0 | 0 | 0 | 0 | 0 | 0
1991 | 4 | 15 | 0.18 | 0.18 | 0.13 | 0 | 0.18 | 0.13 | 0 | 0 | 0 | 0 | 0 | 0 | 0
1991 | 4 | 16 | 0 | 0 | 0 | 0 | 0 | 0 | 0 | 0 | 0 | 0 | 0 | 0 | 0
1991 | 4 | 17 | 0 | 0 | 0 | 0 | 0 | 0 | 0 | 0 | 0 | 0 | 0 | 0 | 0
1991 | 4 | 18 | 0 | 0 | 0 | 0 | 0 | 0 | 0 | 0 | 0 | 0 | 0 | 0 | 0
1991 | 4 | 19 | 0.04 | 0.04 | 0 | 0 | 0.04 | 0 | 0 | 0 | 0 | 0 | 0 | 0 | 0
1991 | 4 | 20 | 0.01 | 0.01 | 0 | 0 | 0.01 | 0 | 0 | 0 | 0 | 0 | 0 | 0 | 0
1991 | 4 | 21 | 0.03 | 0.03 | 0 | 0 | 0.03 | 0 | 0 | 0 | 0 | 0 | 0 | 0 | 0
1991 | 4 | 22 | 0 | 0 | 0 | 0 | 0 | 0 | 0 | 0 | 0 | 0 | 0 | 0 | 0
1991 | 4 | 23 | 0 | 0 | 0 | 0 | 0 | 0 | 0 | 0 | 0 | 0 | 0 | 0 | 0
1991 | 4 | 24 | 0.04 | 0.04 | 0 | 0 | 0.04 | 0 | 0 | 0 | 0 | 0 | 0 | 0 | 0
1991 | 4 | 25 | 0 | 0 | 0 | 0 | 0 | 0 | 0 | 0 | 0 | 0 | 0 | 0 | 0
1991 | 4 | 26 | 0 | 0 | 0 | 0 | 0 | 0 | 0 | 0 | 0 | 0 | 0 | 0 | 0
1991 | 4 | 27 | 0.02 | 0.02 | 0 | 0 | 0.02 | 0 | 0 | 0 | 0 | 0 | 0 | 0 | 0
1991 | 4 | 28 | 0 | 0 | 0 | 0 | 0 | 0 | 0 | 0 | 0 | 0 | 0 | 0 | 0
1991 | 4 | 29 | 0.07 | 0.07 | 0.02 | 0 | 0.07 | 0.02 | 0 | 0 | 0 | 0 | 0 | 0 | 0
1991 | 4 | 30 | 0.1 | 0.1 | 0.05 | 0 | 0.1 | 0.05 | 0 | 0 | 0 | 0 | 0 | 0 | 0
1991 | 5 | 1 | 0 | 0 | 0 | 0 | 0 | 0 | 0 | 0 | 0 | 0 | 0 | 0 | 0
1991 | 5 | 2 | 0 | 0 | 0 | 0 | 0 | 0 | 0 | 0 | 0 | 0 | 0 | 0 | 0
1991 | 5 | 3 | 0 | 0 | 0 | 0 | 0 | 0 | 0 | 0 | 0 | 0 | 0 | 0 | 0
1991 | 5 | 4 | 0 | 0 | 0 | 0 | 0 | 0 | 0 | 0 | 0 | 0 | 0 | 0 | 0
1991 | 5 | 5 | 0.09 | 0.09 | 0.04 | 0 | 0.09 | 0.04 | 0 | 0 | 0 | 0 | 0 | 0 | 0
1991 | 5 | 6 | 0.87 | 0.87 | 0.82 | 0 | 0.87 | 0.82 | 0 | 0 | 0 | 0 | 0 | 0 | 0
1991 | 5 | 7 | 0 | 0 | 0 | 0 | 0 | 0 | 0 | 0 | 0 | 0 | 0 | 0 | 0
1991 | 5 | 8 | 0 | 0 | 0 | 0 | 0 | 0 | 0 | 0 | 0 | 0 | 0 | 0 | 0
1991 | 5 | 9 | 0.12 | 0.12 | 0.07 | 0 | 0.12 | 0.07 | 0 | 0 | 0 | 0 | 0 | 0 | 0
1991 | 5 | 10 | 0 | 0 | 0 | 0 | 0 | 0 | 0 | 0 | 0 | 0 | 0 | 0 | 0
1991 | 5 | 11 | 0 | 0 | 0 | 0 | 0 | 0 | 0 | 0 | 0 | 0 | 0 | 0 | 0
1991 | 5 | 12 | 0 | 0 | 0 | 0 | 0 | 0 | 0 | 0 | 0 | 0 | 0 | 0 | 0
1991 | 5 | 13 | 0 | 0 | 0 | 0 | 0 | 0 | 0 | 0 | 0 | 0 | 0 | 0 | 0
1991 | 5 | 14 | 0.02 | 0.02 | 0 | 0 | 0.02 | 0 | 0 | 0 | 0 | 0 | 0 | 0 | 0
1991 | 5 | 15 | 0 | 0 | 0 | 0 | 0 | 0 | 0 | 0 | 0 | 0 | 0 | 0 | 0
1991 | 5 | 16 | 0 | 0 | 0 | 0 | 0 | 0 | 0 | 0 | 0 | 0 | 0 | 0 | 0
1991 | 5 | 17 | 0.3 | 0.3 | 0.25 | 0 | 0.3 | 0.25 | 0 | 0 | 0 | 0 | 0 | 0 | 0
1991 | 5 | 18 | 0 | 0 | 0 | 0 | 0 | 0 | 0 | 0 | 0 | 0 | 0 | 0 | 0
1991 | 5 | 19 | 0.02 | 0.02 | 0 | 0 | 0.02 | 0 | 0 | 0 | 0 | 0 | 0 | 0 | 0
1991 | 5 | 20 | 0 | 0 | 0 | 0 | 0 | 0 | 0 | 0 | 0 | 0 | 0 | 0 | 0
1991 | 5 | 21 | 0 | 0 | 0 | 0 | 0 | 0 | 0 | 0 | 0 | 0 | 0 | 0 | 0
1991 | 5 | 22 | 0 | 0 | 0 | 0 | 0 | 0 | 0 | 0 | 0 | 0 | 0 | 0 | 0
1991 | 5 | 23 | 0 | 0 | 0 | 0 | 0 | 0 | 0 | 0 | 0 | 0 | 0 | 0 | 0
1991 | 5 | 24 | 0 | 0 | 0 | 0 | 0 | 0 | 0 | 0 | 0 | 0 | 0 | 0 | 0
1991 | 5 | 25 | 0 | 0 | 0 | 0 | 0 | 0 | 0 | 0 | 0 | 0 | 0 | 0 | 0
1991 | 5 | 26 | 0 | 0 | 0 | 0 | 0 | 0 | 0 | 0 | 0 | 0 | 0 | 0 | 0
1991 | 5 | 27 | 0.02 | 0.02 | 0 | 0 | 0.02 | 0 | 0 | 0 | 0 | 0 | 0 | 0 | 0
1991 | 5 | 28 | 0 | 0 | 0 | 0 | 0 | 0 | 0 | 0 | 0 | 0 | 0 | 0 | 0
1991 | 5 | 29 | 0 | 0 | 0 | 0 | 0 | 0 | 0 | 0 | 0 | 0 | 0 | 0 | 0
1991 | 5 | 30 | 0.02 | 0.02 | 0 | 0 | 0.02 | 0 | 0 | 0 | 0 | 0 | 0 | 0 | 0
1991 | 5 | 31 | 0.11 | 0.11 | 0.06 | 0 | 0.11 | 0.06 | 0 | 0 | 0 | 0 | 0 | 0 | 0
1991 | 6 | 1 | 0.42 | 0.42 | 0.37 | 0 | 0.42 | 0.37 | 0 | 0 | 0 | 0 | 0 | 0 | 0
1991 | 6 | 2 | 0 | 0 | 0 | 0 | 0 | 0 | 0 | 0 | 0 | 0 | 0 | 0 | 0
1991 | 6 | 3 | 0.22 | 0.22 | 0.17 | 0 | 0.22 | 0.17 | 0 | 0 | 0 | 0 | 0 | 0 | 0
1991 | 6 | 4 | 0 | 0 | 0 | 0 | 0 | 0 | 0 | 0 | 0 | 0 | 0 | 0 | 0
1991 | 6 | 5 | 0 | 0 | 0 | 0 | 0 | 0 | 0 | 0 | 0 | 0 | 0 | 0 | 0
1991 | 6 | 6 | 0 | 0 | 0 | 0 | 0 | 0 | 0 | 0 | 0 | 0 | 0 | 0 | 0
1991 | 6 | 7 | 0 | 0 | 0 | 0 | 0 | 0 | 0 | 0 | 0 | 0 | 0 | 0 | 0
1991 | 6 | 8 | 0 | 0 | 0 | 0 | 0 | 0 | 0 | 0 | 0 | 0 | 0 | 0 | 0
1991 | 6 | 9 | 0 | 0 | 0 | 0 | 0 | 0 | 0 | 0 | 0 | 0 | 0 | 0 | 0
1991 | 6 | 10 | 0 | 0 | 0 | 0 | 0 | 0 | 0 | 0 | 0 | 0 | 0 | 0 | 0
1991 | 6 | 11 | 0 | 0 | 0 | 0 | 0 | 0 | 0 | 0 | 0 | 0 | 0 | 0 | 0
1991 | 6 | 12 | 0 | 0 | 0 | 0 | 0 | 0 | 0 | 0 | 0 | 0 | 0 | 0 | 0
1991 | 6 | 13 | 0 | 0 | 0 | 0 | 0 | 0 | 0 | 0 | 0 | 0 | 0 | 0 | 0
1991 | 6 | 14 | 0 | 0 | 0 | 0 | 0 | 0 | 0 | 0 | 0 | 0 | 0 | 0 | 0
1991 | 6 | 15 | 0 | 0 | 0 | 0 | 0 | 0 | 0 | 0 | 0 | 0 | 0 | 0 | 0
1991 | 6 | 16 | 0.01 | 0.01 | 0 | 0 | 0.01 | 0 | 0 | 0 | 0 | 0 | 0 | 0 | 0
1991 | 6 | 17 | 0 | 0 | 0 | 0 | 0 | 0 | 0 | 0 | 0 | 0 | 0 | 0 | 0
1991 | 6 | 18 | 0.1 | 0.1 | 0.05 | 0 | 0.1 | 0.05 | 0 | 0 | 0 | 0 | 0 | 0 | 0
1991 | 6 | 19 | 0 | 0 | 0 | 0 | 0 | 0 | 0 | 0 | 0 | 0 | 0 | 0 | 0
1991 | 6 | 20 | 0 | 0 | 0 | 0 | 0 | 0 | 0 | 0 | 0 | 0 | 0 | 0 | 0
1991 | 6 | 21 | 0 | 0 | 0 | 0 | 0 | 0 | 0 | 0 | 0 | 0 | 0 | 0 | 0
1991 | 6 | 22 | 0.34 | 0.34 | 0.29 | 0 | 0.34 | 0.29 | 0 | 0 | 0 | 0 | 0 | 0 | 0
1991 | 6 | 23 | 0.18 | 0.18 | 0.13 | 0 | 0.18 | 0.13 | 0 | 0 | 0 | 0 | 0 | 0 | 0
1991 | 6 | 24 | 0 | 0 | 0 | 0 | 0 | 0 | 0 | 0 | 0 | 0 | 0 | 0 | 0
1991 | 6 | 25 | 0 | 0 | 0 | 0 | 0 | 0 | 0 | 0 | 0 | 0 | 0 | 0 | 0
1991 | 6 | 26 | 0 | 0 | 0 | 0 | 0 | 0 | 0 | 0 | 0 | 0 | 0 | 0 | 0
1991 | 6 | 27 | 0 | 0 | 0 | 0 | 0 | 0 | 0 | 0 | 0 | 0 | 0 | 0 | 0
1991 | 6 | 28 | 0 | 0 | 0 | 0 | 0 | 0 | 0 | 0 | 0 | 0 | 0 | 0 | 0
1991 | 6 | 29 | 0 | 0 | 0 | 0 | 0 | 0 | 0 | 0 | 0 | 0 | 0 | 0 | 0
1991 | 6 | 30 | 0 | 0 | 0 | 0 | 0 | 0 | 0 | 0 | 0 | 0 | 0 | 0 | 0
1991 | 7 | 1 | 0 | 0 | 0 | 0 | 0 | 0 | 0 | 0 | 0 | 0 | 0 | 0 | 0
1991 | 7 | 2 | 0.04 | 0.04 | 0 | 0 | 0.04 | 0 | 0 | 0 | 0 | 0 | 0 | 0 | 0
1991 | 7 | 3 | 0.02 | 0.02 | 0 | 0 | 0.02 | 0 | 0 | 0 | 0 | 0 | 0 | 0 | 0
1991 | 7 | 4 | 0 | 0 | 0 | 0 | 0 | 0 | 0 | 0 | 0 | 0 | 0 | 0 | 0
1991 | 7 | 5 | 0.41 | 0.41 | 0.36 | 0 | 0.41 | 0.36 | 0 | 0 | 0 | 0 | 0 | 0 | 0
1991 | 7 | 6 | 0 | 0 | 0 | 0 | 0 | 0 | 0 | 0 | 0 | 0 | 0 | 0 | 0
1991 | 7 | 7 | 0.08 | 0.08 | 0.03 | 0 | 0.08 | 0.03 | 0 | 0 | 0 | 0 | 0 | 0 | 0
1991 | 7 | 8 | 0.96 | 0.96 | 0.91 | 0 | 0.96 | 0.91 | 0 | 0 | 0 | 0 | 0 | 0 | 0
1991 | 7 | 9 | 0 | 0 | 0 | 0 | 0 | 0 | 0 | 0 | 0 | 0 | 0 | 0 | 0
1991 | 7 | 10 | 0.01 | 0.01 | 0 | 0 | 0.01 | 0 | 0 | 0 | 0 | 0 | 0 | 0 | 0
1991 | 7 | 11 | 0 | 0 | 0 | 0 | 0 | 0 | 0 | 0 | 0 | 0 | 0 | 0 | 0
1991 | 7 | 12 | 0 | 0 | 0 | 0 | 0 | 0 | 0 | 0 | 0 | 0 | 0 | 0 | 0
1991 | 7 | 13 | 0 | 0 | 0 | 0 | 0 | 0 | 0 | 0 | 0 | 0 | 0 | 0 | 0
1991 | 7 | 14 | 0 | 0 | 0 | 0 | 0 | 0 | 0 | 0 | 0 | 0 | 0 | 0 | 0
1991 | 7 | 15 | 0 | 0 | 0 | 0 | 0 | 0 | 0 | 0 | 0 | 0 | 0 | 0 | 0
1991 | 7 | 16 | 0 | 0 | 0 | 0 | 0 | 0 | 0 | 0 | 0 | 0 | 0 | 0 | 0
1991 | 7 | 17 | 0 | 0 | 0 | 0 | 0 | 0 | 0 | 0 | 0 | 0 | 0 | 0 | 0
1991 | 7 | 18 | 0 | 0 | 0 | 0 | 0 | 0 | 0 | 0 | 0 | 0 | 0 | 0 | 0
1991 | 7 | 19 | 0 | 0 | 0 | 0 | 0 | 0 | 0 | 0 | 0 | 0 | 0 | 0 | 0
1991 | 7 | 20 | 0 | 0 | 0 | 0 | 0 | 0 | 0 | 0 | 0 | 0 | 0 | 0 | 0
1991 | 7 | 21 | 0.34 | 0.34 | 0.29 | 0 | 0.34 | 0.29 | 0 | 0 | 0 | 0 | 0 | 0 | 0
1991 | 7 | 22 | 0.05 | 0.05 | 0 | 0 | 0.05 | 0 | 0 | 0 | 0 | 0 | 0 | 0 | 0
1991 | 7 | 23 | 0.15 | 0.15 | 0.1 | 0 | 0.15 | 0.1 | 0 | 0 | 0 | 0 | 0 | 0 | 0
1991 | 7 | 24 | 0 | 0 | 0 | 0 | 0 | 0 | 0 | 0 | 0 | 0 | 0 | 0 | 0
1991 | 7 | 25 | 0.61 | 0.61 | 0.56 | 0 | 0.61 | 0.56 | 0 | 0 | 0 | 0 | 0 | 0 | 0
1991 | 7 | 26 | 0.46 | 0.46 | 0.41 | 0 | 0.46 | 0.41 | 0 | 0 | 0 | 0 | 0 | 0 | 0
1991 | 7 | 27 | 0.27 | 0.27 | 0.22 | 0 | 0.27 | 0.22 | 0 | 0 | 0 | 0 | 0 | 0 | 0
1991 | 7 | 28 | 0 | 0 | 0 | 0 | 0 | 0 | 0 | 0 | 0 | 0 | 0 | 0 | 0
1991 | 7 | 29 | 0.36 | 0.36 | 0.31 | 0 | 0.36 | 0.31 | 0 | 0 | 0 | 0 | 0 | 0 | 0
1991 | 7 | 30 | 0 | 0 | 0 | 0 | 0 | 0 | 0 | 0 | 0 | 0 | 0 | 0 | 0
1991 | 7 | 31 | 0 | 0 | 0 | 0 | 0 | 0 | 0 | 0 | 0 | 0 | 0 | 0 | 0
1991 | 8 | 1 | 0 | 0 | 0 | 0 | 0 | 0 | 0 | 0 | 0 | 0 | 0 | 0 | 0
1991 | 8 | 2 | 0 | 0 | 0 | 0 | 0 | 0 | 0 | 0 | 0 | 0 | 0 | 0 | 0
1991 | 8 | 3 | 0 | 0 | 0 | 0 | 0 | 0 | 0 | 0 | 0 | 0 | 0 | 0 | 0
1991 | 8 | 4 | 0 | 0 | 0 | 0 | 0 | 0 | 0 | 0 | 0 | 0 | 0 | 0 | 0
1991 | 8 | 5 | 0 | 0 | 0 | 0 | 0 | 0 | 0 | 0 | 0 | 0 | 0 | 0 | 0
1991 | 8 | 6 | 0 | 0 | 0 | 0 | 0 | 0 | 0 | 0 | 0 | 0 | 0 | 0 | 0
1991 | 8 | 7 | 0 | 0 | 0 | 0 | 0 | 0 | 0 | 0 | 0 | 0 | 0 | 0 | 0
1991 | 8 | 8 | 0 | 0 | 0 | 0 | 0 | 0 | 0 | 0 | 0 | 0 | 0 | 0 | 0
1991 | 8 | 9 | 1.35 | 1 | 0.95 | 0 | 1 | 0.95 | 0 | 0 | 0 | 0 | 0 | 0 | 0
1991 | 8 | 10 | 0.08 | 0.08 | 0.03 | 0 | 0.08 | 0.03 | 0 | 0 | 0 | 0 | 0 | 0 | 0
1991 | 8 | 11 | 0 | 0 | 0 | 0 | 0 | 0 | 0 | 0 | 0 | 0 | 0 | 0 | 0
1991 | 8 | 12 | 0 | 0 | 0 | 0 | 0 | 0 | 0 | 0 | 0 | 0 | 0 | 0 | 0
1991 | 8 | 13 | 0 | 0 | 0 | 0 | 0 | 0 | 0 | 0 | 0 | 0 | 0 | 0 | 0
1991 | 8 | 14 | 0 | 0 | 0 | 0 | 0 | 0 | 0 | 0 | 0 | 0 | 0 | 0 | 0
1991 | 8 | 15 | 0.01 | 0.01 | 0 | 0 | 0.01 | 0 | 0 | 0 | 0 | 0 | 0 | 0 | 0
1991 | 8 | 16 | 0 | 0 | 0 | 0 | 0 | 0 | 0 | 0 | 0 | 0 | 0 | 0 | 0
1991 | 8 | 17 | 0 | 0 | 0 | 0 | 0 | 0 | 0 | 0 | 0 | 0 | 0 | 0 | 0
1991 | 8 | 18 | 0.03 | 0.03 | 0 | 0 | 0.03 | 0 | 0 | 0 | 0 | 0 | 0 | 0 | 0
1991 | 8 | 19 | 0 | 0 | 0 | 0 | 0 | 0 | 0 | 0 | 0 | 0 | 0 | 0 | 0
1991 | 8 | 20 | 0.05 | 0.05 | 0 | 0 | 0.05 | 0 | 0 | 0 | 0 | 0 | 0 | 0 | 0
1991 | 8 | 21 | 0 | 0 | 0 | 0 | 0 | 0 | 0 | 0 | 0 | 0 | 0 | 0 | 0
1991 | 8 | 22 | 0 | 0 | 0 | 0 | 0 | 0 | 0 | 0 | 0 | 0 | 0 | 0 | 0
1991 | 8 | 23 | 0 | 0 | 0 | 0 | 0 | 0 | 0 | 0 | 0 | 0 | 0 | 0 | 0
1991 | 8 | 24 | 0 | 0 | 0 | 0 | 0 | 0 | 0 | 0 | 0 | 0 | 0 | 0 | 0
1991 | 8 | 25 | 0 | 0 | 0 | 0 | 0 | 0 | 0 | 0 | 0 | 0 | 0 | 0 | 0
1991 | 8 | 26 | 0 | 0 | 0 | 0 | 0 | 0 | 0 | 0 | 0 | 0 | 0 | 0 | 0
1991 | 8 | 27 | 0.51 | 0.51 | 0.46 | 0 | 0.51 | 0.46 | 0 | 0 | 0 | 0 | 0 | 0 | 0
1991 | 8 | 28 | 0 | 0 | 0 | 0 | 0 | 0 | 0 | 0 | 0 | 0 | 0 | 0 | 0
1991 | 8 | 29 | 0 | 0 | 0 | 0 | 0 | 0 | 0 | 0 | 0 | 0 | 0 | 0 | 0
1991 | 8 | 30 | 0 | 0 | 0 | 0 | 0 | 0 | 0 | 0 | 0 | 0 | 0 | 0 | 0
1991 | 8 | 31 | 0 | 0 | 0 | 0 | 0 | 0 | 0 | 0 | 0 | 0 | 0 | 0 | 0
1991 | 9 | 1 | 0 | 0 | 0 | 0 | 0 | 0 | 0 | 0 | 0 | 0 | 0 | 0 | 0
1991 | 9 | 2 | 0 | 0 | 0 | 0 | 0 | 0 | 0 | 0 | 0 | 0 | 0 | 0 | 0
1991 | 9 | 3 | 0 | 0 | 0 | 0 | 0 | 0 | 0 | 0 | 0 | 0 | 0 | 0 | 0
1991 | 9 | 4 | 0.91 | 0.91 | 0.86 | 0 | 0.91 | 0.86 | 0 | 0 | 0 | 0 | 0 | 0 | 0
1991 | 9 | 5 | 0.08 | 0.08 | 0.03 | 0 | 0.08 | 0.03 | 0 | 0 | 0 | 0 | 0 | 0 | 0
1991 | 9 | 6 | 0.36 | 0.36 | 0.31 | 0 | 0.36 | 0.31 | 0 | 0 | 0 | 0 | 0 | 0 | 0
1991 | 9 | 7 | 0 | 0 | 0 | 0 | 0 | 0 | 0 | 0 | 0 | 0 | 0 | 0 | 0
1991 | 9 | 8 | 0 | 0 | 0 | 0 | 0 | 0 | 0 | 0 | 0 | 0 | 0 | 0 | 0
1991 | 9 | 9 | 0 | 0 | 0 | 0 | 0 | 0 | 0 | 0 | 0 | 0 | 0 | 0 | 0
1991 | 9 | 10 | 0 | 0 | 0 | 0 | 0 | 0 | 0 | 0 | 0 | 0 | 0 | 0 | 0
1991 | 9 | 11 | 0 | 0 | 0 | 0 | 0 | 0 | 0 | 0 | 0 | 0 | 0 | 0 | 0
1991 | 9 | 12 | 0 | 0 | 0 | 0 | 0 | 0 | 0 | 0 | 0 | 0 | 0 | 0 | 0
1991 | 9 | 13 | 0 | 0 | 0 | 0 | 0 | 0 | 0 | 0 | 0 | 0 | 0 | 0 | 0
1991 | 9 | 14 | 0.05 | 0.05 | 0 | 0 | 0.05 | 0 | 0 | 0 | 0 | 0 | 0 | 0 | 0
1991 | 9 | 15 | 0 | 0 | 0 | 0 | 0 | 0 | 0 | 0 | 0 | 0 | 0 | 0 | 0
1991 | 9 | 16 | 0 | 0 | 0 | 0 | 0 | 0 | 0 | 0 | 0 | 0 | 0 | 0 | 0
1991 | 9 | 17 | 0.5 | 0.5 | 0.45 | 0 | 0.5 | 0.45 | 0 | 0 | 0 | 0 | 0 | 0 | 0
1991 | 9 | 18 | 0.15 | 0.15 | 0.1 | 0 | 0.15 | 0.1 | 0 | 0 | 0 | 0 | 0 | 0 | 0
1991 | 9 | 19 | 0.08 | 0.08 | 0.03 | 0 | 0.08 | 0.03 | 0 | 0 | 0 | 0 | 0 | 0 | 0
1991 | 9 | 20 | 0 | 0 | 0 | 0 | 0 | 0 | 0 | 0 | 0 | 0 | 0 | 0 | 0
1991 | 9 | 21 | 0 | 0 | 0 | 0 | 0 | 0 | 0 | 0 | 0 | 0 | 0 | 0 | 0
1991 | 9 | 22 | 0 | 0 | 0 | 0 | 0 | 0 | 0 | 0 | 0 | 0 | 0 | 0 | 0
1991 | 9 | 23 | 0.03 | 0.03 | 0 | 0 | 0.03 | 0 | 0 | 0 | 0 | 0 | 0 | 0 | 0
1991 | 9 | 24 | 0.84 | 0.84 | 0.79 | 0 | 0.84 | 0.79 | 0 | 0 | 0 | 0 | 0 | 0 | 0
1991 | 9 | 25 | 0.49 | 0.49 | 0.44 | 0 | 0.49 | 0.44 | 0 | 0 | 0 | 0 | 0 | 0 | 0
1991 | 9 | 26 | 0.01 | 0.01 | 0 | 0 | 0.01 | 0 | 0 | 0 | 0 | 0 | 0 | 0 | 0
1991 | 9 | 27 | 0 | 0 | 0 | 0 | 0 | 0 | 0 | 0 | 0 | 0 | 0 | 0 | 0
1991 | 9 | 28 | 0 | 0 | 0 | 0 | 0 | 0 | 0 | 0 | 0 | 0 | 0 | 0 | 0
1991 | 9 | 29 | 0 | 0 | 0 | 0 | 0 | 0 | 0 | 0 | 0 | 0 | 0 | 0 | 0
1991 | 9 | 30 | 0 | 0 | 0 | 0 | 0 | 0 | 0 | 0 | 0 | 0 | 0 | 0 | 0
1991 | 10 | 1 | 0 | 0 | 0 | 0 | 0 | 0 | 0 | 0 | 0 | 0 | 0 | 0 | 0
1991 | 10 | 2 | 0 | 0 | 0 | 0 | 0 | 0 | 0 | 0 | 0 | 0 | 0 | 0 | 0
1991 | 10 | 3 | 0.03 | 0.03 | 0 | 0 | 0.03 | 0 | 0 | 0 | 0 | 0 | 0 | 0 | 0
1991 | 10 | 4 | 0 | 0 | 0 | 0 | 0 | 0 | 0 | 0 | 0 | 0 | 0 | 0 | 0
1991 | 10 | 5 | 0 | 0 | 0 | 0 | 0 | 0 | 0 | 0 | 0 | 0 | 0 | 0 | 0
1991 | 10 | 6 | 0.35 | 0.35 | 0.3 | 0 | 0.35 | 0.3 | 0 | 0 | 0 | 0 | 0 | 0 | 0
1991 | 10 | 7 | 0 | 0 | 0 | 0 | 0 | 0 | 0 | 0 | 0 | 0 | 0 | 0 | 0
1991 | 10 | 8 | 0 | 0 | 0 | 0 | 0 | 0 | 0 | 0 | 0 | 0 | 0 | 0 | 0
1991 | 10 | 9 | 0 | 0 | 0 | 0 | 0 | 0 | 0 | 0 | 0 | 0 | 0 | 0 | 0
1991 | 10 | 10 | 0 | 0 | 0 | 0 | 0 | 0 | 0 | 0 | 0 | 0 | 0 | 0 | 0
1991 | 10 | 11 | 0.04 | 0.04 | 0 | 0 | 0.04 | 0 | 0 | 0 | 0 | 0 | 0 | 0 | 0
1991 | 10 | 12 | 0.03 | 0.03 | 0 | 0 | 0.03 | 0 | 0 | 0 | 0 | 0 | 0 | 0 | 0
1991 | 10 | 13 | 0 | 0 | 0 | 0 | 0 | 0 | 0 | 0 | 0 | 0 | 0 | 0 | 0
1991 | 10 | 14 | 0 | 0 | 0 | 0 | 0 | 0 | 0 | 0 | 0 | 0 | 0 | 0 | 0
1991 | 10 | 15 | 0.3 | 0.3 | 0.25 | 0 | 0.3 | 0.25 | 0 | 0 | 0 | 0 | 0 | 0 | 0
1991 | 10 | 16 | 0.04 | 0.04 | 0 | 0 | 0.04 | 0 | 0 | 0 | 0 | 0 | 0 | 0 | 0
1991 | 10 | 17 | 1.24 | 1 | 0.95 | 0 | 1 | 0.95 | 0 | 0 | 0 | 0 | 0 | 0 | 0
1991 | 10 | 18 | 0 | 0 | 0 | 0 | 0 | 0 | 0 | 0 | 0 | 0 | 0 | 0 | 0
1991 | 10 | 19 | 0 | 0 | 0 | 0 | 0 | 0 | 0 | 0 | 0 | 0 | 0 | 0 | 0
1991 | 10 | 20 | 0 | 0 | 0 | 0 | 0 | 0 | 0 | 0 | 0 | 0 | 0 | 0 | 0
1991 | 10 | 21 | 0 | 0 | 0 | 0 | 0 | 0 | 0 | 0 | 0 | 0 | 0 | 0 | 0
1991 | 10 | 22 | 0 | 0 | 0 | 0 | 0 | 0 | 0 | 0 | 0 | 0 | 0 | 0 | 0
1991 | 10 | 23 | 0 | 0 | 0 | 0 | 0 | 0 | 0 | 0 | 0 | 0 | 0 | 0 | 0
1991 | 10 | 24 | 0 | 0 | 0 | 0 | 0 | 0 | 0 | 0 | 0 | 0 | 0 | 0 | 0
1991 | 10 | 25 | 0 | 0 | 0 | 0 | 0 | 0 | 0 | 0 | 0 | 0 | 0 | 0 | 0
1991 | 10 | 26 | 0 | 0 | 0 | 0 | 0 | 0 | 0 | 0 | 0 | 0 | 0 | 0 | 0
1991 | 10 | 27 | 0 | 0 | 0 | 0 | 0 | 0 | 0 | 0 | 0 | 0 | 0 | 0 | 0
1991 | 10 | 28 | 0 | 0 | 0 | 0 | 0 | 0 | 0 | 0 | 0 | 0 | 0 | 0 | 0
1991 | 10 | 29 | 0 | 0 | 0 | 0 | 0 | 0 | 0 | 0 | 0 | 0 | 0 | 0 | 0
1991 | 10 | 30 | 0 | 0 | 0 | 0 | 0 | 0 | 0 | 0 | 0 | 0 | 0 | 0 | 0
1991 | 10 | 31 | 0 | 0 | 0 | 0 | 0 | 0 | 0 | 0 | 0 | 0 | 0 | 0 | 0
1991 | 11 | 1 | 0 | 0 | 0 | 0 | 0 | 0 | 0 | 0 | 0 | 0 | 0 | 0 | 0
1991 | 11 | 2 | 0 | 0 | 0 | 0 | 0 | 0 | 0 | 0 | 0 | 0 | 0 | 0 | 0
1991 | 11 | 3 | 0 | 0 | 0 | 0 | 0 | 0 | 0 | 0 | 0 | 0 | 0 | 0 | 0
1991 | 11 | 4 | 0 | 0 | 0 | 0 | 0 | 0 | 0 | 0 | 0 | 0 | 0 | 0 | 0
1991 | 11 | 5 | 0 | 0 | 0 | 0 | 0 | 0 | 0 | 0 | 0 | 0 | 0 | 0 | 0
1991 | 11 | 6 | 0 | 0 | 0 | 0 | 0 | 0 | 0 | 0 | 0 | 0 | 0 | 0 | 0
1991 | 11 | 7 | 0 | 0 | 0 | 0 | 0 | 0 | 0 | 0 | 0 | 0 | 0 | 0 | 0
1991 | 11 | 8 | 0 | 0 | 0 | 0 | 0 | 0 | 0 | 0 | 0 | 0 | 0 | 0 | 0
1991 | 11 | 9 | 0.01 | 0.01 | 0 | 0 | 0.01 | 0 | 0 | 0 | 0 | 0 | 0 | 0 | 0
1991 | 11 | 10 | 0.1 | 0.1 | 0.05 | 0 | 0.1 | 0.05 | 0 | 0 | 0 | 0 | 0 | 0 | 0
1991 | 11 | 11 | 0.01 | 0.01 | 0 | 0 | 0.01 | 0 | 0 | 0 | 0 | 0 | 0 | 0 | 0
1991 | 11 | 12 | 0.11 | 0.11 | 0.06 | 0 | 0.11 | 0.06 | 0 | 0 | 0 | 0 | 0 | 0 | 0
1991 | 11 | 13 | 0 | 0 | 0 | 0 | 0 | 0 | 0 | 0 | 0 | 0 | 0 | 0 | 0
1991 | 11 | 14 | 0 | 0 | 0 | 0 | 0 | 0 | 0 | 0 | 0 | 0 | 0 | 0 | 0
1991 | 11 | 15 | 0 | 0 | 0 | 0 | 0 | 0 | 0 | 0 | 0 | 0 | 0 | 0 | 0
1991 | 11 | 16 | 0 | 0 | 0 | 0 | 0 | 0 | 0 | 0 | 0 | 0 | 0 | 0 | 0
1991 | 11 | 17 | 0 | 0 | 0 | 0 | 0 | 0 | 0 | 0 | 0 | 0 | 0 | 0 | 0
1991 | 11 | 18 | 0 | 0 | 0 | 0 | 0 | 0 | 0 | 0 | 0 | 0 | 0 | 0 | 0
1991 | 11 | 19 | 0 | 0 | 0 | 0 | 0 | 0 | 0 | 0 | 0 | 0 | 0 | 0 | 0
1991 | 11 | 20 | 0 | 0 | 0 | 0 | 0 | 0 | 0 | 0 | 0 | 0 | 0 | 0 | 0
1991 | 11 | 21 | 0.01 | 0.01 | 0 | 0 | 0.01 | 0 | 0 | 0 | 0 | 0 | 0 | 0 | 0
1991 | 11 | 22 | 0.5 | 0.5 | 0.45 | 0 | 0.5 | 0.45 | 0 | 0 | 0 | 0 | 0 | 0 | 0
1991 | 11 | 23 | 0 | 0 | 0 | 0 | 0 | 0 | 0 | 0 | 0 | 0 | 0 | 0 | 0
1991 | 11 | 24 | 0 | 0 | 0 | 0 | 0 | 0 | 0 | 0 | 0 | 0 | 0 | 0 | 0
1991 | 11 | 25 | 0 | 0 | 0 | 0 | 0 | 0 | 0 | 0 | 0 | 0 | 0 | 0 | 0
1991 | 11 | 26 | 0 | 0 | 0 | 0 | 0 | 0 | 0 | 0 | 0 | 0 | 0 | 0 | 0
1991 | 11 | 27 | 0 | 0 | 0 | 0 | 0 | 0 | 0 | 0 | 0 | 0 | 0 | 0 | 0
1991 | 11 | 28 | 0 | 0 | 0 | 0 | 0 | 0 | 0 | 0 | 0 | 0 | 0 | 0 | 0
1991 | 11 | 29 | 0 | 0 | 0 | 0 | 0 | 0 | 0 | 0 | 0 | 0 | 0 | 0 | 0
1991 | 11 | 30 | 0.11 | 0.11 | 0.06 | 0 | 0.11 | 0.06 | 0 | 0 | 0 | 0 | 0 | 0 | 0
1991 | 12 | 1 | 0.87 | 0.87 | 0.82 | 0 | 0.87 | 0.82 | 0 | 0 | 0 | 0 | 0 | 0 | 0
1991 | 12 | 2 | 0.76 | 0.76 | 0.71 | 0 | 0.76 | 0.71 | 0 | 0 | 0 | 0 | 0 | 0 | 0
1991 | 12 | 3 | 0.88 | 0.88 | 0.83 | 0 | 0.88 | 0.83 | 0 | 0 | 0 | 0 | 0 | 0 | 0
1991 | 12 | 4 | 0 | 0 | 0 | 0 | 0 | 0 | 0 | 0 | 0 | 0 | 0 | 0 | 0
1991 | 12 | 5 | 0 | 0 | 0 | 0 | 0 | 0 | 0 | 0 | 0 | 0 | 0 | 0 | 0
1991 | 12 | 6 | 0 | 0 | 0 | 0 | 0 | 0 | 0 | 0 | 0 | 0 | 0 | 0 | 0
1991 | 12 | 7 | 0 | 0 | 0 | 0 | 0 | 0 | 0 | 0 | 0 | 0 | 0 | 0 | 0
1991 | 12 | 8 | 0 | 0 | 0 | 0 | 0 | 0 | 0 | 0 | 0 | 0 | 0 | 0 | 0
1991 | 12 | 9 | 1.02 | 1 | 0.95 | 0 | 1 | 0.95 | 0 | 0 | 0 | 0 | 0 | 0 | 0
1991 | 12 | 10 | 0.05 | 0.05 | 0 | 0 | 0.05 | 0 | 0 | 0 | 0 | 0 | 0 | 0 | 0
1991 | 12 | 11 | 0 | 0 | 0 | 0 | 0 | 0 | 0 | 0 | 0 | 0 | 0 | 0 | 0
1991 | 12 | 12 | 0 | 0 | 0 | 0 | 0 | 0 | 0 | 0 | 0 | 0 | 0 | 0 | 0
1991 | 12 | 13 | 0.03 | 0.03 | 0 | 0 | 0.03 | 0 | 0 | 0 | 0 | 0 | 0 | 0 | 0
1991 | 12 | 14 | 0.11 | 0.11 | 0.06 | 0 | 0.11 | 0.06 | 0 | 0 | 0 | 0 | 0 | 0 | 0
1991 | 12 | 15 | 0 | 0 | 0 | 0 | 0 | 0 | 0 | 0 | 0 | 0 | 0 | 0 | 0
1991 | 12 | 16 | 0 | 0 | 0 | 0 | 0 | 0 | 0 | 0 | 0 | 0 | 0 | 0 | 0
1991 | 12 | 17 | 0 | 0 | 0 | 0 | 0 | 0 | 0 | 0 | 0 | 0 | 0 | 0 | 0
1991 | 12 | 18 | 0 | 0 | 0 | 0 | 0 | 0 | 0 | 0 | 0 | 0 | 0 | 0 | 0
1991 | 12 | 19 | 0 | 0 | 0 | 0 | 0 | 0 | 0 | 0 | 0 | 0 | 0 | 0 | 0
1991 | 12 | 20 | 0 | 0 | 0 | 0 | 0 | 0 | 0 | 0 | 0 | 0 | 0 | 0 | 0
1991 | 12 | 21 | 0 | 0 | 0 | 0 | 0 | 0 | 0 | 0 | 0 | 0 | 0 | 0 | 0
1991 | 12 | 22 | 0 | 0 | 0 | 0 | 0 | 0 | 0 | 0 | 0 | 0 | 0 | 0 | 0
1991 | 12 | 23 | 0.25 | 0.25 | 0.2 | 0 | 0.25 | 0.2 | 0 | 0 | 0 | 0 | 0 | 0 | 0
1991 | 12 | 24 | 0.01 | 0.01 | 0 | 0 | 0.01 | 0 | 0 | 0 | 0 | 0 | 0 | 0 | 0
1991 | 12 | 25 | 0 | 0 | 0 | 0 | 0 | 0 | 0 | 0 | 0 | 0 | 0 | 0 | 0
1991 | 12 | 26 | 0 | 0 | 0 | 0 | 0 | 0 | 0 | 0 | 0 | 0 | 0 | 0 | 0
1991 | 12 | 27 | 0 | 0 | 0 | 0 | 0 | 0 | 0 | 0 | 0 | 0 | 0 | 0 | 0
1991 | 12 | 28 | 0.47 | 0.47 | 0.42 | 0 | 0.47 | 0.42 | 0 | 0 | 0 | 0 | 0 | 0 | 0
1991 | 12 | 29 | 0.62 | 0.62 | 0.57 | 0 | 0.62 | 0.57 | 0 | 0 | 0 | 0 | 0 | 0 | 0
1991 | 12 | 30 | 0 | 0 | 0 | 0 | 0 | 0 | 0 | 0 | 0 | 0 | 0 | 0 | 0
1991 | 12 | 31 | 0 | 0 | 0 | 0 | 0 | 0 | 0 | 0 | 0 | 0 | 0 | 0 | 0
1992 | 1 | 1 | 0 | 0 | 0 | 0 | 0 | 0 | 0 | 0 | 0 | 0 | 0 | 0 | 0
1992 | 1 | 2 | 0.01 | 0.01 | 0 | 0 | 0.01 | 0 | 0 | 0 | 0 | 0 | 0 | 0 | 0
1992 | 1 | 3 | 0.06 | 0.06 | 0.01 | 0 | 0.06 | 0.01 | 0 | 0 | 0 | 0 | 0 | 0 | 0
1992 | 1 | 4 | 1.84 | 1 | 0.95 | 0 | 1 | 0.95 | 0 | 0 | 0 | 0 | 0 | 0 | 0
1992 | 1 | 5 | 0 | 0 | 0 | 0 | 0 | 0 | 0 | 0 | 0 | 0 | 0 | 0 | 0
1992 | 1 | 6 | 0 | 0 | 0 | 0 | 0 | 0 | 0 | 0 | 0 | 0 | 0 | 0 | 0
1992 | 1 | 7 | 0 | 0 | 0 | 0 | 0 | 0 | 0 | 0 | 0 | 0 | 0 | 0 | 0
1992 | 1 | 8 | 0 | 0 | 0 | 0 | 0 | 0 | 0 | 0 | 0 | 0 | 0 | 0 | 0
1992 | 1 | 9 | 0.09 | 0.09 | 0.04 | 0 | 0.09 | 0.04 | 0 | 0 | 0 | 0 | 0 | 0 | 0
1992 | 1 | 10 | 0 | 0 | 0 | 0 | 0 | 0 | 0 | 0 | 0 | 0 | 0 | 0 | 0
1992 | 1 | 11 | 0 | 0 | 0 | 0 | 0 | 0 | 0 | 0 | 0 | 0 | 0 | 0 | 0
1992 | 1 | 12 | 0 | 0 | 0 | 0 | 0 | 0 | 0 | 0 | 0 | 0 | 0 | 0 | 0
1992 | 1 | 13 | 0 | 0 | 0 | 0 | 0 | 0 | 0 | 0 | 0 | 0 | 0 | 0 | 0
1992 | 1 | 14 | 0.31 | 0.31 | 0.26 | 0 | 0.31 | 0.26 | 0 | 0 | 0 | 0 | 0 | 0 | 0
1992 | 1 | 15 | 0 | 0 | 0 | 0 | 0 | 0 | 0 | 0 | 0 | 0 | 0 | 0 | 0
1992 | 1 | 16 | 0.02 | 0.02 | 0 | 0 | 0.02 | 0 | 0 | 0 | 0 | 0 | 0 | 0 | 0
1992 | 1 | 17 | 0 | 0 | 0 | 0 | 0 | 0 | 0 | 0 | 0 | 0 | 0 | 0 | 0
1992 | 1 | 18 | 0 | 0 | 0 | 0 | 0 | 0 | 0 | 0 | 0 | 0 | 0 | 0 | 0
1992 | 1 | 19 | 0 | 0 | 0 | 0 | 0 | 0 | 0 | 0 | 0 | 0 | 0 | 0 | 0
1992 | 1 | 20 | 0 | 0 | 0 | 0 | 0 | 0 | 0 | 0 | 0 | 0 | 0 | 0 | 0
1992 | 1 | 21 | 0 | 0 | 0 | 0 | 0 | 0 | 0 | 0 | 0 | 0 | 0 | 0 | 0
1992 | 1 | 22 | 0 | 0 | 0 | 0 | 0 | 0 | 0 | 0 | 0 | 0 | 0 | 0 | 0
1992 | 1 | 23 | 0.3 | 0.3 | 0.25 | 0 | 0.3 | 0.25 | 0 | 0 | 0 | 0 | 0 | 0 | 0
1992 | 1 | 24 | 0 | 0 | 0 | 0 | 0 | 0 | 0 | 0 | 0 | 0 | 0 | 0 | 0
1992 | 1 | 25 | 0.15 | 0.15 | 0.1 | 0 | 0.15 | 0.1 | 0 | 0 | 0 | 0 | 0 | 0 | 0
1992 | 1 | 26 | 0 | 0 | 0 | 0 | 0 | 0 | 0 | 0 | 0 | 0 | 0 | 0 | 0
1992 | 1 | 27 | 0 | 0 | 0 | 0 | 0 | 0 | 0 | 0 | 0 | 0 | 0 | 0 | 0
1992 | 1 | 28 | 0 | 0 | 0 | 0 | 0 | 0 | 0 | 0 | 0 | 0 | 0 | 0 | 0
1992 | 1 | 29 | 0 | 0 | 0 | 0 | 0 | 0 | 0 | 0 | 0 | 0 | 0 | 0 | 0
1992 | 1 | 30 | 0 | 0 | 0 | 0 | 0 | 0 | 0 | 0 | 0 | 0 | 0 | 0 | 0
1992 | 1 | 31 | 0 | 0 | 0 | 0 | 0 | 0 | 0 | 0 | 0 | 0 | 0 | 0 | 0
1992 | 2 | 1 | 0 | 0 | 0 | 0 | 0 | 0 | 0 | 0 | 0 | 0 | 0 | 0 | 0
1992 | 2 | 2 | 0 | 0 | 0 | 0 | 0 | 0 | 0 | 0 | 0 | 0 | 0 | 0 | 0
1992 | 2 | 3 | 0 | 0 | 0 | 0 | 0 | 0 | 0 | 0 | 0 | 0 | 0 | 0 | 0
1992 | 2 | 4 | 0 | 0 | 0 | 0 | 0 | 0 | 0 | 0 | 0 | 0 | 0 | 0 | 0
1992 | 2 | 5 | 0 | 0 | 0 | 0 | 0 | 0 | 0 | 0 | 0 | 0 | 0 | 0 | 0
1992 | 2 | 6 | 0 | 0 | 0 | 0 | 0 | 0 | 0 | 0 | 0 | 0 | 0 | 0 | 0
1992 | 2 | 7 | 0 | 0 | 0 | 0 | 0 | 0 | 0 | 0 | 0 | 0 | 0 | 0 | 0
1992 | 2 | 8 | 0.04 | 0.04 | 0 | 0 | 0.04 | 0 | 0 | 0 | 0 | 0 | 0 | 0 | 0
1992 | 2 | 9 | 0 | 0 | 0 | 0 | 0 | 0 | 0 | 0 | 0 | 0 | 0 | 0 | 0
1992 | 2 | 10 | 0 | 0 | 0 | 0 | 0 | 0 | 0 | 0 | 0 | 0 | 0 | 0 | 0
1992 | 2 | 11 | 0 | 0 | 0 | 0 | 0 | 0 | 0 | 0 | 0 | 0 | 0 | 0 | 0
1992 | 2 | 12 | 0 | 0 | 0 | 0 | 0 | 0 | 0 | 0 | 0 | 0 | 0 | 0 | 0
1992 | 2 | 13 | 0.28 | 0.28 | 0.23 | 0 | 0.28 | 0.23 | 0 | 0 | 0 | 0 | 0 | 0 | 0
1992 | 2 | 14 | 0 | 0 | 0 | 0 | 0 | 0 | 0 | 0 | 0 | 0 | 0 | 0 | 0
1992 | 2 | 15 | 0.66 | 0.66 | 0.61 | 0 | 0.66 | 0.61 | 0 | 0 | 0 | 0 | 0 | 0 | 0
1992 | 2 | 16 | 0 | 0 | 0 | 0 | 0 | 0 | 0 | 0 | 0 | 0 | 0 | 0 | 0
1992 | 2 | 17 | 0 | 0 | 0 | 0 | 0 | 0 | 0 | 0 | 0 | 0 | 0 | 0 | 0
1992 | 2 | 18 | 0.31 | 0.31 | 0.26 | 0 | 0.31 | 0.26 | 0 | 0 | 0 | 0 | 0 | 0 | 0
1992 | 2 | 19 | 0 | 0 | 0 | 0 | 0 | 0 | 0 | 0 | 0 | 0 | 0 | 0 | 0
1992 | 2 | 20 | 0 | 0 | 0 | 0 | 0 | 0 | 0 | 0 | 0 | 0 | 0 | 0 | 0
1992 | 2 | 21 | 0 | 0 | 0 | 0 | 0 | 0 | 0 | 0 | 0 | 0 | 0 | 0 | 0
1992 | 2 | 22 | 0 | 0 | 0 | 0 | 0 | 0 | 0 | 0 | 0 | 0 | 0 | 0 | 0
1992 | 2 | 23 | 0 | 0 | 0 | 0 | 0 | 0 | 0 | 0 | 0 | 0 | 0 | 0 | 0
1992 | 2 | 24 | 0.15 | 0.15 | 0.1 | 0 | 0.15 | 0.1 | 0 | 0 | 0 | 0 | 0 | 0 | 0
1992 | 2 | 25 | 0.36 | 0.36 | 0.31 | 0 | 0.36 | 0.31 | 0 | 0 | 0 | 0 | 0 | 0 | 0
1992 | 2 | 26 | 0.43 | 0.43 | 0.38 | 0 | 0.43 | 0.38 | 0 | 0 | 0 | 0 | 0 | 0 | 0
1992 | 2 | 27 | 0 | 0 | 0 | 0 | 0 | 0 | 0 | 0 | 0 | 0 | 0 | 0 | 0
1992 | 2 | 28 | 0 | 0 | 0 | 0 | 0 | 0 | 0 | 0 | 0 | 0 | 0 | 0 | 0
1992 | 2 | 29 | 0 | 0 | 0 | 0 | 0 | 0 | 0 | 0 | 0 | 0 | 0 | 0 | 0
1992 | 3 | 1 | 0 | 0 | 0 | 0 | 0 | 0 | 0 | 0 | 0 | 0 | 0 | 0 | 0
1992 | 3 | 2 | 0 | 0 | 0 | 0 | 0 | 0 | 0 | 0 | 0 | 0 | 0 | 0 | 0
1992 | 3 | 3 | 0 | 0 | 0 | 0 | 0 | 0 | 0 | 0 | 0 | 0 | 0 | 0 | 0
1992 | 3 | 4 | 0 | 0 | 0 | 0 | 0 | 0 | 0 | 0 | 0 | 0 | 0 | 0 | 0
1992 | 3 | 5 | 0 | 0 | 0 | 0 | 0 | 0 | 0 | 0 | 0 | 0 | 0 | 0 | 0
1992 | 3 | 6 | 0.32 | 0.32 | 0.27 | 0 | 0.32 | 0.27 | 0 | 0 | 0 | 0 | 0 | 0 | 0
1992 | 3 | 7 | 0.38 | 0.38 | 0.33 | 0 | 0.38 | 0.33 | 0 | 0 | 0 | 0 | 0 | 0 | 0
1992 | 3 | 8 | 0 | 0 | 0 | 0 | 0 | 0 | 0 | 0 | 0 | 0 | 0 | 0 | 0
1992 | 3 | 9 | 0 | 0 | 0 | 0 | 0 | 0 | 0 | 0 | 0 | 0 | 0 | 0 | 0
1992 | 3 | 10 | 0.37 | 0.37 | 0.32 | 0 | 0.37 | 0.32 | 0 | 0 | 0 | 0 | 0 | 0 | 0
1992 | 3 | 11 | 0.26 | 0.26 | 0.21 | 0 | 0.26 | 0.21 | 0 | 0 | 0 | 0 | 0 | 0 | 0
1992 | 3 | 12 | 0 | 0 | 0 | 0 | 0 | 0 | 0 | 0 | 0 | 0 | 0 | 0 | 0
1992 | 3 | 13 | 0 | 0 | 0 | 0 | 0 | 0 | 0 | 0 | 0 | 0 | 0 | 0 | 0
1992 | 3 | 14 | 0 | 0 | 0 | 0 | 0 | 0 | 0 | 0 | 0 | 0 | 0 | 0 | 0
1992 | 3 | 15 | 0 | 0 | 0 | 0 | 0 | 0 | 0 | 0 | 0 | 0 | 0 | 0 | 0
1992 | 3 | 16 | 0 | 0 | 0 | 0 | 0 | 0 | 0 | 0 | 0 | 0 | 0 | 0 | 0
1992 | 3 | 17 | 0 | 0 | 0 | 0 | 0 | 0 | 0 | 0 | 0 | 0 | 0 | 0 | 0
1992 | 3 | 18 | 0.29 | 0.29 | 0.24 | 0 | 0.29 | 0.24 | 0 | 0 | 0 | 0 | 0 | 0 | 0
1992 | 3 | 19 | 0.13 | 0.13 | 0.08 | 0 | 0.13 | 0.08 | 0 | 0 | 0 | 0 | 0 | 0 | 0
1992 | 3 | 20 | 0 | 0 | 0 | 0 | 0 | 0 | 0 | 0 | 0 | 0 | 0 | 0 | 0
1992 | 3 | 21 | 0 | 0 | 0 | 0 | 0 | 0 | 0 | 0 | 0 | 0 | 0 | 0 | 0
1992 | 3 | 22 | 0.12 | 0.12 | 0.07 | 0 | 0.12 | 0.07 | 0 | 0 | 0 | 0 | 0 | 0 | 0
1992 | 3 | 23 | 0 | 0 | 0 | 0 | 0 | 0 | 0 | 0 | 0 | 0 | 0 | 0 | 0
1992 | 3 | 24 | 0 | 0 | 0 | 0 | 0 | 0 | 0 | 0 | 0 | 0 | 0 | 0 | 0
1992 | 3 | 25 | 0.02 | 0.02 | 0 | 0 | 0.02 | 0 | 0 | 0 | 0 | 0 | 0 | 0 | 0
1992 | 3 | 26 | 1.5 | 1 | 0.95 | 0 | 1 | 0.95 | 0 | 0 | 0 | 0 | 0 | 0 | 0
1992 | 3 | 27 | 0.01 | 0.01 | 0 | 0 | 0.01 | 0 | 0 | 0 | 0 | 0 | 0 | 0 | 0
1992 | 3 | 28 | 0 | 0 | 0 | 0 | 0 | 0 | 0 | 0 | 0 | 0 | 0 | 0 | 0
1992 | 3 | 29 | 0 | 0 | 0 | 0 | 0 | 0 | 0 | 0 | 0 | 0 | 0 | 0 | 0
1992 | 3 | 30 | 0.06 | 0.06 | 0.01 | 0 | 0.06 | 0.01 | 0 | 0 | 0 | 0 | 0 | 0 | 0
1992 | 3 | 31 | 0.02 | 0.02 | 0 | 0 | 0.02 | 0 | 0 | 0 | 0 | 0 | 0 | 0 | 0
1992 | 4 | 1 | 0.06 | 0.06 | 0.01 | 0 | 0.06 | 0.01 | 0 | 0 | 0 | 0 | 0 | 0 | 0
1992 | 4 | 2 | 0 | 0 | 0 | 0 | 0 | 0 | 0 | 0 | 0 | 0 | 0 | 0 | 0
1992 | 4 | 3 | 0 | 0 | 0 | 0 | 0 | 0 | 0 | 0 | 0 | 0 | 0 | 0 | 0
1992 | 4 | 4 | 0 | 0 | 0 | 0 | 0 | 0 | 0 | 0 | 0 | 0 | 0 | 0 | 0
1992 | 4 | 5 | 0 | 0 | 0 | 0 | 0 | 0 | 0 | 0 | 0 | 0 | 0 | 0 | 0
1992 | 4 | 6 | 0 | 0 | 0 | 0 | 0 | 0 | 0 | 0 | 0 | 0 | 0 | 0 | 0
1992 | 4 | 7 | 0 | 0 | 0 | 0 | 0 | 0 | 0 | 0 | 0 | 0 | 0 | 0 | 0
1992 | 4 | 8 | 0 | 0 | 0 | 0 | 0 | 0 | 0 | 0 | 0 | 0 | 0 | 0 | 0
1992 | 4 | 9 | 0.08 | 0.08 | 0.03 | 0 | 0.08 | 0.03 | 0 | 0 | 0 | 0 | 0 | 0 | 0
1992 | 4 | 10 | 0.01 | 0.01 | 0 | 0 | 0.01 | 0 | 0 | 0 | 0 | 0 | 0 | 0 | 0
1992 | 4 | 11 | 0 | 0 | 0 | 0 | 0 | 0 | 0 | 0 | 0 | 0 | 0 | 0 | 0
1992 | 4 | 12 | 0 | 0 | 0 | 0 | 0 | 0 | 0 | 0 | 0 | 0 | 0 | 0 | 0
1992 | 4 | 13 | 0 | 0 | 0 | 0 | 0 | 0 | 0 | 0 | 0 | 0 | 0 | 0 | 0
1992 | 4 | 14 | 0 | 0 | 0 | 0 | 0 | 0 | 0 | 0 | 0 | 0 | 0 | 0 | 0
1992 | 4 | 15 | 0 | 0 | 0 | 0 | 0 | 0 | 0 | 0 | 0 | 0 | 0 | 0 | 0
1992 | 4 | 16 | 0.08 | 0.08 | 0.03 | 0 | 0.08 | 0.03 | 0 | 0 | 0 | 0 | 0 | 0 | 0
1992 | 4 | 17 | 0.01 | 0.01 | 0 | 0 | 0.01 | 0 | 0 | 0 | 0 | 0 | 0 | 0 | 0
1992 | 4 | 18 | 0.09 | 0.09 | 0.04 | 0 | 0.09 | 0.04 | 0 | 0 | 0 | 0 | 0 | 0 | 0
1992 | 4 | 19 | 0 | 0 | 0 | 0 | 0 | 0 | 0 | 0 | 0 | 0 | 0 | 0 | 0
1992 | 4 | 20 | 0 | 0 | 0 | 0 | 0 | 0 | 0 | 0 | 0 | 0 | 0 | 0 | 0
1992 | 4 | 21 | 1.03 | 1 | 0.95 | 0 | 1 | 0.95 | 0 | 0 | 0 | 0 | 0 | 0 | 0
1992 | 4 | 22 | 0.25 | 0.25 | 0.2 | 0 | 0.25 | 0.2 | 0 | 0 | 0 | 0 | 0 | 0 | 0
1992 | 4 | 23 | 0 | 0 | 0 | 0 | 0 | 0 | 0 | 0 | 0 | 0 | 0 | 0 | 0
1992 | 4 | 24 | 0.32 | 0.32 | 0.27 | 0 | 0.32 | 0.27 | 0 | 0 | 0 | 0 | 0 | 0 | 0
1992 | 4 | 25 | 0 | 0 | 0 | 0 | 0 | 0 | 0 | 0 | 0 | 0 | 0 | 0 | 0
1992 | 4 | 26 | 0.6 | 0.6 | 0.55 | 0 | 0.6 | 0.55 | 0 | 0 | 0 | 0 | 0 | 0 | 0
1992 | 4 | 27 | 0 | 0 | 0 | 0 | 0 | 0 | 0 | 0 | 0 | 0 | 0 | 0 | 0
1992 | 4 | 28 | 0 | 0 | 0 | 0 | 0 | 0 | 0 | 0 | 0 | 0 | 0 | 0 | 0
1992 | 4 | 29 | 0 | 0 | 0 | 0 | 0 | 0 | 0 | 0 | 0 | 0 | 0 | 0 | 0
1992 | 4 | 30 | 0.02 | 0.02 | 0 | 0 | 0.02 | 0 | 0 | 0 | 0 | 0 | 0 | 0 | 0
1992 | 5 | 1 | 0 | 0 | 0 | 0 | 0 | 0 | 0 | 0 | 0 | 0 | 0 | 0 | 0
1992 | 5 | 2 | 0 | 0 | 0 | 0 | 0 | 0 | 0 | 0 | 0 | 0 | 0 | 0 | 0
1992 | 5 | 3 | 0 | 0 | 0 | 0 | 0 | 0 | 0 | 0 | 0 | 0 | 0 | 0 | 0
1992 | 5 | 4 | 0 | 0 | 0 | 0 | 0 | 0 | 0 | 0 | 0 | 0 | 0 | 0 | 0
1992 | 5 | 5 | 0.01 | 0.01 | 0 | 0 | 0.01 | 0 | 0 | 0 | 0 | 0 | 0 | 0 | 0
1992 | 5 | 6 | 0 | 0 | 0 | 0 | 0 | 0 | 0 | 0 | 0 | 0 | 0 | 0 | 0
1992 | 5 | 7 | 0.01 | 0.01 | 0 | 0 | 0.01 | 0 | 0 | 0 | 0 | 0 | 0 | 0 | 0
1992 | 5 | 8 | 0.71 | 0.71 | 0.66 | 0 | 0.71 | 0.66 | 0 | 0 | 0 | 0 | 0 | 0 | 0
1992 | 5 | 9 | 0 | 0 | 0 | 0 | 0 | 0 | 0 | 0 | 0 | 0 | 0 | 0 | 0
1992 | 5 | 10 | 0 | 0 | 0 | 0 | 0 | 0 | 0 | 0 | 0 | 0 | 0 | 0 | 0
1992 | 5 | 11 | 0 | 0 | 0 | 0 | 0 | 0 | 0 | 0 | 0 | 0 | 0 | 0 | 0
1992 | 5 | 12 | 0 | 0 | 0 | 0 | 0 | 0 | 0 | 0 | 0 | 0 | 0 | 0 | 0
1992 | 5 | 13 | 0 | 0 | 0 | 0 | 0 | 0 | 0 | 0 | 0 | 0 | 0 | 0 | 0
1992 | 5 | 14 | 0 | 0 | 0 | 0 | 0 | 0 | 0 | 0 | 0 | 0 | 0 | 0 | 0
1992 | 5 | 15 | 0.38 | 0.38 | 0.33 | 0 | 0.38 | 0.33 | 0 | 0 | 0 | 0 | 0 | 0 | 0
1992 | 5 | 16 | 0 | 0 | 0 | 0 | 0 | 0 | 0 | 0 | 0 | 0 | 0 | 0 | 0
1992 | 5 | 17 | 0 | 0 | 0 | 0 | 0 | 0 | 0 | 0 | 0 | 0 | 0 | 0 | 0
1992 | 5 | 18 | 0.25 | 0.25 | 0.2 | 0 | 0.25 | 0.2 | 0 | 0 | 0 | 0 | 0 | 0 | 0
1992 | 5 | 19 | 0 | 0 | 0 | 0 | 0 | 0 | 0 | 0 | 0 | 0 | 0 | 0 | 0
1992 | 5 | 20 | 0 | 0 | 0 | 0 | 0 | 0 | 0 | 0 | 0 | 0 | 0 | 0 | 0
1992 | 5 | 21 | 0 | 0 | 0 | 0 | 0 | 0 | 0 | 0 | 0 | 0 | 0 | 0 | 0
1992 | 5 | 22 | 0 | 0 | 0 | 0 | 0 | 0 | 0 | 0 | 0 | 0 | 0 | 0 | 0
1992 | 5 | 23 | 0 | 0 | 0 | 0 | 0 | 0 | 0 | 0 | 0 | 0 | 0 | 0 | 0
1992 | 5 | 24 | 0.25 | 0.25 | 0.2 | 0 | 0.25 | 0.2 | 0 | 0 | 0 | 0 | 0 | 0 | 0
1992 | 5 | 25 | 0 | 0 | 0 | 0 | 0 | 0 | 0 | 0 | 0 | 0 | 0 | 0 | 0
1992 | 5 | 26 | 0.23 | 0.23 | 0.18 | 0 | 0.23 | 0.18 | 0 | 0 | 0 | 0 | 0 | 0 | 0
1992 | 5 | 27 | 0 | 0 | 0 | 0 | 0 | 0 | 0 | 0 | 0 | 0 | 0 | 0 | 0
1992 | 5 | 28 | 0 | 0 | 0 | 0 | 0 | 0 | 0 | 0 | 0 | 0 | 0 | 0 | 0
1992 | 5 | 29 | 0 | 0 | 0 | 0 | 0 | 0 | 0 | 0 | 0 | 0 | 0 | 0 | 0
1992 | 5 | 30 | 0.93 | 0.93 | 0.88 | 0 | 0.93 | 0.88 | 0 | 0 | 0 | 0 | 0 | 0 | 0
1992 | 5 | 31 | 0.64 | 0.64 | 0.59 | 0 | 0.64 | 0.59 | 0 | 0 | 0 | 0 | 0 | 0 | 0
1992 | 6 | 1 | 0 | 0 | 0 | 0 | 0 | 0 | 0 | 0 | 0 | 0 | 0 | 0 | 0
1992 | 6 | 2 | 0 | 0 | 0 | 0 | 0 | 0 | 0 | 0 | 0 | 0 | 0 | 0 | 0
1992 | 6 | 3 | 0 | 0 | 0 | 0 | 0 | 0 | 0 | 0 | 0 | 0 | 0 | 0 | 0
1992 | 6 | 4 | 0.08 | 0.08 | 0.03 | 0 | 0.08 | 0.03 | 0 | 0 | 0 | 0 | 0 | 0 | 0
1992 | 6 | 5 | 0.55 | 0.55 | 0.5 | 0 | 0.55 | 0.5 | 0 | 0 | 0 | 0 | 0 | 0 | 0
1992 | 6 | 6 | 0 | 0 | 0 | 0 | 0 | 0 | 0 | 0 | 0 | 0 | 0 | 0 | 0
1992 | 6 | 7 | 0 | 0 | 0 | 0 | 0 | 0 | 0 | 0 | 0 | 0 | 0 | 0 | 0
1992 | 6 | 8 | 0.04 | 0.04 | 0 | 0 | 0.04 | 0 | 0 | 0 | 0 | 0 | 0 | 0 | 0
1992 | 6 | 9 | 0.01 | 0.01 | 0 | 0 | 0.01 | 0 | 0 | 0 | 0 | 0 | 0 | 0 | 0
1992 | 6 | 10 | 0 | 0 | 0 | 0 | 0 | 0 | 0 | 0 | 0 | 0 | 0 | 0 | 0
1992 | 6 | 11 | 0 | 0 | 0 | 0 | 0 | 0 | 0 | 0 | 0 | 0 | 0 | 0 | 0
1992 | 6 | 12 | 0 | 0 | 0 | 0 | 0 | 0 | 0 | 0 | 0 | 0 | 0 | 0 | 0
1992 | 6 | 13 | 0 | 0 | 0 | 0 | 0 | 0 | 0 | 0 | 0 | 0 | 0 | 0 | 0
1992 | 6 | 14 | 0 | 0 | 0 | 0 | 0 | 0 | 0 | 0 | 0 | 0 | 0 | 0 | 0
1992 | 6 | 15 | 0 | 0 | 0 | 0 | 0 | 0 | 0 | 0 | 0 | 0 | 0 | 0 | 0
1992 | 6 | 16 | 0 | 0 | 0 | 0 | 0 | 0 | 0 | 0 | 0 | 0 | 0 | 0 | 0
1992 | 6 | 17 | 0 | 0 | 0 | 0 | 0 | 0 | 0 | 0 | 0 | 0 | 0 | 0 | 0
1992 | 6 | 18 | 0 | 0 | 0 | 0 | 0 | 0 | 0 | 0 | 0 | 0 | 0 | 0 | 0
1992 | 6 | 19 | 0.58 | 0.58 | 0.53 | 0 | 0.58 | 0.53 | 0 | 0 | 0 | 0 | 0 | 0 | 0
1992 | 6 | 20 | 0 | 0 | 0 | 0 | 0 | 0 | 0 | 0 | 0 | 0 | 0 | 0 | 0
1992 | 6 | 21 | 0 | 0 | 0 | 0 | 0 | 0 | 0 | 0 | 0 | 0 | 0 | 0 | 0
1992 | 6 | 22 | 0 | 0 | 0 | 0 | 0 | 0 | 0 | 0 | 0 | 0 | 0 | 0 | 0
1992 | 6 | 23 | 0 | 0 | 0 | 0 | 0 | 0 | 0 | 0 | 0 | 0 | 0 | 0 | 0
1992 | 6 | 24 | 0.06 | 0.06 | 0.01 | 0 | 0.06 | 0.01 | 0 | 0 | 0 | 0 | 0 | 0 | 0
1992 | 6 | 25 | 0.67 | 0.67 | 0.62 | 0 | 0.67 | 0.62 | 0 | 0 | 0 | 0 | 0 | 0 | 0
1992 | 6 | 26 | 0 | 0 | 0 | 0 | 0 | 0 | 0 | 0 | 0 | 0 | 0 | 0 | 0
1992 | 6 | 27 | 0 | 0 | 0 | 0 | 0 | 0 | 0 | 0 | 0 | 0 | 0 | 0 | 0
1992 | 6 | 28 | 0 | 0 | 0 | 0 | 0 | 0 | 0 | 0 | 0 | 0 | 0 | 0 | 0
1992 | 6 | 29 | 0 | 0 | 0 | 0 | 0 | 0 | 0 | 0 | 0 | 0 | 0 | 0 | 0
1992 | 6 | 30 | 0.36 | 0.36 | 0.31 | 0 | 0.36 | 0.31 | 0 | 0 | 0 | 0 | 0 | 0 | 0
1992 | 7 | 1 | 1.02 | 1 | 0.95 | 0 | 1 | 0.95 | 0 | 0 | 0 | 0 | 0 | 0 | 0
1992 | 7 | 2 | 0 | 0 | 0 | 0 | 0 | 0 | 0 | 0 | 0 | 0 | 0 | 0 | 0
1992 | 7 | 3 | 0.16 | 0.16 | 0.11 | 0 | 0.16 | 0.11 | 0 | 0 | 0 | 0 | 0 | 0 | 0
1992 | 7 | 4 | 0 | 0 | 0 | 0 | 0 | 0 | 0 | 0 | 0 | 0 | 0 | 0 | 0
1992 | 7 | 5 | 0 | 0 | 0 | 0 | 0 | 0 | 0 | 0 | 0 | 0 | 0 | 0 | 0
1992 | 7 | 6 | 0.03 | 0.03 | 0 | 0 | 0.03 | 0 | 0 | 0 | 0 | 0 | 0 | 0 | 0
1992 | 7 | 7 | 0 | 0 | 0 | 0 | 0 | 0 | 0 | 0 | 0 | 0 | 0 | 0 | 0
1992 | 7 | 8 | 0 | 0 | 0 | 0 | 0 | 0 | 0 | 0 | 0 | 0 | 0 | 0 | 0
1992 | 7 | 9 | 0.01 | 0.01 | 0 | 0 | 0.01 | 0 | 0 | 0 | 0 | 0 | 0 | 0 | 0
1992 | 7 | 10 | 0 | 0 | 0 | 0 | 0 | 0 | 0 | 0 | 0 | 0 | 0 | 0 | 0
1992 | 7 | 11 | 0 | 0 | 0 | 0 | 0 | 0 | 0 | 0 | 0 | 0 | 0 | 0 | 0
1992 | 7 | 12 | 0.03 | 0.03 | 0 | 0 | 0.03 | 0 | 0 | 0 | 0 | 0 | 0 | 0 | 0
1992 | 7 | 13 | 0 | 0 | 0 | 0 | 0 | 0 | 0 | 0 | 0 | 0 | 0 | 0 | 0
1992 | 7 | 14 | 0.13 | 0.13 | 0.08 | 0 | 0.13 | 0.08 | 0 | 0 | 0 | 0 | 0 | 0 | 0
1992 | 7 | 15 | 0 | 0 | 0 | 0 | 0 | 0 | 0 | 0 | 0 | 0 | 0 | 0 | 0
1992 | 7 | 16 | 0 | 0 | 0 | 0 | 0 | 0 | 0 | 0 | 0 | 0 | 0 | 0 | 0
1992 | 7 | 17 | 0 | 0 | 0 | 0 | 0 | 0 | 0 | 0 | 0 | 0 | 0 | 0 | 0
1992 | 7 | 18 | 0 | 0 | 0 | 0 | 0 | 0 | 0 | 0 | 0 | 0 | 0 | 0 | 0
1992 | 7 | 19 | 0 | 0 | 0 | 0 | 0 | 0 | 0 | 0 | 0 | 0 | 0 | 0 | 0
1992 | 7 | 20 | 0 | 0 | 0 | 0 | 0 | 0 | 0 | 0 | 0 | 0 | 0 | 0 | 0
1992 | 7 | 21 | 0.62 | 0.62 | 0.57 | 0 | 0.62 | 0.57 | 0 | 0 | 0 | 0 | 0 | 0 | 0
1992 | 7 | 22 | 0 | 0 | 0 | 0 | 0 | 0 | 0 | 0 | 0 | 0 | 0 | 0 | 0
1992 | 7 | 23 | 0.72 | 0.72 | 0.67 | 0 | 0.72 | 0.67 | 0 | 0 | 0 | 0 | 0 | 0 | 0
1992 | 7 | 24 | 1.14 | 1 | 0.95 | 0 | 1 | 0.95 | 0 | 0 | 0 | 0 | 0 | 0 | 0
1992 | 7 | 25 | 0.46 | 0.46 | 0.41 | 0 | 0.46 | 0.41 | 0 | 0 | 0 | 0 | 0 | 0 | 0
1992 | 7 | 26 | 0 | 0 | 0 | 0 | 0 | 0 | 0 | 0 | 0 | 0 | 0 | 0 | 0
1992 | 7 | 27 | 0.29 | 0.29 | 0.24 | 0 | 0.29 | 0.24 | 0 | 0 | 0 | 0 | 0 | 0 | 0
1992 | 7 | 28 | 0 | 0 | 0 | 0 | 0 | 0 | 0 | 0 | 0 | 0 | 0 | 0 | 0
1992 | 7 | 29 | 0 | 0 | 0 | 0 | 0 | 0 | 0 | 0 | 0 | 0 | 0 | 0 | 0
1992 | 7 | 30 | 0 | 0 | 0 | 0 | 0 | 0 | 0 | 0 | 0 | 0 | 0 | 0 | 0
1992 | 7 | 31 | 0.73 | 0.73 | 0.68 | 0 | 0.73 | 0.68 | 0 | 0 | 0 | 0 | 0 | 0 | 0
1992 | 8 | 1 | 0 | 0 | 0 | 0 | 0 | 0 | 0 | 0 | 0 | 0 | 0 | 0 | 0
1992 | 8 | 2 | 0 | 0 | 0 | 0 | 0 | 0 | 0 | 0 | 0 | 0 | 0 | 0 | 0
1992 | 8 | 3 | 0 | 0 | 0 | 0 | 0 | 0 | 0 | 0 | 0 | 0 | 0 | 0 | 0
1992 | 8 | 4 | 0.5 | 0.5 | 0.45 | 0 | 0.5 | 0.45 | 0 | 0 | 0 | 0 | 0 | 0 | 0
1992 | 8 | 5 | 0 | 0 | 0 | 0 | 0 | 0 | 0 | 0 | 0 | 0 | 0 | 0 | 0
1992 | 8 | 6 | 0 | 0 | 0 | 0 | 0 | 0 | 0 | 0 | 0 | 0 | 0 | 0 | 0
1992 | 8 | 7 | 0 | 0 | 0 | 0 | 0 | 0 | 0 | 0 | 0 | 0 | 0 | 0 | 0
1992 | 8 | 8 | 0 | 0 | 0 | 0 | 0 | 0 | 0 | 0 | 0 | 0 | 0 | 0 | 0
1992 | 8 | 9 | 0.01 | 0.01 | 0 | 0 | 0.01 | 0 | 0 | 0 | 0 | 0 | 0 | 0 | 0
1992 | 8 | 10 | 0 | 0 | 0 | 0 | 0 | 0 | 0 | 0 | 0 | 0 | 0 | 0 | 0
1992 | 8 | 11 | 0.55 | 0.55 | 0.5 | 0 | 0.55 | 0.5 | 0 | 0 | 0 | 0 | 0 | 0 | 0
1992 | 8 | 12 | 0 | 0 | 0 | 0 | 0 | 0 | 0 | 0 | 0 | 0 | 0 | 0 | 0
1992 | 8 | 13 | 0.5 | 0.5 | 0.45 | 0 | 0.5 | 0.45 | 0 | 0 | 0 | 0 | 0 | 0 | 0
1992 | 8 | 14 | 0.02 | 0.02 | 0 | 0 | 0.02 | 0 | 0 | 0 | 0 | 0 | 0 | 0 | 0
1992 | 8 | 15 | 0.43 | 0.43 | 0.38 | 0 | 0.43 | 0.38 | 0 | 0 | 0 | 0 | 0 | 0 | 0
1992 | 8 | 16 | 0.22 | 0.22 | 0.17 | 0 | 0.22 | 0.17 | 0 | 0 | 0 | 0 | 0 | 0 | 0
1992 | 8 | 17 | 0.05 | 0.05 | 0 | 0 | 0.05 | 0 | 0 | 0 | 0 | 0 | 0 | 0 | 0
1992 | 8 | 18 | 0 | 0 | 0 | 0 | 0 | 0 | 0 | 0 | 0 | 0 | 0 | 0 | 0
1992 | 8 | 19 | 0 | 0 | 0 | 0 | 0 | 0 | 0 | 0 | 0 | 0 | 0 | 0 | 0
1992 | 8 | 20 | 0 | 0 | 0 | 0 | 0 | 0 | 0 | 0 | 0 | 0 | 0 | 0 | 0
1992 | 8 | 21 | 0 | 0 | 0 | 0 | 0 | 0 | 0 | 0 | 0 | 0 | 0 | 0 | 0
1992 | 8 | 22 | 0 | 0 | 0 | 0 | 0 | 0 | 0 | 0 | 0 | 0 | 0 | 0 | 0
1992 | 8 | 23 | 0 | 0 | 0 | 0 | 0 | 0 | 0 | 0 | 0 | 0 | 0 | 0 | 0
1992 | 8 | 24 | 0 | 0 | 0 | 0 | 0 | 0 | 0 | 0 | 0 | 0 | 0 | 0 | 0
1992 | 8 | 25 | 0 | 0 | 0 | 0 | 0 | 0 | 0 | 0 | 0 | 0 | 0 | 0 | 0
1992 | 8 | 26 | 0 | 0 | 0 | 0 | 0 | 0 | 0 | 0 | 0 | 0 | 0 | 0 | 0
1992 | 8 | 27 | 0 | 0 | 0 | 0 | 0 | 0 | 0 | 0 | 0 | 0 | 0 | 0 | 0
1992 | 8 | 28 | 0.2 | 0.2 | 0.15 | 0 | 0.2 | 0.15 | 0 | 0 | 0 | 0 | 0 | 0 | 0
1992 | 8 | 29 | 0 | 0 | 0 | 0 | 0 | 0 | 0 | 0 | 0 | 0 | 0 | 0 | 0
1992 | 8 | 30 | 0 | 0 | 0 | 0 | 0 | 0 | 0 | 0 | 0 | 0 | 0 | 0 | 0
1992 | 8 | 31 | 0 | 0 | 0 | 0 | 0 | 0 | 0 | 0 | 0 | 0 | 0 | 0 | 0
1992 | 9 | 1 | 0 | 0 | 0 | 0 | 0 | 0 | 0 | 0 | 0 | 0 | 0 | 0 | 0
1992 | 9 | 2 | 0.31 | 0.31 | 0.26 | 0 | 0.31 | 0.26 | 0 | 0 | 0 | 0 | 0 | 0 | 0
1992 | 9 | 3 | 0.05 | 0.05 | 0 | 0 | 0.05 | 0 | 0 | 0 | 0 | 0 | 0 | 0 | 0
1992 | 9 | 4 | 0 | 0 | 0 | 0 | 0 | 0 | 0 | 0 | 0 | 0 | 0 | 0 | 0
1992 | 9 | 5 | 0.12 | 0.12 | 0.07 | 0 | 0.12 | 0.07 | 0 | 0 | 0 | 0 | 0 | 0 | 0
1992 | 9 | 6 | 0.56 | 0.56 | 0.51 | 0 | 0.56 | 0.51 | 0 | 0 | 0 | 0 | 0 | 0 | 0
1992 | 9 | 7 | 0.15 | 0.15 | 0.1 | 0 | 0.15 | 0.1 | 0 | 0 | 0 | 0 | 0 | 0 | 0
1992 | 9 | 8 | 0.04 | 0.04 | 0 | 0 | 0.04 | 0 | 0 | 0 | 0 | 0 | 0 | 0 | 0
1992 | 9 | 9 | 0 | 0 | 0 | 0 | 0 | 0 | 0 | 0 | 0 | 0 | 0 | 0 | 0
1992 | 9 | 10 | 0.44 | 0.44 | 0.39 | 0 | 0.44 | 0.39 | 0 | 0 | 0 | 0 | 0 | 0 | 0
1992 | 9 | 11 | 0 | 0 | 0 | 0 | 0 | 0 | 0 | 0 | 0 | 0 | 0 | 0 | 0
1992 | 9 | 12 | 0 | 0 | 0 | 0 | 0 | 0 | 0 | 0 | 0 | 0 | 0 | 0 | 0
1992 | 9 | 13 | 0 | 0 | 0 | 0 | 0 | 0 | 0 | 0 | 0 | 0 | 0 | 0 | 0
1992 | 9 | 14 | 0 | 0 | 0 | 0 | 0 | 0 | 0 | 0 | 0 | 0 | 0 | 0 | 0
1992 | 9 | 15 | 0 | 0 | 0 | 0 | 0 | 0 | 0 | 0 | 0 | 0 | 0 | 0 | 0
1992 | 9 | 16 | 0 | 0 | 0 | 0 | 0 | 0 | 0 | 0 | 0 | 0 | 0 | 0 | 0
1992 | 9 | 17 | 0 | 0 | 0 | 0 | 0 | 0 | 0 | 0 | 0 | 0 | 0 | 0 | 0
1992 | 9 | 18 | 0 | 0 | 0 | 0 | 0 | 0 | 0 | 0 | 0 | 0 | 0 | 0 | 0
1992 | 9 | 19 | 0.02 | 0.02 | 0 | 0 | 0.02 | 0 | 0 | 0 | 0 | 0 | 0 | 0 | 0
1992 | 9 | 20 | 0 | 0 | 0 | 0 | 0 | 0 | 0 | 0 | 0 | 0 | 0 | 0 | 0
1992 | 9 | 21 | 0 | 0 | 0 | 0 | 0 | 0 | 0 | 0 | 0 | 0 | 0 | 0 | 0
1992 | 9 | 22 | 0.44 | 0.44 | 0.39 | 0 | 0.44 | 0.39 | 0 | 0 | 0 | 0 | 0 | 0 | 0
1992 | 9 | 23 | 0 | 0 | 0 | 0 | 0 | 0 | 0 | 0 | 0 | 0 | 0 | 0 | 0
1992 | 9 | 24 | 0 | 0 | 0 | 0 | 0 | 0 | 0 | 0 | 0 | 0 | 0 | 0 | 0
1992 | 9 | 25 | 1.14 | 1 | 0.95 | 0 | 1 | 0.95 | 0 | 0 | 0 | 0 | 0 | 0 | 0
1992 | 9 | 26 | 0 | 0 | 0 | 0 | 0 | 0 | 0 | 0 | 0 | 0 | 0 | 0 | 0
1992 | 9 | 27 | 0.07 | 0.07 | 0.02 | 0 | 0.07 | 0.02 | 0 | 0 | 0 | 0 | 0 | 0 | 0
1992 | 9 | 28 | 0.15 | 0.15 | 0.1 | 0 | 0.15 | 0.1 | 0 | 0 | 0 | 0 | 0 | 0 | 0
1992 | 9 | 29 | 0 | 0 | 0 | 0 | 0 | 0 | 0 | 0 | 0 | 0 | 0 | 0 | 0
1992 | 9 | 30 | 0 | 0 | 0 | 0 | 0 | 0 | 0 | 0 | 0 | 0 | 0 | 0 | 0
1992 | 10 | 1 | 0 | 0 | 0 | 0 | 0 | 0 | 0 | 0 | 0 | 0 | 0 | 0 | 0
1992 | 10 | 2 | 0 | 0 | 0 | 0 | 0 | 0 | 0 | 0 | 0 | 0 | 0 | 0 | 0
1992 | 10 | 3 | 0 | 0 | 0 | 0 | 0 | 0 | 0 | 0 | 0 | 0 | 0 | 0 | 0
1992 | 10 | 4 | 0 | 0 | 0 | 0 | 0 | 0 | 0 | 0 | 0 | 0 | 0 | 0 | 0
1992 | 10 | 5 | 0 | 0 | 0 | 0 | 0 | 0 | 0 | 0 | 0 | 0 | 0 | 0 | 0
1992 | 10 | 6 | 0 | 0 | 0 | 0 | 0 | 0 | 0 | 0 | 0 | 0 | 0 | 0 | 0
1992 | 10 | 7 | 0 | 0 | 0 | 0 | 0 | 0 | 0 | 0 | 0 | 0 | 0 | 0 | 0
1992 | 10 | 8 | 0 | 0 | 0 | 0 | 0 | 0 | 0 | 0 | 0 | 0 | 0 | 0 | 0
1992 | 10 | 9 | 0.98 | 0.98 | 0.93 | 0 | 0.98 | 0.93 | 0 | 0 | 0 | 0 | 0 | 0 | 0
1992 | 10 | 10 | 0.01 | 0.01 | 0 | 0 | 0.01 | 0 | 0 | 0 | 0 | 0 | 0 | 0 | 0
1992 | 10 | 11 | 0.25 | 0.25 | 0.2 | 0 | 0.25 | 0.2 | 0 | 0 | 0 | 0 | 0 | 0 | 0
1992 | 10 | 12 | 0 | 0 | 0 | 0 | 0 | 0 | 0 | 0 | 0 | 0 | 0 | 0 | 0
1992 | 10 | 13 | 0 | 0 | 0 | 0 | 0 | 0 | 0 | 0 | 0 | 0 | 0 | 0 | 0
1992 | 10 | 14 | 0 | 0 | 0 | 0 | 0 | 0 | 0 | 0 | 0 | 0 | 0 | 0 | 0
1992 | 10 | 15 | 0 | 0 | 0 | 0 | 0 | 0 | 0 | 0 | 0 | 0 | 0 | 0 | 0
1992 | 10 | 16 | 0 | 0 | 0 | 0 | 0 | 0 | 0 | 0 | 0 | 0 | 0 | 0 | 0
1992 | 10 | 17 | 0 | 0 | 0 | 0 | 0 | 0 | 0 | 0 | 0 | 0 | 0 | 0 | 0
1992 | 10 | 18 | 0 | 0 | 0 | 0 | 0 | 0 | 0 | 0 | 0 | 0 | 0 | 0 | 0
1992 | 10 | 19 | 0 | 0 | 0 | 0 | 0 | 0 | 0 | 0 | 0 | 0 | 0 | 0 | 0
1992 | 10 | 20 | 0 | 0 | 0 | 0 | 0 | 0 | 0 | 0 | 0 | 0 | 0 | 0 | 0
1992 | 10 | 21 | 0 | 0 | 0 | 0 | 0 | 0 | 0 | 0 | 0 | 0 | 0 | 0 | 0
1992 | 10 | 22 | 0 | 0 | 0 | 0 | 0 | 0 | 0 | 0 | 0 | 0 | 0 | 0 | 0
1992 | 10 | 23 | 0 | 0 | 0 | 0 | 0 | 0 | 0 | 0 | 0 | 0 | 0 | 0 | 0
1992 | 10 | 24 | 0.32 | 0.32 | 0.27 | 0 | 0.32 | 0.27 | 0 | 0 | 0 | 0 | 0 | 0 | 0
1992 | 10 | 25 | 0 | 0 | 0 | 0 | 0 | 0 | 0 | 0 | 0 | 0 | 0 | 0 | 0
1992 | 10 | 26 | 0 | 0 | 0 | 0 | 0 | 0 | 0 | 0 | 0 | 0 | 0 | 0 | 0
1992 | 10 | 27 | 0 | 0 | 0 | 0 | 0 | 0 | 0 | 0 | 0 | 0 | 0 | 0 | 0
1992 | 10 | 28 | 0 | 0 | 0 | 0 | 0 | 0 | 0 | 0 | 0 | 0 | 0 | 0 | 0
1992 | 10 | 29 | 0 | 0 | 0 | 0 | 0 | 0 | 0 | 0 | 0 | 0 | 0 | 0 | 0
1992 | 10 | 30 | 0.33 | 0.33 | 0.28 | 0 | 0.33 | 0.28 | 0 | 0 | 0 | 0 | 0 | 0 | 0
1992 | 10 | 31 | 0.14 | 0.14 | 0.09 | 0 | 0.14 | 0.09 | 0 | 0 | 0 | 0 | 0 | 0 | 0
1992 | 11 | 1 | 0.1 | 0.1 | 0.05 | 0 | 0.1 | 0.05 | 0 | 0 | 0 | 0 | 0 | 0 | 0
1992 | 11 | 2 | 0.5 | 0.5 | 0.45 | 0 | 0.5 | 0.45 | 0 | 0 | 0 | 0 | 0 | 0 | 0
1992 | 11 | 3 | 0.44 | 0.44 | 0.39 | 0 | 0.44 | 0.39 | 0 | 0 | 0 | 0 | 0 | 0 | 0
1992 | 11 | 4 | 0.01 | 0.01 | 0 | 0 | 0.01 | 0 | 0 | 0 | 0 | 0 | 0 | 0 | 0
1992 | 11 | 5 | 0.26 | 0.26 | 0.21 | 0 | 0.26 | 0.21 | 0 | 0 | 0 | 0 | 0 | 0 | 0
1992 | 11 | 6 | 0 | 0 | 0 | 0 | 0 | 0 | 0 | 0 | 0 | 0 | 0 | 0 | 0
1992 | 11 | 7 | 0.02 | 0.02 | 0 | 0 | 0.02 | 0 | 0 | 0 | 0 | 0 | 0 | 0 | 0
1992 | 11 | 8 | 0 | 0 | 0 | 0 | 0 | 0 | 0 | 0 | 0 | 0 | 0 | 0 | 0
1992 | 11 | 9 | 0 | 0 | 0 | 0 | 0 | 0 | 0 | 0 | 0 | 0 | 0 | 0 | 0
1992 | 11 | 10 | 0 | 0 | 0 | 0 | 0 | 0 | 0 | 0 | 0 | 0 | 0 | 0 | 0
1992 | 11 | 11 | 0.06 | 0.06 | 0.01 | 0 | 0.06 | 0.01 | 0 | 0 | 0 | 0 | 0 | 0 | 0
1992 | 11 | 12 | 0.54 | 0.54 | 0.49 | 0 | 0.54 | 0.49 | 0 | 0 | 0 | 0 | 0 | 0 | 0
1992 | 11 | 13 | 0.04 | 0.04 | 0 | 0 | 0.04 | 0 | 0 | 0 | 0 | 0 | 0 | 0 | 0
1992 | 11 | 14 | 0 | 0 | 0 | 0 | 0 | 0 | 0 | 0 | 0 | 0 | 0 | 0 | 0
1992 | 11 | 15 | 0 | 0 | 0 | 0 | 0 | 0 | 0 | 0 | 0 | 0 | 0 | 0 | 0
1992 | 11 | 16 | 0 | 0 | 0 | 0 | 0 | 0 | 0 | 0 | 0 | 0 | 0 | 0 | 0
1992 | 11 | 17 | 0 | 0 | 0 | 0 | 0 | 0 | 0 | 0 | 0 | 0 | 0 | 0 | 0
1992 | 11 | 18 | 0.02 | 0.02 | 0 | 0 | 0.02 | 0 | 0 | 0 | 0 | 0 | 0 | 0 | 0
1992 | 11 | 19 | 0.01 | 0.01 | 0 | 0 | 0.01 | 0 | 0 | 0 | 0 | 0 | 0 | 0 | 0
1992 | 11 | 20 | 0 | 0 | 0 | 0 | 0 | 0 | 0 | 0 | 0 | 0 | 0 | 0 | 0
1992 | 11 | 21 | 0 | 0 | 0 | 0 | 0 | 0 | 0 | 0 | 0 | 0 | 0 | 0 | 0
1992 | 11 | 22 | 0.07 | 0.07 | 0.02 | 0 | 0.07 | 0.02 | 0 | 0 | 0 | 0 | 0 | 0 | 0
1992 | 11 | 23 | 0.99 | 0.99 | 0.94 | 0 | 0.99 | 0.94 | 0 | 0 | 0 | 0 | 0 | 0 | 0
1992 | 11 | 24 | 0.04 | 0.04 | 0 | 0 | 0.04 | 0 | 0 | 0 | 0 | 0 | 0 | 0 | 0
1992 | 11 | 25 | 0.06 | 0.06 | 0.01 | 0 | 0.06 | 0.01 | 0 | 0 | 0 | 0 | 0 | 0 | 0
1992 | 11 | 26 | 0.22 | 0.22 | 0.17 | 0 | 0.22 | 0.17 | 0 | 0 | 0 | 0 | 0 | 0 | 0
1992 | 11 | 27 | 0 | 0 | 0 | 0 | 0 | 0 | 0 | 0 | 0 | 0 | 0 | 0 | 0
1992 | 11 | 28 | 0 | 0 | 0 | 0 | 0 | 0 | 0 | 0 | 0 | 0 | 0 | 0 | 0
1992 | 11 | 29 | 0 | 0 | 0 | 0 | 0 | 0 | 0 | 0 | 0 | 0 | 0 | 0 | 0
1992 | 11 | 30 | 0 | 0 | 0 | 0 | 0 | 0 | 0 | 0 | 0 | 0 | 0 | 0 | 0
1992 | 12 | 1 | 0.03 | 0.03 | 0 | 0 | 0.03 | 0 | 0 | 0 | 0 | 0 | 0 | 0 | 0
1992 | 12 | 2 | 0 | 0 | 0 | 0 | 0 | 0 | 0 | 0 | 0 | 0 | 0 | 0 | 0
1992 | 12 | 3 | 0 | 0 | 0 | 0 | 0 | 0 | 0 | 0 | 0 | 0 | 0 | 0 | 0
1992 | 12 | 4 | 0.05 | 0.05 | 0 | 0 | 0.05 | 0 | 0 | 0 | 0 | 0 | 0 | 0 | 0
1992 | 12 | 5 | 0.01 | 0.01 | 0 | 0 | 0.01 | 0 | 0 | 0 | 0 | 0 | 0 | 0 | 0
1992 | 12 | 6 | 0 | 0 | 0 | 0 | 0 | 0 | 0 | 0 | 0 | 0 | 0 | 0 | 0
1992 | 12 | 7 | 0 | 0 | 0 | 0 | 0 | 0 | 0 | 0 | 0 | 0 | 0 | 0 | 0
1992 | 12 | 8 | 0 | 0 | 0 | 0 | 0 | 0 | 0 | 0 | 0 | 0 | 0 | 0 | 0
1992 | 12 | 9 | 0 | 0 | 0 | 0 | 0 | 0 | 0 | 0 | 0 | 0 | 0 | 0 | 0
1992 | 12 | 10 | 0.96 | 0.96 | 0.91 | 0 | 0.96 | 0.91 | 0 | 0 | 0 | 0 | 0 | 0 | 0
1992 | 12 | 11 | 0.54 | 0.54 | 0.49 | 0 | 0.54 | 0.49 | 0 | 0 | 0 | 0 | 0 | 0 | 0
1992 | 12 | 12 | 0.01 | 0.01 | 0 | 0 | 0.01 | 0 | 0 | 0 | 0 | 0 | 0 | 0 | 0
1992 | 12 | 13 | 0 | 0 | 0 | 0 | 0 | 0 | 0 | 0 | 0 | 0 | 0 | 0 | 0
1992 | 12 | 14 | 0 | 0 | 0 | 0 | 0 | 0 | 0 | 0 | 0 | 0 | 0 | 0 | 0
1992 | 12 | 15 | 0 | 0 | 0 | 0 | 0 | 0 | 0 | 0 | 0 | 0 | 0 | 0 | 0
1992 | 12 | 16 | 0.02 | 0.02 | 0 | 0 | 0.02 | 0 | 0 | 0 | 0 | 0 | 0 | 0 | 0
1992 | 12 | 17 | 0.28 | 0.28 | 0.23 | 0 | 0.28 | 0.23 | 0 | 0 | 0 | 0 | 0 | 0 | 0
1992 | 12 | 18 | 0 | 0 | 0 | 0 | 0 | 0 | 0 | 0 | 0 | 0 | 0 | 0 | 0
1992 | 12 | 19 | 0 | 0 | 0 | 0 | 0 | 0 | 0 | 0 | 0 | 0 | 0 | 0 | 0
1992 | 12 | 20 | 0.2 | 0.2 | 0.15 | 0 | 0.2 | 0.15 | 0 | 0 | 0 | 0 | 0 | 0 | 0
1992 | 12 | 21 | 0 | 0 | 0 | 0 | 0 | 0 | 0 | 0 | 0 | 0 | 0 | 0 | 0
1992 | 12 | 22 | 0 | 0 | 0 | 0 | 0 | 0 | 0 | 0 | 0 | 0 | 0 | 0 | 0
1992 | 12 | 23 | 0.22 | 0.22 | 0.17 | 0 | 0.22 | 0.17 | 0 | 0 | 0 | 0 | 0 | 0 | 0
1992 | 12 | 24 | 0 | 0 | 0 | 0 | 0 | 0 | 0 | 0 | 0 | 0 | 0 | 0 | 0
1992 | 12 | 25 | 0 | 0 | 0 | 0 | 0 | 0 | 0 | 0 | 0 | 0 | 0 | 0 | 0
1992 | 12 | 26 | 0 | 0 | 0 | 0 | 0 | 0 | 0 | 0 | 0 | 0 | 0 | 0 | 0
1992 | 12 | 27 | 0 | 0 | 0 | 0 | 0 | 0 | 0 | 0 | 0 | 0 | 0 | 0 | 0
1992 | 12 | 28 | 0.53 | 0.53 | 0.48 | 0 | 0.53 | 0.48 | 0 | 0 | 0 | 0 | 0 | 0 | 0
1992 | 12 | 29 | 0.01 | 0.01 | 0 | 0 | 0.01 | 0 | 0 | 0 | 0 | 0 | 0 | 0 | 0
1992 | 12 | 30 | 0 | 0 | 0 | 0 | 0 | 0 | 0 | 0 | 0 | 0 | 0 | 0 | 0
1992 | 12 | 31 | 0 | 0 | 0 | 0 | 0 | 0 | 0 | 0 | 0 | 0 | 0 | 0 | 0
1993 | 1 | 1 | 0 | 0 | 0 | 0 | 0 | 0 | 0 | 0 | 0 | 0 | 0 | 0 | 0
1993 | 1 | 2 | 0 | 0 | 0 | 0 | 0 | 0 | 0 | 0 | 0 | 0 | 0 | 0 | 0
1993 | 1 | 3 | 0 | 0 | 0 | 0 | 0 | 0 | 0 | 0 | 0 | 0 | 0 | 0 | 0
1993 | 1 | 4 | 0 | 0 | 0 | 0 | 0 | 0 | 0 | 0 | 0 | 0 | 0 | 0 | 0
1993 | 1 | 5 | 1.01 | 1 | 0.95 | 0 | 1 | 0.95 | 0 | 0 | 0 | 0 | 0 | 0 | 0
1993 | 1 | 6 | 0 | 0 | 0 | 0 | 0 | 0 | 0 | 0 | 0 | 0 | 0 | 0 | 0
1993 | 1 | 7 | 0 | 0 | 0 | 0 | 0 | 0 | 0 | 0 | 0 | 0 | 0 | 0 | 0
1993 | 1 | 8 | 0.73 | 0.73 | 0.68 | 0 | 0.73 | 0.68 | 0 | 0 | 0 | 0 | 0 | 0 | 0
1993 | 1 | 9 | 0.32 | 0.32 | 0.27 | 0 | 0.32 | 0.27 | 0 | 0 | 0 | 0 | 0 | 0 | 0
1993 | 1 | 10 | 0.01 | 0.01 | 0 | 0 | 0.01 | 0 | 0 | 0 | 0 | 0 | 0 | 0 | 0
1993 | 1 | 11 | 0.11 | 0.11 | 0.06 | 0 | 0.11 | 0.06 | 0 | 0 | 0 | 0 | 0 | 0 | 0
1993 | 1 | 12 | 0.07 | 0.07 | 0.02 | 0 | 0.07 | 0.02 | 0 | 0 | 0 | 0 | 0 | 0 | 0
1993 | 1 | 13 | 0.13 | 0.13 | 0.08 | 0 | 0.13 | 0.08 | 0 | 0 | 0 | 0 | 0 | 0 | 0
1993 | 1 | 14 | 0 | 0 | 0 | 0 | 0 | 0 | 0 | 0 | 0 | 0 | 0 | 0 | 0
1993 | 1 | 15 | 0 | 0 | 0 | 0 | 0 | 0 | 0 | 0 | 0 | 0 | 0 | 0 | 0
1993 | 1 | 16 | 0 | 0 | 0 | 0 | 0 | 0 | 0 | 0 | 0 | 0 | 0 | 0 | 0
1993 | 1 | 17 | 0 | 0 | 0 | 0 | 0 | 0 | 0 | 0 | 0 | 0 | 0 | 0 | 0
1993 | 1 | 18 | 0 | 0 | 0 | 0 | 0 | 0 | 0 | 0 | 0 | 0 | 0 | 0 | 0
1993 | 1 | 19 | 0 | 0 | 0 | 0 | 0 | 0 | 0 | 0 | 0 | 0 | 0 | 0 | 0
1993 | 1 | 20 | 0 | 0 | 0 | 0 | 0 | 0 | 0 | 0 | 0 | 0 | 0 | 0 | 0
1993 | 1 | 21 | 0.42 | 0.42 | 0.37 | 0 | 0.42 | 0.37 | 0 | 0 | 0 | 0 | 0 | 0 | 0
1993 | 1 | 22 | 0.08 | 0.08 | 0.03 | 0 | 0.08 | 0.03 | 0 | 0 | 0 | 0 | 0 | 0 | 0
1993 | 1 | 23 | 0 | 0 | 0 | 0 | 0 | 0 | 0 | 0 | 0 | 0 | 0 | 0 | 0
1993 | 1 | 24 | 0.02 | 0.02 | 0 | 0 | 0.02 | 0 | 0 | 0 | 0 | 0 | 0 | 0 | 0
1993 | 1 | 25 | 0 | 0 | 0 | 0 | 0 | 0 | 0 | 0 | 0 | 0 | 0 | 0 | 0
1993 | 1 | 26 | 0 | 0 | 0 | 0 | 0 | 0 | 0 | 0 | 0 | 0 | 0 | 0 | 0
1993 | 1 | 27 | 0 | 0 | 0 | 0 | 0 | 0 | 0 | 0 | 0 | 0 | 0 | 0 | 0
1993 | 1 | 28 | 0 | 0 | 0 | 0 | 0 | 0 | 0 | 0 | 0 | 0 | 0 | 0 | 0
1993 | 1 | 29 | 0 | 0 | 0 | 0 | 0 | 0 | 0 | 0 | 0 | 0 | 0 | 0 | 0
1993 | 1 | 30 | 0 | 0 | 0 | 0 | 0 | 0 | 0 | 0 | 0 | 0 | 0 | 0 | 0
1993 | 1 | 31 | 0 | 0 | 0 | 0 | 0 | 0 | 0 | 0 | 0 | 0 | 0 | 0 | 0
1993 | 2 | 1 | 0 | 0 | 0 | 0 | 0 | 0 | 0 | 0 | 0 | 0 | 0 | 0 | 0
1993 | 2 | 2 | 0 | 0 | 0 | 0 | 0 | 0 | 0 | 0 | 0 | 0 | 0 | 0 | 0
1993 | 2 | 3 | 0 | 0 | 0 | 0 | 0 | 0 | 0 | 0 | 0 | 0 | 0 | 0 | 0
1993 | 2 | 4 | 0 | 0 | 0 | 0 | 0 | 0 | 0 | 0 | 0 | 0 | 0 | 0 | 0
1993 | 2 | 5 | 0 | 0 | 0 | 0 | 0 | 0 | 0 | 0 | 0 | 0 | 0 | 0 | 0
1993 | 2 | 6 | 0 | 0 | 0 | 0 | 0 | 0 | 0 | 0 | 0 | 0 | 0 | 0 | 0
1993 | 2 | 7 | 0 | 0 | 0 | 0 | 0 | 0 | 0 | 0 | 0 | 0 | 0 | 0 | 0
1993 | 2 | 8 | 0 | 0 | 0 | 0 | 0 | 0 | 0 | 0 | 0 | 0 | 0 | 0 | 0
1993 | 2 | 9 | 0 | 0 | 0 | 0 | 0 | 0 | 0 | 0 | 0 | 0 | 0 | 0 | 0
1993 | 2 | 10 | 0 | 0 | 0 | 0 | 0 | 0 | 0 | 0 | 0 | 0 | 0 | 0 | 0
1993 | 2 | 11 | 0 | 0 | 0 | 0 | 0 | 0 | 0 | 0 | 0 | 0 | 0 | 0 | 0
1993 | 2 | 12 | 0.9 | 0.9 | 0.85 | 0 | 0.9 | 0.85 | 0 | 0 | 0 | 0 | 0 | 0 | 0
1993 | 2 | 13 | 0.01 | 0.01 | 0 | 0 | 0.01 | 0 | 0 | 0 | 0 | 0 | 0 | 0 | 0
1993 | 2 | 14 | 0 | 0 | 0 | 0 | 0 | 0 | 0 | 0 | 0 | 0 | 0 | 0 | 0
1993 | 2 | 15 | 0 | 0 | 0 | 0 | 0 | 0 | 0 | 0 | 0 | 0 | 0 | 0 | 0
1993 | 2 | 16 | 0.35 | 0.35 | 0.3 | 0 | 0.35 | 0.3 | 0 | 0 | 0 | 0 | 0 | 0 | 0
1993 | 2 | 17 | 0 | 0 | 0 | 0 | 0 | 0 | 0 | 0 | 0 | 0 | 0 | 0 | 0
1993 | 2 | 18 | 0 | 0 | 0 | 0 | 0 | 0 | 0 | 0 | 0 | 0 | 0 | 0 | 0
1993 | 2 | 19 | 0 | 0 | 0 | 0 | 0 | 0 | 0 | 0 | 0 | 0 | 0 | 0 | 0
1993 | 2 | 20 | 0 | 0 | 0 | 0 | 0 | 0 | 0 | 0 | 0 | 0 | 0 | 0 | 0
1993 | 2 | 21 | 0.76 | 0.76 | 0.71 | 0 | 0.76 | 0.71 | 0 | 0 | 0 | 0 | 0 | 0 | 0
1993 | 2 | 22 | 0 | 0 | 0 | 0 | 0 | 0 | 0 | 0 | 0 | 0 | 0 | 0 | 0
1993 | 2 | 23 | 0 | 0 | 0 | 0 | 0 | 0 | 0 | 0 | 0 | 0 | 0 | 0 | 0
1993 | 2 | 24 | 0 | 0 | 0 | 0 | 0 | 0 | 0 | 0 | 0 | 0 | 0 | 0 | 0
1993 | 2 | 25 | 0 | 0 | 0 | 0 | 0 | 0 | 0 | 0 | 0 | 0 | 0 | 0 | 0
1993 | 2 | 26 | 0.25 | 0.25 | 0.2 | 0 | 0.25 | 0.2 | 0 | 0 | 0 | 0 | 0 | 0 | 0
1993 | 2 | 27 | 0 | 0 | 0 | 0 | 0 | 0 | 0 | 0 | 0 | 0 | 0 | 0 | 0
1993 | 2 | 28 | 0 | 0 | 0 | 0 | 0 | 0 | 0 | 0 | 0 | 0 | 0 | 0 | 0
1993 | 3 | 1 | 0 | 0 | 0 | 0 | 0 | 0 | 0 | 0 | 0 | 0 | 0 | 0 | 0
1993 | 3 | 2 | 0 | 0 | 0 | 0 | 0 | 0 | 0 | 0 | 0 | 0 | 0 | 0 | 0
1993 | 3 | 3 | 0.15 | 0.15 | 0.1 | 0 | 0.15 | 0.1 | 0 | 0 | 0 | 0 | 0 | 0 | 0
1993 | 3 | 4 | 1.24 | 1 | 0.95 | 0 | 1 | 0.95 | 0 | 0 | 0 | 0 | 0 | 0 | 0
1993 | 3 | 5 | 0.09 | 0.09 | 0.04 | 0 | 0.09 | 0.04 | 0 | 0 | 0 | 0 | 0 | 0 | 0
1993 | 3 | 6 | 0 | 0 | 0 | 0 | 0 | 0 | 0 | 0 | 0 | 0 | 0 | 0 | 0
1993 | 3 | 7 | 0 | 0 | 0 | 0 | 0 | 0 | 0 | 0 | 0 | 0 | 0 | 0 | 0
1993 | 3 | 8 | 0.08 | 0.08 | 0.03 | 0 | 0.08 | 0.03 | 0 | 0 | 0 | 0 | 0 | 0 | 0
1993 | 3 | 9 | 0 | 0 | 0 | 0 | 0 | 0 | 0 | 0 | 0 | 0 | 0 | 0 | 0
1993 | 3 | 10 | 0.15 | 0.15 | 0.1 | 0 | 0.15 | 0.1 | 0 | 0 | 0 | 0 | 0 | 0 | 0
1993 | 3 | 11 | 0 | 0 | 0 | 0 | 0 | 0 | 0 | 0 | 0 | 0 | 0 | 0 | 0
1993 | 3 | 12 | 0.02 | 0.02 | 0 | 0 | 0.02 | 0 | 0 | 0 | 0 | 0 | 0 | 0 | 0
1993 | 3 | 13 | 2.29 | 1 | 0.95 | 0 | 1 | 0.95 | 0 | 0 | 0 | 0 | 0 | 0 | 0
1993 | 3 | 14 | 0 | 0 | 0 | 0 | 0 | 0 | 0 | 0 | 0 | 0 | 0 | 0 | 0
1993 | 3 | 15 | 0 | 0 | 0 | 0 | 0 | 0 | 0 | 0 | 0 | 0 | 0 | 0 | 0
1993 | 3 | 16 | 0.01 | 0.01 | 0 | 0 | 0.01 | 0 | 0 | 0 | 0 | 0 | 0 | 0 | 0
1993 | 3 | 17 | 0.94 | 0.94 | 0.89 | 0 | 0.94 | 0.89 | 0 | 0 | 0 | 0 | 0 | 0 | 0
1993 | 3 | 18 | 0 | 0 | 0 | 0 | 0 | 0 | 0 | 0 | 0 | 0 | 0 | 0 | 0
1993 | 3 | 19 | 0 | 0 | 0 | 0 | 0 | 0 | 0 | 0 | 0 | 0 | 0 | 0 | 0
1993 | 3 | 20 | 0 | 0 | 0 | 0 | 0 | 0 | 0 | 0 | 0 | 0 | 0 | 0 | 0
1993 | 3 | 21 | 0.1 | 0.1 | 0.05 | 0 | 0.1 | 0.05 | 0 | 0 | 0 | 0 | 0 | 0 | 0
1993 | 3 | 22 | 0 | 0 | 0 | 0 | 0 | 0 | 0 | 0 | 0 | 0 | 0 | 0 | 0
1993 | 3 | 23 | 0.41 | 0.41 | 0.36 | 0 | 0.41 | 0.36 | 0 | 0 | 0 | 0 | 0 | 0 | 0
1993 | 3 | 24 | 0.28 | 0.28 | 0.23 | 0 | 0.28 | 0.23 | 0 | 0 | 0 | 0 | 0 | 0 | 0
1993 | 3 | 25 | 0 | 0 | 0 | 0 | 0 | 0 | 0 | 0 | 0 | 0 | 0 | 0 | 0
1993 | 3 | 26 | 0 | 0 | 0 | 0 | 0 | 0 | 0 | 0 | 0 | 0 | 0 | 0 | 0
1993 | 3 | 27 | 0.65 | 0.65 | 0.6 | 0 | 0.65 | 0.6 | 0 | 0 | 0 | 0 | 0 | 0 | 0
1993 | 3 | 28 | 0.04 | 0.04 | 0 | 0 | 0.04 | 0 | 0 | 0 | 0 | 0 | 0 | 0 | 0
1993 | 3 | 29 | 0.12 | 0.12 | 0.07 | 0 | 0.12 | 0.07 | 0 | 0 | 0 | 0 | 0 | 0 | 0
1993 | 3 | 30 | 0 | 0 | 0 | 0 | 0 | 0 | 0 | 0 | 0 | 0 | 0 | 0 | 0
1993 | 3 | 31 | 0.25 | 0.25 | 0.2 | 0 | 0.25 | 0.2 | 0 | 0 | 0 | 0 | 0 | 0 | 0
1993 | 4 | 1 | 0.06 | 0.06 | 0.01 | 0 | 0.06 | 0.01 | 0 | 0 | 0 | 0 | 0 | 0 | 0
1993 | 4 | 2 | 0.31 | 0.31 | 0.26 | 0 | 0.31 | 0.26 | 0 | 0 | 0 | 0 | 0 | 0 | 0
1993 | 4 | 3 | 0 | 0 | 0 | 0 | 0 | 0 | 0 | 0 | 0 | 0 | 0 | 0 | 0
1993 | 4 | 4 | 0 | 0 | 0 | 0 | 0 | 0 | 0 | 0 | 0 | 0 | 0 | 0 | 0
1993 | 4 | 5 | 0 | 0 | 0 | 0 | 0 | 0 | 0 | 0 | 0 | 0 | 0 | 0 | 0
1993 | 4 | 6 | 0 | 0 | 0 | 0 | 0 | 0 | 0 | 0 | 0 | 0 | 0 | 0 | 0
1993 | 4 | 7 | 0 | 0 | 0 | 0 | 0 | 0 | 0 | 0 | 0 | 0 | 0 | 0 | 0
1993 | 4 | 8 | 0 | 0 | 0 | 0 | 0 | 0 | 0 | 0 | 0 | 0 | 0 | 0 | 0
1993 | 4 | 9 | 0 | 0 | 0 | 0 | 0 | 0 | 0 | 0 | 0 | 0 | 0 | 0 | 0
1993 | 4 | 10 | 0.63 | 0.63 | 0.58 | 0 | 0.63 | 0.58 | 0 | 0 | 0 | 0 | 0 | 0 | 0
1993 | 4 | 11 | 0.03 | 0.03 | 0 | 0 | 0.03 | 0 | 0 | 0 | 0 | 0 | 0 | 0 | 0
1993 | 4 | 12 | 0.05 | 0.05 | 0 | 0 | 0.05 | 0 | 0 | 0 | 0 | 0 | 0 | 0 | 0
1993 | 4 | 13 | 0 | 0 | 0 | 0 | 0 | 0 | 0 | 0 | 0 | 0 | 0 | 0 | 0
1993 | 4 | 14 | 0 | 0 | 0 | 0 | 0 | 0 | 0 | 0 | 0 | 0 | 0 | 0 | 0
1993 | 4 | 15 | 0 | 0 | 0 | 0 | 0 | 0 | 0 | 0 | 0 | 0 | 0 | 0 | 0
1993 | 4 | 16 | 0.96 | 0.96 | 0.91 | 0 | 0.96 | 0.91 | 0 | 0 | 0 | 0 | 0 | 0 | 0
1993 | 4 | 17 | 0 | 0 | 0 | 0 | 0 | 0 | 0 | 0 | 0 | 0 | 0 | 0 | 0
1993 | 4 | 18 | 0 | 0 | 0 | 0 | 0 | 0 | 0 | 0 | 0 | 0 | 0 | 0 | 0
1993 | 4 | 19 | 0 | 0 | 0 | 0 | 0 | 0 | 0 | 0 | 0 | 0 | 0 | 0 | 0
1993 | 4 | 20 | 0 | 0 | 0 | 0 | 0 | 0 | 0 | 0 | 0 | 0 | 0 | 0 | 0
1993 | 4 | 21 | 0.99 | 0.99 | 0.94 | 0 | 0.99 | 0.94 | 0 | 0 | 0 | 0 | 0 | 0 | 0
1993 | 4 | 22 | 0.13 | 0.13 | 0.08 | 0 | 0.13 | 0.08 | 0 | 0 | 0 | 0 | 0 | 0 | 0
1993 | 4 | 23 | 0 | 0 | 0 | 0 | 0 | 0 | 0 | 0 | 0 | 0 | 0 | 0 | 0
1993 | 4 | 24 | 0 | 0 | 0 | 0 | 0 | 0 | 0 | 0 | 0 | 0 | 0 | 0 | 0
1993 | 4 | 25 | 0 | 0 | 0 | 0 | 0 | 0 | 0 | 0 | 0 | 0 | 0 | 0 | 0
1993 | 4 | 26 | 0.46 | 0.46 | 0.41 | 0 | 0.46 | 0.41 | 0 | 0 | 0 | 0 | 0 | 0 | 0
1993 | 4 | 27 | 0 | 0 | 0 | 0 | 0 | 0 | 0 | 0 | 0 | 0 | 0 | 0 | 0
1993 | 4 | 28 | 0 | 0 | 0 | 0 | 0 | 0 | 0 | 0 | 0 | 0 | 0 | 0 | 0
1993 | 4 | 29 | 0 | 0 | 0 | 0 | 0 | 0 | 0 | 0 | 0 | 0 | 0 | 0 | 0
1993 | 4 | 30 | 0 | 0 | 0 | 0 | 0 | 0 | 0 | 0 | 0 | 0 | 0 | 0 | 0
1993 | 5 | 1 | 0 | 0 | 0 | 0 | 0 | 0 | 0 | 0 | 0 | 0 | 0 | 0 | 0
1993 | 5 | 2 | 0 | 0 | 0 | 0 | 0 | 0 | 0 | 0 | 0 | 0 | 0 | 0 | 0
1993 | 5 | 3 | 0 | 0 | 0 | 0 | 0 | 0 | 0 | 0 | 0 | 0 | 0 | 0 | 0
1993 | 5 | 4 | 0 | 0 | 0 | 0 | 0 | 0 | 0 | 0 | 0 | 0 | 0 | 0 | 0
1993 | 5 | 5 | 1.26 | 1 | 0.95 | 0 | 1 | 0.95 | 0 | 0 | 0 | 0 | 0 | 0 | 0
1993 | 5 | 6 | 0 | 0 | 0 | 0 | 0 | 0 | 0 | 0 | 0 | 0 | 0 | 0 | 0
1993 | 5 | 7 | 0 | 0 | 0 | 0 | 0 | 0 | 0 | 0 | 0 | 0 | 0 | 0 | 0
1993 | 5 | 8 | 0 | 0 | 0 | 0 | 0 | 0 | 0 | 0 | 0 | 0 | 0 | 0 | 0
1993 | 5 | 9 | 0 | 0 | 0 | 0 | 0 | 0 | 0 | 0 | 0 | 0 | 0 | 0 | 0
1993 | 5 | 10 | 0 | 0 | 0 | 0 | 0 | 0 | 0 | 0 | 0 | 0 | 0 | 0 | 0
1993 | 5 | 11 | 0 | 0 | 0 | 0 | 0 | 0 | 0 | 0 | 0 | 0 | 0 | 0 | 0
1993 | 5 | 12 | 0.28 | 0.28 | 0.23 | 0 | 0.28 | 0.23 | 0 | 0 | 0 | 0 | 0 | 0 | 0
1993 | 5 | 13 | 0.03 | 0.03 | 0 | 0 | 0.03 | 0 | 0 | 0 | 0 | 0 | 0 | 0 | 0
1993 | 5 | 14 | 0 | 0 | 0 | 0 | 0 | 0 | 0 | 0 | 0 | 0 | 0 | 0 | 0
1993 | 5 | 15 | 0 | 0 | 0 | 0 | 0 | 0 | 0 | 0 | 0 | 0 | 0 | 0 | 0
1993 | 5 | 16 | 0.34 | 0.34 | 0.29 | 0 | 0.34 | 0.29 | 0 | 0 | 0 | 0 | 0 | 0 | 0
1993 | 5 | 17 | 0 | 0 | 0 | 0 | 0 | 0 | 0 | 0 | 0 | 0 | 0 | 0 | 0
1993 | 5 | 18 | 0.85 | 0.85 | 0.8 | 0 | 0.85 | 0.8 | 0 | 0 | 0 | 0 | 0 | 0 | 0
1993 | 5 | 19 | 0.17 | 0.17 | 0.12 | 0 | 0.17 | 0.12 | 0 | 0 | 0 | 0 | 0 | 0 | 0
1993 | 5 | 20 | 0.01 | 0.01 | 0 | 0 | 0.01 | 0 | 0 | 0 | 0 | 0 | 0 | 0 | 0
1993 | 5 | 21 | 0 | 0 | 0 | 0 | 0 | 0 | 0 | 0 | 0 | 0 | 0 | 0 | 0
1993 | 5 | 22 | 0 | 0 | 0 | 0 | 0 | 0 | 0 | 0 | 0 | 0 | 0 | 0 | 0
1993 | 5 | 23 | 0 | 0 | 0 | 0 | 0 | 0 | 0 | 0 | 0 | 0 | 0 | 0 | 0
1993 | 5 | 24 | 0 | 0 | 0 | 0 | 0 | 0 | 0 | 0 | 0 | 0 | 0 | 0 | 0
1993 | 5 | 25 | 0 | 0 | 0 | 0 | 0 | 0 | 0 | 0 | 0 | 0 | 0 | 0 | 0
1993 | 5 | 26 | 0 | 0 | 0 | 0 | 0 | 0 | 0 | 0 | 0 | 0 | 0 | 0 | 0
1993 | 5 | 27 | 0 | 0 | 0 | 0 | 0 | 0 | 0 | 0 | 0 | 0 | 0 | 0 | 0
1993 | 5 | 28 | 0 | 0 | 0 | 0 | 0 | 0 | 0 | 0 | 0 | 0 | 0 | 0 | 0
1993 | 5 | 29 | 0 | 0 | 0 | 0 | 0 | 0 | 0 | 0 | 0 | 0 | 0 | 0 | 0
1993 | 5 | 30 | 0 | 0 | 0 | 0 | 0 | 0 | 0 | 0 | 0 | 0 | 0 | 0 | 0
1993 | 5 | 31 | 0.46 | 0.46 | 0.41 | 0 | 0.46 | 0.41 | 0 | 0 | 0 | 0 | 0 | 0 | 0
1993 | 6 | 1 | 0 | 0 | 0 | 0 | 0 | 0 | 0 | 0 | 0 | 0 | 0 | 0 | 0
1993 | 6 | 2 | 0.02 | 0.02 | 0 | 0 | 0.02 | 0 | 0 | 0 | 0 | 0 | 0 | 0 | 0
1993 | 6 | 3 | 0.31 | 0.31 | 0.26 | 0 | 0.31 | 0.26 | 0 | 0 | 0 | 0 | 0 | 0 | 0
1993 | 6 | 4 | 0.04 | 0.04 | 0 | 0 | 0.04 | 0 | 0 | 0 | 0 | 0 | 0 | 0 | 0
1993 | 6 | 5 | 0.29 | 0.29 | 0.24 | 0 | 0.29 | 0.24 | 0 | 0 | 0 | 0 | 0 | 0 | 0
1993 | 6 | 6 | 0 | 0 | 0 | 0 | 0 | 0 | 0 | 0 | 0 | 0 | 0 | 0 | 0
1993 | 6 | 7 | 0.13 | 0.13 | 0.08 | 0 | 0.13 | 0.08 | 0 | 0 | 0 | 0 | 0 | 0 | 0
1993 | 6 | 8 | 0.52 | 0.52 | 0.47 | 0 | 0.52 | 0.47 | 0 | 0 | 0 | 0 | 0 | 0 | 0
1993 | 6 | 9 | 0.08 | 0.08 | 0.03 | 0 | 0.08 | 0.03 | 0 | 0 | 0 | 0 | 0 | 0 | 0
1993 | 6 | 10 | 0 | 0 | 0 | 0 | 0 | 0 | 0 | 0 | 0 | 0 | 0 | 0 | 0
1993 | 6 | 11 | 0 | 0 | 0 | 0 | 0 | 0 | 0 | 0 | 0 | 0 | 0 | 0 | 0
1993 | 6 | 12 | 0 | 0 | 0 | 0 | 0 | 0 | 0 | 0 | 0 | 0 | 0 | 0 | 0
1993 | 6 | 13 | 0 | 0 | 0 | 0 | 0 | 0 | 0 | 0 | 0 | 0 | 0 | 0 | 0
1993 | 6 | 14 | 0 | 0 | 0 | 0 | 0 | 0 | 0 | 0 | 0 | 0 | 0 | 0 | 0
1993 | 6 | 15 | 0 | 0 | 0 | 0 | 0 | 0 | 0 | 0 | 0 | 0 | 0 | 0 | 0
1993 | 6 | 16 | 0 | 0 | 0 | 0 | 0 | 0 | 0 | 0 | 0 | 0 | 0 | 0 | 0
1993 | 6 | 17 | 0 | 0 | 0 | 0 | 0 | 0 | 0 | 0 | 0 | 0 | 0 | 0 | 0
1993 | 6 | 18 | 0 | 0 | 0 | 0 | 0 | 0 | 0 | 0 | 0 | 0 | 0 | 0 | 0
1993 | 6 | 19 | 0.33 | 0.33 | 0.28 | 0 | 0.33 | 0.28 | 0 | 0 | 0 | 0 | 0 | 0 | 0
1993 | 6 | 20 | 0 | 0 | 0 | 0 | 0 | 0 | 0 | 0 | 0 | 0 | 0 | 0 | 0
1993 | 6 | 21 | 0 | 0 | 0 | 0 | 0 | 0 | 0 | 0 | 0 | 0 | 0 | 0 | 0
1993 | 6 | 22 | 0 | 0 | 0 | 0 | 0 | 0 | 0 | 0 | 0 | 0 | 0 | 0 | 0
1993 | 6 | 23 | 0 | 0 | 0 | 0 | 0 | 0 | 0 | 0 | 0 | 0 | 0 | 0 | 0
1993 | 6 | 24 | 0 | 0 | 0 | 0 | 0 | 0 | 0 | 0 | 0 | 0 | 0 | 0 | 0
1993 | 6 | 25 | 0 | 0 | 0 | 0 | 0 | 0 | 0 | 0 | 0 | 0 | 0 | 0 | 0
1993 | 6 | 26 | 0 | 0 | 0 | 0 | 0 | 0 | 0 | 0 | 0 | 0 | 0 | 0 | 0
1993 | 6 | 27 | 0.01 | 0.01 | 0 | 0 | 0.01 | 0 | 0 | 0 | 0 | 0 | 0 | 0 | 0
1993 | 6 | 28 | 0 | 0 | 0 | 0 | 0 | 0 | 0 | 0 | 0 | 0 | 0 | 0 | 0
1993 | 6 | 29 | 0 | 0 | 0 | 0 | 0 | 0 | 0 | 0 | 0 | 0 | 0 | 0 | 0
1993 | 6 | 30 | 0 | 0 | 0 | 0 | 0 | 0 | 0 | 0 | 0 | 0 | 0 | 0 | 0
1993 | 7 | 1 | 0.06 | 0.06 | 0.01 | 0 | 0.06 | 0.01 | 0 | 0 | 0 | 0 | 0 | 0 | 0
1993 | 7 | 2 | 0.28 | 0.28 | 0.23 | 0 | 0.28 | 0.23 | 0 | 0 | 0 | 0 | 0 | 0 | 0
1993 | 7 | 3 | 0.3 | 0.3 | 0.25 | 0 | 0.3 | 0.25 | 0 | 0 | 0 | 0 | 0 | 0 | 0
1993 | 7 | 4 | 0 | 0 | 0 | 0 | 0 | 0 | 0 | 0 | 0 | 0 | 0 | 0 | 0
1993 | 7 | 5 | 0.02 | 0.02 | 0 | 0 | 0.02 | 0 | 0 | 0 | 0 | 0 | 0 | 0 | 0
1993 | 7 | 6 | 0.06 | 0.06 | 0.01 | 0 | 0.06 | 0.01 | 0 | 0 | 0 | 0 | 0 | 0 | 0
1993 | 7 | 7 | 0 | 0 | 0 | 0 | 0 | 0 | 0 | 0 | 0 | 0 | 0 | 0 | 0
1993 | 7 | 8 | 0 | 0 | 0 | 0 | 0 | 0 | 0 | 0 | 0 | 0 | 0 | 0 | 0
1993 | 7 | 9 | 0 | 0 | 0 | 0 | 0 | 0 | 0 | 0 | 0 | 0 | 0 | 0 | 0
1993 | 7 | 10 | 0 | 0 | 0 | 0 | 0 | 0 | 0 | 0 | 0 | 0 | 0 | 0 | 0
1993 | 7 | 11 | 0 | 0 | 0 | 0 | 0 | 0 | 0 | 0 | 0 | 0 | 0 | 0 | 0
1993 | 7 | 12 | 0 | 0 | 0 | 0 | 0 | 0 | 0 | 0 | 0 | 0 | 0 | 0 | 0
1993 | 7 | 13 | 0 | 0 | 0 | 0 | 0 | 0 | 0 | 0 | 0 | 0 | 0 | 0 | 0
1993 | 7 | 14 | 0.27 | 0.27 | 0.22 | 0 | 0.27 | 0.22 | 0 | 0 | 0 | 0 | 0 | 0 | 0
1993 | 7 | 15 | 0 | 0 | 0 | 0 | 0 | 0 | 0 | 0 | 0 | 0 | 0 | 0 | 0
1993 | 7 | 16 | 0 | 0 | 0 | 0 | 0 | 0 | 0 | 0 | 0 | 0 | 0 | 0 | 0
1993 | 7 | 17 | 0 | 0 | 0 | 0 | 0 | 0 | 0 | 0 | 0 | 0 | 0 | 0 | 0
1993 | 7 | 18 | 0 | 0 | 0 | 0 | 0 | 0 | 0 | 0 | 0 | 0 | 0 | 0 | 0
1993 | 7 | 19 | 0.03 | 0.03 | 0 | 0 | 0.03 | 0 | 0 | 0 | 0 | 0 | 0 | 0 | 0
1993 | 7 | 20 | 0 | 0 | 0 | 0 | 0 | 0 | 0 | 0 | 0 | 0 | 0 | 0 | 0
1993 | 7 | 21 | 0 | 0 | 0 | 0 | 0 | 0 | 0 | 0 | 0 | 0 | 0 | 0 | 0
1993 | 7 | 22 | 0 | 0 | 0 | 0 | 0 | 0 | 0 | 0 | 0 | 0 | 0 | 0 | 0
1993 | 7 | 23 | 0 | 0 | 0 | 0 | 0 | 0 | 0 | 0 | 0 | 0 | 0 | 0 | 0
1993 | 7 | 24 | 0 | 0 | 0 | 0 | 0 | 0 | 0 | 0 | 0 | 0 | 0 | 0 | 0
1993 | 7 | 25 | 0.34 | 0.34 | 0.29 | 0 | 0.34 | 0.29 | 0 | 0 | 0 | 0 | 0 | 0 | 0
1993 | 7 | 26 | 0 | 0 | 0 | 0 | 0 | 0 | 0 | 0 | 0 | 0 | 0 | 0 | 0
1993 | 7 | 27 | 0 | 0 | 0 | 0 | 0 | 0 | 0 | 0 | 0 | 0 | 0 | 0 | 0
1993 | 7 | 28 | 0 | 0 | 0 | 0 | 0 | 0 | 0 | 0 | 0 | 0 | 0 | 0 | 0
1993 | 7 | 29 | 0 | 0 | 0 | 0 | 0 | 0 | 0 | 0 | 0 | 0 | 0 | 0 | 0
1993 | 7 | 30 | 0 | 0 | 0 | 0 | 0 | 0 | 0 | 0 | 0 | 0 | 0 | 0 | 0
1993 | 7 | 31 | 0 | 0 | 0 | 0 | 0 | 0 | 0 | 0 | 0 | 0 | 0 | 0 | 0
1993 | 8 | 1 | 0 | 0 | 0 | 0 | 0 | 0 | 0 | 0 | 0 | 0 | 0 | 0 | 0
1993 | 8 | 2 | 0 | 0 | 0 | 0 | 0 | 0 | 0 | 0 | 0 | 0 | 0 | 0 | 0
1993 | 8 | 3 | 0 | 0 | 0 | 0 | 0 | 0 | 0 | 0 | 0 | 0 | 0 | 0 | 0
1993 | 8 | 4 | 0 | 0 | 0 | 0 | 0 | 0 | 0 | 0 | 0 | 0 | 0 | 0 | 0
1993 | 8 | 5 | 0 | 0 | 0 | 0 | 0 | 0 | 0 | 0 | 0 | 0 | 0 | 0 | 0
1993 | 8 | 6 | 1.94 | 1 | 0.95 | 0 | 1 | 0.95 | 0 | 0 | 0 | 0 | 0 | 0 | 0
1993 | 8 | 7 | 0.01 | 0.01 | 0 | 0 | 0.01 | 0 | 0 | 0 | 0 | 0 | 0 | 0 | 0
1993 | 8 | 8 | 0 | 0 | 0 | 0 | 0 | 0 | 0 | 0 | 0 | 0 | 0 | 0 | 0
1993 | 8 | 9 | 0.36 | 0.36 | 0.31 | 0 | 0.36 | 0.31 | 0 | 0 | 0 | 0 | 0 | 0 | 0
1993 | 8 | 10 | 0 | 0 | 0 | 0 | 0 | 0 | 0 | 0 | 0 | 0 | 0 | 0 | 0
1993 | 8 | 11 | 0.01 | 0.01 | 0 | 0 | 0.01 | 0 | 0 | 0 | 0 | 0 | 0 | 0 | 0
1993 | 8 | 12 | 0.48 | 0.48 | 0.43 | 0 | 0.48 | 0.43 | 0 | 0 | 0 | 0 | 0 | 0 | 0
1993 | 8 | 13 | 0.03 | 0.03 | 0 | 0 | 0.03 | 0 | 0 | 0 | 0 | 0 | 0 | 0 | 0
1993 | 8 | 14 | 0 | 0 | 0 | 0 | 0 | 0 | 0 | 0 | 0 | 0 | 0 | 0 | 0
1993 | 8 | 15 | 0 | 0 | 0 | 0 | 0 | 0 | 0 | 0 | 0 | 0 | 0 | 0 | 0
1993 | 8 | 16 | 0 | 0 | 0 | 0 | 0 | 0 | 0 | 0 | 0 | 0 | 0 | 0 | 0
1993 | 8 | 17 | 1.02 | 1 | 0.95 | 0 | 1 | 0.95 | 0 | 0 | 0 | 0 | 0 | 0 | 0
1993 | 8 | 18 | 0 | 0 | 0 | 0 | 0 | 0 | 0 | 0 | 0 | 0 | 0 | 0 | 0
1993 | 8 | 19 | 0 | 0 | 0 | 0 | 0 | 0 | 0 | 0 | 0 | 0 | 0 | 0 | 0
1993 | 8 | 20 | 0.02 | 0.02 | 0 | 0 | 0.02 | 0 | 0 | 0 | 0 | 0 | 0 | 0 | 0
1993 | 8 | 21 | 0 | 0 | 0 | 0 | 0 | 0 | 0 | 0 | 0 | 0 | 0 | 0 | 0
1993 | 8 | 22 | 0 | 0 | 0 | 0 | 0 | 0 | 0 | 0 | 0 | 0 | 0 | 0 | 0
1993 | 8 | 23 | 0 | 0 | 0 | 0 | 0 | 0 | 0 | 0 | 0 | 0 | 0 | 0 | 0
1993 | 8 | 24 | 0 | 0 | 0 | 0 | 0 | 0 | 0 | 0 | 0 | 0 | 0 | 0 | 0
1993 | 8 | 25 | 0 | 0 | 0 | 0 | 0 | 0 | 0 | 0 | 0 | 0 | 0 | 0 | 0
1993 | 8 | 26 | 0 | 0 | 0 | 0 | 0 | 0 | 0 | 0 | 0 | 0 | 0 | 0 | 0
1993 | 8 | 27 | 0 | 0 | 0 | 0 | 0 | 0 | 0 | 0 | 0 | 0 | 0 | 0 | 0
1993 | 8 | 28 | 0 | 0 | 0 | 0 | 0 | 0 | 0 | 0 | 0 | 0 | 0 | 0 | 0
1993 | 8 | 29 | 0 | 0 | 0 | 0 | 0 | 0 | 0 | 0 | 0 | 0 | 0 | 0 | 0
1993 | 8 | 30 | 0 | 0 | 0 | 0 | 0 | 0 | 0 | 0 | 0 | 0 | 0 | 0 | 0
1993 | 8 | 31 | 0 | 0 | 0 | 0 | 0 | 0 | 0 | 0 | 0 | 0 | 0 | 0 | 0
1993 | 9 | 1 | 0 | 0 | 0 | 0 | 0 | 0 | 0 | 0 | 0 | 0 | 0 | 0 | 0
1993 | 9 | 2 | 0 | 0 | 0 | 0 | 0 | 0 | 0 | 0 | 0 | 0 | 0 | 0 | 0
1993 | 9 | 3 | 0 | 0 | 0 | 0 | 0 | 0 | 0 | 0 | 0 | 0 | 0 | 0 | 0
1993 | 9 | 4 | 0.18 | 0.18 | 0.13 | 0 | 0.18 | 0.13 | 0 | 0 | 0 | 0 | 0 | 0 | 0
1993 | 9 | 5 | 0 | 0 | 0 | 0 | 0 | 0 | 0 | 0 | 0 | 0 | 0 | 0 | 0
1993 | 9 | 6 | 0 | 0 | 0 | 0 | 0 | 0 | 0 | 0 | 0 | 0 | 0 | 0 | 0
1993 | 9 | 7 | 0 | 0 | 0 | 0 | 0 | 0 | 0 | 0 | 0 | 0 | 0 | 0 | 0
1993 | 9 | 8 | 0.84 | 0.84 | 0.79 | 0 | 0.84 | 0.79 | 0 | 0 | 0 | 0 | 0 | 0 | 0
1993 | 9 | 9 | 0.01 | 0.01 | 0 | 0 | 0.01 | 0 | 0 | 0 | 0 | 0 | 0 | 0 | 0
1993 | 9 | 10 | 0.11 | 0.11 | 0.06 | 0 | 0.11 | 0.06 | 0 | 0 | 0 | 0 | 0 | 0 | 0
1993 | 9 | 11 | 0 | 0 | 0 | 0 | 0 | 0 | 0 | 0 | 0 | 0 | 0 | 0 | 0
1993 | 9 | 12 | 0 | 0 | 0 | 0 | 0 | 0 | 0 | 0 | 0 | 0 | 0 | 0 | 0
1993 | 9 | 13 | 0 | 0 | 0 | 0 | 0 | 0 | 0 | 0 | 0 | 0 | 0 | 0 | 0
1993 | 9 | 14 | 0 | 0 | 0 | 0 | 0 | 0 | 0 | 0 | 0 | 0 | 0 | 0 | 0
1993 | 9 | 15 | 0.02 | 0.02 | 0 | 0 | 0.02 | 0 | 0 | 0 | 0 | 0 | 0 | 0 | 0
1993 | 9 | 16 | 0.5 | 0.5 | 0.45 | 0 | 0.5 | 0.45 | 0 | 0 | 0 | 0 | 0 | 0 | 0
1993 | 9 | 17 | 0.18 | 0.18 | 0.13 | 0 | 0.18 | 0.13 | 0 | 0 | 0 | 0 | 0 | 0 | 0
1993 | 9 | 18 | 0.18 | 0.18 | 0.13 | 0 | 0.18 | 0.13 | 0 | 0 | 0 | 0 | 0 | 0 | 0
1993 | 9 | 19 | 0 | 0 | 0 | 0 | 0 | 0 | 0 | 0 | 0 | 0 | 0 | 0 | 0
1993 | 9 | 20 | 0.03 | 0.03 | 0 | 0 | 0.03 | 0 | 0 | 0 | 0 | 0 | 0 | 0 | 0
1993 | 9 | 21 | 0.34 | 0.34 | 0.29 | 0 | 0.34 | 0.29 | 0 | 0 | 0 | 0 | 0 | 0 | 0
1993 | 9 | 22 | 0 | 0 | 0 | 0 | 0 | 0 | 0 | 0 | 0 | 0 | 0 | 0 | 0
1993 | 9 | 23 | 0 | 0 | 0 | 0 | 0 | 0 | 0 | 0 | 0 | 0 | 0 | 0 | 0
1993 | 9 | 24 | 0 | 0 | 0 | 0 | 0 | 0 | 0 | 0 | 0 | 0 | 0 | 0 | 0
1993 | 9 | 25 | 0.5 | 0.5 | 0.45 | 0 | 0.5 | 0.45 | 0 | 0 | 0 | 0 | 0 | 0 | 0
1993 | 9 | 26 | 0 | 0 | 0 | 0 | 0 | 0 | 0 | 0 | 0 | 0 | 0 | 0 | 0
1993 | 9 | 27 | 0.75 | 0.75 | 0.7 | 0 | 0.75 | 0.7 | 0 | 0 | 0 | 0 | 0 | 0 | 0
1993 | 9 | 28 | 0 | 0 | 0 | 0 | 0 | 0 | 0 | 0 | 0 | 0 | 0 | 0 | 0
1993 | 9 | 29 | 0 | 0 | 0 | 0 | 0 | 0 | 0 | 0 | 0 | 0 | 0 | 0 | 0
1993 | 9 | 30 | 0.04 | 0.04 | 0 | 0 | 0.04 | 0 | 0 | 0 | 0 | 0 | 0 | 0 | 0
1993 | 10 | 1 | 0 | 0 | 0 | 0 | 0 | 0 | 0 | 0 | 0 | 0 | 0 | 0 | 0
1993 | 10 | 2 | 0.01 | 0.01 | 0 | 0 | 0.01 | 0 | 0 | 0 | 0 | 0 | 0 | 0 | 0
1993 | 10 | 3 | 0 | 0 | 0 | 0 | 0 | 0 | 0 | 0 | 0 | 0 | 0 | 0 | 0
1993 | 10 | 4 | 0 | 0 | 0 | 0 | 0 | 0 | 0 | 0 | 0 | 0 | 0 | 0 | 0
1993 | 10 | 5 | 0 | 0 | 0 | 0 | 0 | 0 | 0 | 0 | 0 | 0 | 0 | 0 | 0
1993 | 10 | 6 | 0 | 0 | 0 | 0 | 0 | 0 | 0 | 0 | 0 | 0 | 0 | 0 | 0
1993 | 10 | 7 | 0 | 0 | 0 | 0 | 0 | 0 | 0 | 0 | 0 | 0 | 0 | 0 | 0
1993 | 10 | 8 | 0 | 0 | 0 | 0 | 0 | 0 | 0 | 0 | 0 | 0 | 0 | 0 | 0
1993 | 10 | 9 | 0.15 | 0.15 | 0.1 | 0 | 0.15 | 0.1 | 0 | 0 | 0 | 0 | 0 | 0 | 0
1993 | 10 | 10 | 0.03 | 0.03 | 0 | 0 | 0.03 | 0 | 0 | 0 | 0 | 0 | 0 | 0 | 0
1993 | 10 | 11 | 0.03 | 0.03 | 0 | 0 | 0.03 | 0 | 0 | 0 | 0 | 0 | 0 | 0 | 0
1993 | 10 | 12 | 0.89 | 0.89 | 0.84 | 0 | 0.89 | 0.84 | 0 | 0 | 0 | 0 | 0 | 0 | 0
1993 | 10 | 13 | 0 | 0 | 0 | 0 | 0 | 0 | 0 | 0 | 0 | 0 | 0 | 0 | 0
1993 | 10 | 14 | 0 | 0 | 0 | 0 | 0 | 0 | 0 | 0 | 0 | 0 | 0 | 0 | 0
1993 | 10 | 15 | 0 | 0 | 0 | 0 | 0 | 0 | 0 | 0 | 0 | 0 | 0 | 0 | 0
1993 | 10 | 16 | 0 | 0 | 0 | 0 | 0 | 0 | 0 | 0 | 0 | 0 | 0 | 0 | 0
1993 | 10 | 17 | 0 | 0 | 0 | 0 | 0 | 0 | 0 | 0 | 0 | 0 | 0 | 0 | 0
1993 | 10 | 18 | 0 | 0 | 0 | 0 | 0 | 0 | 0 | 0 | 0 | 0 | 0 | 0 | 0
1993 | 10 | 19 | 0 | 0 | 0 | 0 | 0 | 0 | 0 | 0 | 0 | 0 | 0 | 0 | 0
1993 | 10 | 20 | 0.26 | 0.26 | 0.21 | 0 | 0.26 | 0.21 | 0 | 0 | 0 | 0 | 0 | 0 | 0
1993 | 10 | 21 | 0.28 | 0.28 | 0.23 | 0 | 0.28 | 0.23 | 0 | 0 | 0 | 0 | 0 | 0 | 0
1993 | 10 | 22 | 0 | 0 | 0 | 0 | 0 | 0 | 0 | 0 | 0 | 0 | 0 | 0 | 0
1993 | 10 | 23 | 0 | 0 | 0 | 0 | 0 | 0 | 0 | 0 | 0 | 0 | 0 | 0 | 0
1993 | 10 | 24 | 0 | 0 | 0 | 0 | 0 | 0 | 0 | 0 | 0 | 0 | 0 | 0 | 0
1993 | 10 | 25 | 0 | 0 | 0 | 0 | 0 | 0 | 0 | 0 | 0 | 0 | 0 | 0 | 0
1993 | 10 | 26 | 0.06 | 0.06 | 0.01 | 0 | 0.06 | 0.01 | 0 | 0 | 0 | 0 | 0 | 0 | 0
1993 | 10 | 27 | 0.09 | 0.09 | 0.04 | 0 | 0.09 | 0.04 | 0 | 0 | 0 | 0 | 0 | 0 | 0
1993 | 10 | 28 | 0.01 | 0.01 | 0 | 0 | 0.01 | 0 | 0 | 0 | 0 | 0 | 0 | 0 | 0
1993 | 10 | 29 | 0 | 0 | 0 | 0 | 0 | 0 | 0 | 0 | 0 | 0 | 0 | 0 | 0
1993 | 10 | 30 | 0.73 | 0.73 | 0.68 | 0 | 0.73 | 0.68 | 0 | 0 | 0 | 0 | 0 | 0 | 0
1993 | 10 | 31 | 0.08 | 0.08 | 0.03 | 0 | 0.08 | 0.03 | 0 | 0 | 0 | 0 | 0 | 0 | 0
1993 | 11 | 1 | 0 | 0 | 0 | 0 | 0 | 0 | 0 | 0 | 0 | 0 | 0 | 0 | 0
1993 | 11 | 2 | 0 | 0 | 0 | 0 | 0 | 0 | 0 | 0 | 0 | 0 | 0 | 0 | 0
1993 | 11 | 3 | 0 | 0 | 0 | 0 | 0 | 0 | 0 | 0 | 0 | 0 | 0 | 0 | 0
1993 | 11 | 4 | 0 | 0 | 0 | 0 | 0 | 0 | 0 | 0 | 0 | 0 | 0 | 0 | 0
1993 | 11 | 5 | 0.11 | 0.11 | 0.06 | 0 | 0.11 | 0.06 | 0 | 0 | 0 | 0 | 0 | 0 | 0
1993 | 11 | 6 | 0.04 | 0.04 | 0 | 0 | 0.04 | 0 | 0 | 0 | 0 | 0 | 0 | 0 | 0
1993 | 11 | 7 | 0 | 0 | 0 | 0 | 0 | 0 | 0 | 0 | 0 | 0 | 0 | 0 | 0
1993 | 11 | 8 | 0 | 0 | 0 | 0 | 0 | 0 | 0 | 0 | 0 | 0 | 0 | 0 | 0
1993 | 11 | 9 | 0 | 0 | 0 | 0 | 0 | 0 | 0 | 0 | 0 | 0 | 0 | 0 | 0
1993 | 11 | 10 | 0 | 0 | 0 | 0 | 0 | 0 | 0 | 0 | 0 | 0 | 0 | 0 | 0
1993 | 11 | 11 | 0 | 0 | 0 | 0 | 0 | 0 | 0 | 0 | 0 | 0 | 0 | 0 | 0
1993 | 11 | 12 | 0 | 0 | 0 | 0 | 0 | 0 | 0 | 0 | 0 | 0 | 0 | 0 | 0
1993 | 11 | 13 | 0.1 | 0.1 | 0.05 | 0 | 0.1 | 0.05 | 0 | 0 | 0 | 0 | 0 | 0 | 0
1993 | 11 | 14 | 0 | 0 | 0 | 0 | 0 | 0 | 0 | 0 | 0 | 0 | 0 | 0 | 0
1993 | 11 | 15 | 0 | 0 | 0 | 0 | 0 | 0 | 0 | 0 | 0 | 0 | 0 | 0 | 0
1993 | 11 | 16 | 0 | 0 | 0 | 0 | 0 | 0 | 0 | 0 | 0 | 0 | 0 | 0 | 0
1993 | 11 | 17 | 0.46 | 0.46 | 0.41 | 0 | 0.46 | 0.41 | 0 | 0 | 0 | 0 | 0 | 0 | 0
1993 | 11 | 18 | 0 | 0 | 0 | 0 | 0 | 0 | 0 | 0 | 0 | 0 | 0 | 0 | 0
1993 | 11 | 19 | 0.02 | 0.02 | 0 | 0 | 0.02 | 0 | 0 | 0 | 0 | 0 | 0 | 0 | 0
1993 | 11 | 20 | 0 | 0 | 0 | 0 | 0 | 0 | 0 | 0 | 0 | 0 | 0 | 0 | 0
1993 | 11 | 21 | 0 | 0 | 0 | 0 | 0 | 0 | 0 | 0 | 0 | 0 | 0 | 0 | 0
1993 | 11 | 22 | 0 | 0 | 0 | 0 | 0 | 0 | 0 | 0 | 0 | 0 | 0 | 0 | 0
1993 | 11 | 23 | 0 | 0 | 0 | 0 | 0 | 0 | 0 | 0 | 0 | 0 | 0 | 0 | 0
1993 | 11 | 24 | 0 | 0 | 0 | 0 | 0 | 0 | 0 | 0 | 0 | 0 | 0 | 0 | 0
1993 | 11 | 25 | 0 | 0 | 0 | 0 | 0 | 0 | 0 | 0 | 0 | 0 | 0 | 0 | 0
1993 | 11 | 26 | 0 | 0 | 0 | 0 | 0 | 0 | 0 | 0 | 0 | 0 | 0 | 0 | 0
1993 | 11 | 27 | 1.77 | 1 | 0.95 | 0 | 1 | 0.95 | 0 | 0 | 0 | 0 | 0 | 0 | 0
1993 | 11 | 28 | 2.26 | 1 | 0.95 | 0 | 1 | 0.95 | 0 | 0 | 0 | 0 | 0 | 0 | 0
1993 | 11 | 29 | 0 | 0 | 0 | 0 | 0 | 0 | 0 | 0 | 0 | 0 | 0 | 0 | 0
1993 | 11 | 30 | 0 | 0 | 0 | 0 | 0 | 0 | 0 | 0 | 0 | 0 | 0 | 0 | 0
1993 | 12 | 1 | 0 | 0 | 0 | 0 | 0 | 0 | 0 | 0 | 0 | 0 | 0 | 0 | 0
1993 | 12 | 2 | 0 | 0 | 0 | 0 | 0 | 0 | 0 | 0 | 0 | 0 | 0 | 0 | 0
1993 | 12 | 3 | 0 | 0 | 0 | 0 | 0 | 0 | 0 | 0 | 0 | 0 | 0 | 0 | 0
1993 | 12 | 4 | 1 | 1 | 0.95 | 0 | 1 | 0.95 | 0 | 0 | 0 | 0 | 0 | 0 | 0
1993 | 12 | 5 | 1.72 | 1 | 0.95 | 0 | 1 | 0.95 | 0 | 0 | 0 | 0 | 0 | 0 | 0
1993 | 12 | 6 | 0 | 0 | 0 | 0 | 0 | 0 | 0 | 0 | 0 | 0 | 0 | 0 | 0
1993 | 12 | 7 | 0 | 0 | 0 | 0 | 0 | 0 | 0 | 0 | 0 | 0 | 0 | 0 | 0
1993 | 12 | 8 | 0 | 0 | 0 | 0 | 0 | 0 | 0 | 0 | 0 | 0 | 0 | 0 | 0
1993 | 12 | 9 | 0 | 0 | 0 | 0 | 0 | 0 | 0 | 0 | 0 | 0 | 0 | 0 | 0
1993 | 12 | 10 | 0.02 | 0.02 | 0 | 0 | 0.02 | 0 | 0 | 0 | 0 | 0 | 0 | 0 | 0
1993 | 12 | 11 | 0 | 0 | 0 | 0 | 0 | 0 | 0 | 0 | 0 | 0 | 0 | 0 | 0
1993 | 12 | 12 | 0 | 0 | 0 | 0 | 0 | 0 | 0 | 0 | 0 | 0 | 0 | 0 | 0
1993 | 12 | 13 | 0 | 0 | 0 | 0 | 0 | 0 | 0 | 0 | 0 | 0 | 0 | 0 | 0
1993 | 12 | 14 | 0 | 0 | 0 | 0 | 0 | 0 | 0 | 0 | 0 | 0 | 0 | 0 | 0
1993 | 12 | 15 | 0.63 | 0.63 | 0.58 | 0 | 0.63 | 0.58 | 0 | 0 | 0 | 0 | 0 | 0 | 0
1993 | 12 | 16 | 0 | 0 | 0 | 0 | 0 | 0 | 0 | 0 | 0 | 0 | 0 | 0 | 0
1993 | 12 | 17 | 0 | 0 | 0 | 0 | 0 | 0 | 0 | 0 | 0 | 0 | 0 | 0 | 0
1993 | 12 | 18 | 0.02 | 0.02 | 0 | 0 | 0.02 | 0 | 0 | 0 | 0 | 0 | 0 | 0 | 0
1993 | 12 | 19 | 0.05 | 0.05 | 0 | 0 | 0.05 | 0 | 0 | 0 | 0 | 0 | 0 | 0 | 0
1993 | 12 | 20 | 0.17 | 0.17 | 0.12 | 0 | 0.17 | 0.12 | 0 | 0 | 0 | 0 | 0 | 0 | 0
1993 | 12 | 21 | 0.48 | 0.48 | 0.43 | 0 | 0.48 | 0.43 | 0 | 0 | 0 | 0 | 0 | 0 | 0
1993 | 12 | 22 | 0 | 0 | 0 | 0 | 0 | 0 | 0 | 0 | 0 | 0 | 0 | 0 | 0
1993 | 12 | 23 | 0 | 0 | 0 | 0 | 0 | 0 | 0 | 0 | 0 | 0 | 0 | 0 | 0
1993 | 12 | 24 | 0 | 0 | 0 | 0 | 0 | 0 | 0 | 0 | 0 | 0 | 0 | 0 | 0
1993 | 12 | 25 | 0.02 | 0.02 | 0 | 0 | 0.02 | 0 | 0 | 0 | 0 | 0 | 0 | 0 | 0
1993 | 12 | 26 | 0 | 0 | 0 | 0 | 0 | 0 | 0 | 0 | 0 | 0 | 0 | 0 | 0
1993 | 12 | 27 | 0 | 0 | 0 | 0 | 0 | 0 | 0 | 0 | 0 | 0 | 0 | 0 | 0
1993 | 12 | 28 | 0.23 | 0.23 | 0.18 | 0 | 0.23 | 0.18 | 0 | 0 | 0 | 0 | 0 | 0 | 0
1993 | 12 | 29 | 0.04 | 0.04 | 0 | 0 | 0.04 | 0 | 0 | 0 | 0 | 0 | 0 | 0 | 0
1993 | 12 | 30 | 0 | 0 | 0 | 0 | 0 | 0 | 0 | 0 | 0 | 0 | 0 | 0 | 0
1993 | 12 | 31 | 0 | 0 | 0 | 0 | 0 | 0 | 0 | 0 | 0 | 0 | 0 | 0 | 0
1994 | 1 | 1 | 0.07 | 0.07 | 0.02 | 0 | 0.07 | 0.02 | 0 | 0 | 0 | 0 | 0 | 0 | 0
1994 | 1 | 2 | 0 | 0 | 0 | 0 | 0 | 0 | 0 | 0 | 0 | 0 | 0 | 0 | 0
1994 | 1 | 3 | 0.04 | 0.04 | 0 | 0 | 0.04 | 0 | 0 | 0 | 0 | 0 | 0 | 0 | 0
1994 | 1 | 4 | 0.49 | 0.49 | 0.44 | 0 | 0.49 | 0.44 | 0 | 0 | 0 | 0 | 0 | 0 | 0
1994 | 1 | 5 | 0 | 0 | 0 | 0 | 0 | 0 | 0 | 0 | 0 | 0 | 0 | 0 | 0
1994 | 1 | 6 | 0 | 0 | 0 | 0 | 0 | 0 | 0 | 0 | 0 | 0 | 0 | 0 | 0
1994 | 1 | 7 | 0.8 | 0.8 | 0.75 | 0 | 0.8 | 0.75 | 0 | 0 | 0 | 0 | 0 | 0 | 0
1994 | 1 | 8 | 0.21 | 0.21 | 0.16 | 0 | 0.21 | 0.16 | 0 | 0 | 0 | 0 | 0 | 0 | 0
1994 | 1 | 9 | 0 | 0 | 0 | 0 | 0 | 0 | 0 | 0 | 0 | 0 | 0 | 0 | 0
1994 | 1 | 10 | 0 | 0 | 0 | 0 | 0 | 0 | 0 | 0 | 0 | 0 | 0 | 0 | 0
1994 | 1 | 11 | 0 | 0 | 0 | 0 | 0 | 0 | 0 | 0 | 0 | 0 | 0 | 0 | 0
1994 | 1 | 12 | 0.64 | 0.64 | 0.59 | 0 | 0.64 | 0.59 | 0 | 0 | 0 | 0 | 0 | 0 | 0
1994 | 1 | 13 | 0 | 0 | 0 | 0 | 0 | 0 | 0 | 0 | 0 | 0 | 0 | 0 | 0
1994 | 1 | 14 | 0.03 | 0.03 | 0 | 0 | 0.03 | 0 | 0 | 0 | 0 | 0 | 0 | 0 | 0
1994 | 1 | 15 | 0 | 0 | 0 | 0 | 0 | 0 | 0 | 0 | 0 | 0 | 0 | 0 | 0
1994 | 1 | 16 | 0 | 0 | 0 | 0 | 0 | 0 | 0 | 0 | 0 | 0 | 0 | 0 | 0
1994 | 1 | 17 | 1.09 | 1 | 0.95 | 0 | 1 | 0.95 | 0 | 0 | 0 | 0 | 0 | 0 | 0
1994 | 1 | 18 | 0 | 0 | 0 | 0 | 0 | 0 | 0 | 0 | 0 | 0 | 0 | 0 | 0
1994 | 1 | 19 | 0 | 0 | 0 | 0 | 0 | 0 | 0 | 0 | 0 | 0 | 0 | 0 | 0
1994 | 1 | 20 | 0.09 | 0.09 | 0.04 | 0 | 0.09 | 0.04 | 0 | 0 | 0 | 0 | 0 | 0 | 0
1994 | 1 | 21 | 0 | 0 | 0 | 0 | 0 | 0 | 0 | 0 | 0 | 0 | 0 | 0 | 0
1994 | 1 | 22 | 0 | 0 | 0 | 0 | 0 | 0 | 0 | 0 | 0 | 0 | 0 | 0 | 0
1994 | 1 | 23 | 0 | 0 | 0 | 0 | 0 | 0 | 0 | 0 | 0 | 0 | 0 | 0 | 0
1994 | 1 | 24 | 0 | 0 | 0 | 0 | 0 | 0 | 0 | 0 | 0 | 0 | 0 | 0 | 0
1994 | 1 | 25 | 0.2 | 0.2 | 0.15 | 0 | 0.2 | 0.15 | 0 | 0 | 0 | 0 | 0 | 0 | 0
1994 | 1 | 26 | 0.01 | 0.01 | 0 | 0 | 0.01 | 0 | 0 | 0 | 0 | 0 | 0 | 0 | 0
1994 | 1 | 27 | 0.13 | 0.13 | 0.08 | 0 | 0.13 | 0.08 | 0 | 0 | 0 | 0 | 0 | 0 | 0
1994 | 1 | 28 | 0.47 | 0.47 | 0.42 | 0 | 0.47 | 0.42 | 0 | 0 | 0 | 0 | 0 | 0 | 0
1994 | 1 | 29 | 0 | 0 | 0 | 0 | 0 | 0 | 0 | 0 | 0 | 0 | 0 | 0 | 0
1994 | 1 | 30 | 0.01 | 0.01 | 0 | 0 | 0.01 | 0 | 0 | 0 | 0 | 0 | 0 | 0 | 0
1994 | 1 | 31 | 0 | 0 | 0 | 0 | 0 | 0 | 0 | 0 | 0 | 0 | 0 | 0 | 0
1994 | 2 | 1 | 0 | 0 | 0 | 0 | 0 | 0 | 0 | 0 | 0 | 0 | 0 | 0 | 0
1994 | 2 | 2 | 0 | 0 | 0 | 0 | 0 | 0 | 0 | 0 | 0 | 0 | 0 | 0 | 0
1994 | 2 | 3 | 0 | 0 | 0 | 0 | 0 | 0 | 0 | 0 | 0 | 0 | 0 | 0 | 0
1994 | 2 | 4 | 0 | 0 | 0 | 0 | 0 | 0 | 0 | 0 | 0 | 0 | 0 | 0 | 0
1994 | 2 | 5 | 0 | 0 | 0 | 0 | 0 | 0 | 0 | 0 | 0 | 0 | 0 | 0 | 0
1994 | 2 | 6 | 0 | 0 | 0 | 0 | 0 | 0 | 0 | 0 | 0 | 0 | 0 | 0 | 0
1994 | 2 | 7 | 0 | 0 | 0 | 0 | 0 | 0 | 0 | 0 | 0 | 0 | 0 | 0 | 0
1994 | 2 | 8 | 0.54 | 0.54 | 0.49 | 0 | 0.54 | 0.49 | 0 | 0 | 0 | 0 | 0 | 0 | 0
1994 | 2 | 9 | 0.45 | 0.45 | 0.4 | 0 | 0.45 | 0.4 | 0 | 0 | 0 | 0 | 0 | 0 | 0
1994 | 2 | 10 | 0.18 | 0.18 | 0.13 | 0 | 0.18 | 0.13 | 0 | 0 | 0 | 0 | 0 | 0 | 0
1994 | 2 | 11 | 1.17 | 1 | 0.95 | 0 | 1 | 0.95 | 0 | 0 | 0 | 0 | 0 | 0 | 0
1994 | 2 | 12 | 0.02 | 0.02 | 0 | 0 | 0.02 | 0 | 0 | 0 | 0 | 0 | 0 | 0 | 0
1994 | 2 | 13 | 0 | 0 | 0 | 0 | 0 | 0 | 0 | 0 | 0 | 0 | 0 | 0 | 0
1994 | 2 | 14 | 0 | 0 | 0 | 0 | 0 | 0 | 0 | 0 | 0 | 0 | 0 | 0 | 0
1994 | 2 | 15 | 0 | 0 | 0 | 0 | 0 | 0 | 0 | 0 | 0 | 0 | 0 | 0 | 0
1994 | 2 | 16 | 0 | 0 | 0 | 0 | 0 | 0 | 0 | 0 | 0 | 0 | 0 | 0 | 0
1994 | 2 | 17 | 0 | 0 | 0 | 0 | 0 | 0 | 0 | 0 | 0 | 0 | 0 | 0 | 0
1994 | 2 | 18 | 0 | 0 | 0 | 0 | 0 | 0 | 0 | 0 | 0 | 0 | 0 | 0 | 0
1994 | 2 | 19 | 0 | 0 | 0 | 0 | 0 | 0 | 0 | 0 | 0 | 0 | 0 | 0 | 0
1994 | 2 | 20 | 0 | 0 | 0 | 0 | 0 | 0 | 0 | 0 | 0 | 0 | 0 | 0 | 0
1994 | 2 | 21 | 0.13 | 0.13 | 0.08 | 0 | 0.13 | 0.08 | 0 | 0 | 0 | 0 | 0 | 0 | 0
1994 | 2 | 22 | 0 | 0 | 0 | 0 | 0 | 0 | 0 | 0 | 0 | 0 | 0 | 0 | 0
1994 | 2 | 23 | 1.34 | 1 | 0.95 | 0 | 1 | 0.95 | 0 | 0 | 0 | 0 | 0 | 0 | 0
1994 | 2 | 24 | 0.37 | 0.37 | 0.32 | 0 | 0.37 | 0.32 | 0 | 0 | 0 | 0 | 0 | 0 | 0
1994 | 2 | 25 | 0 | 0 | 0 | 0 | 0 | 0 | 0 | 0 | 0 | 0 | 0 | 0 | 0
1994 | 2 | 26 | 0 | 0 | 0 | 0 | 0 | 0 | 0 | 0 | 0 | 0 | 0 | 0 | 0
1994 | 2 | 27 | 0 | 0 | 0 | 0 | 0 | 0 | 0 | 0 | 0 | 0 | 0 | 0 | 0
1994 | 2 | 28 | 0 | 0 | 0 | 0 | 0 | 0 | 0 | 0 | 0 | 0 | 0 | 0 | 0
1994 | 3 | 1 | 0.25 | 0.25 | 0.2 | 0 | 0.25 | 0.2 | 0 | 0 | 0 | 0 | 0 | 0 | 0
1994 | 3 | 2 | 1.65 | 1 | 0.95 | 0 | 1 | 0.95 | 0 | 0 | 0 | 0 | 0 | 0 | 0
1994 | 3 | 3 | 0.17 | 0.17 | 0.12 | 0 | 0.17 | 0.12 | 0 | 0 | 0 | 0 | 0 | 0 | 0
1994 | 3 | 4 | 0 | 0 | 0 | 0 | 0 | 0 | 0 | 0 | 0 | 0 | 0 | 0 | 0
1994 | 3 | 5 | 0 | 0 | 0 | 0 | 0 | 0 | 0 | 0 | 0 | 0 | 0 | 0 | 0
1994 | 3 | 6 | 0 | 0 | 0 | 0 | 0 | 0 | 0 | 0 | 0 | 0 | 0 | 0 | 0
1994 | 3 | 7 | 0.13 | 0.13 | 0.08 | 0 | 0.13 | 0.08 | 0 | 0 | 0 | 0 | 0 | 0 | 0
1994 | 3 | 8 | 0.09 | 0.09 | 0.04 | 0 | 0.09 | 0.04 | 0 | 0 | 0 | 0 | 0 | 0 | 0
1994 | 3 | 9 | 0.39 | 0.39 | 0.34 | 0 | 0.39 | 0.34 | 0 | 0 | 0 | 0 | 0 | 0 | 0
1994 | 3 | 10 | 0.88 | 0.88 | 0.83 | 0 | 0.88 | 0.83 | 0 | 0 | 0 | 0 | 0 | 0 | 0
1994 | 3 | 11 | 0 | 0 | 0 | 0 | 0 | 0 | 0 | 0 | 0 | 0 | 0 | 0 | 0
1994 | 3 | 12 | 0 | 0 | 0 | 0 | 0 | 0 | 0 | 0 | 0 | 0 | 0 | 0 | 0
1994 | 3 | 13 | 0 | 0 | 0 | 0 | 0 | 0 | 0 | 0 | 0 | 0 | 0 | 0 | 0
1994 | 3 | 14 | 0 | 0 | 0 | 0 | 0 | 0 | 0 | 0 | 0 | 0 | 0 | 0 | 0
1994 | 3 | 15 | 0.03 | 0.03 | 0 | 0 | 0.03 | 0 | 0 | 0 | 0 | 0 | 0 | 0 | 0
1994 | 3 | 16 | 0 | 0 | 0 | 0 | 0 | 0 | 0 | 0 | 0 | 0 | 0 | 0 | 0
1994 | 3 | 17 | 0 | 0 | 0 | 0 | 0 | 0 | 0 | 0 | 0 | 0 | 0 | 0 | 0
1994 | 3 | 18 | 0.16 | 0.16 | 0.11 | 0 | 0.16 | 0.11 | 0 | 0 | 0 | 0 | 0 | 0 | 0
1994 | 3 | 19 | 0 | 0 | 0 | 0 | 0 | 0 | 0 | 0 | 0 | 0 | 0 | 0 | 0
1994 | 3 | 20 | 0 | 0 | 0 | 0 | 0 | 0 | 0 | 0 | 0 | 0 | 0 | 0 | 0
1994 | 3 | 21 | 0.62 | 0.62 | 0.57 | 0 | 0.62 | 0.57 | 0 | 0 | 0 | 0 | 0 | 0 | 0
1994 | 3 | 22 | 0 | 0 | 0 | 0 | 0 | 0 | 0 | 0 | 0 | 0 | 0 | 0 | 0
1994 | 3 | 23 | 0 | 0 | 0 | 0 | 0 | 0 | 0 | 0 | 0 | 0 | 0 | 0 | 0
1994 | 3 | 24 | 0 | 0 | 0 | 0 | 0 | 0 | 0 | 0 | 0 | 0 | 0 | 0 | 0
1994 | 3 | 25 | 0.33 | 0.33 | 0.28 | 0 | 0.33 | 0.28 | 0 | 0 | 0 | 0 | 0 | 0 | 0
1994 | 3 | 26 | 0.04 | 0.04 | 0 | 0 | 0.04 | 0 | 0 | 0 | 0 | 0 | 0 | 0 | 0
1994 | 3 | 27 | 1.5 | 1 | 0.95 | 0 | 1 | 0.95 | 0 | 0 | 0 | 0 | 0 | 0 | 0
1994 | 3 | 28 | 1.63 | 1 | 0.95 | 0 | 1 | 0.95 | 0 | 0 | 0 | 0 | 0 | 0 | 0
1994 | 3 | 29 | 0.51 | 0.51 | 0.46 | 0 | 0.51 | 0.46 | 0 | 0 | 0 | 0 | 0 | 0 | 0
1994 | 3 | 30 | 0 | 0 | 0 | 0 | 0 | 0 | 0 | 0 | 0 | 0 | 0 | 0 | 0
1994 | 3 | 31 | 0.07 | 0.07 | 0.02 | 0 | 0.07 | 0.02 | 0 | 0 | 0 | 0 | 0 | 0 | 0
1994 | 4 | 1 | 0.01 | 0.01 | 0 | 0 | 0.01 | 0 | 0 | 0 | 0 | 0 | 0 | 0 | 0
1994 | 4 | 2 | 0 | 0 | 0 | 0 | 0 | 0 | 0 | 0 | 0 | 0 | 0 | 0 | 0
1994 | 4 | 3 | 0.01 | 0.01 | 0 | 0 | 0.01 | 0 | 0 | 0 | 0 | 0 | 0 | 0 | 0
1994 | 4 | 4 | 0.03 | 0.03 | 0 | 0 | 0.03 | 0 | 0 | 0 | 0 | 0 | 0 | 0 | 0
1994 | 4 | 5 | 0 | 0 | 0 | 0 | 0 | 0 | 0 | 0 | 0 | 0 | 0 | 0 | 0
1994 | 4 | 6 | 0.16 | 0.16 | 0.11 | 0 | 0.16 | 0.11 | 0 | 0 | 0 | 0 | 0 | 0 | 0
1994 | 4 | 7 | 0.5 | 0.5 | 0.45 | 0 | 0.5 | 0.45 | 0 | 0 | 0 | 0 | 0 | 0 | 0
1994 | 4 | 8 | 0 | 0 | 0 | 0 | 0 | 0 | 0 | 0 | 0 | 0 | 0 | 0 | 0
1994 | 4 | 9 | 0 | 0 | 0 | 0 | 0 | 0 | 0 | 0 | 0 | 0 | 0 | 0 | 0
1994 | 4 | 10 | 0.19 | 0.19 | 0.14 | 0 | 0.19 | 0.14 | 0 | 0 | 0 | 0 | 0 | 0 | 0
1994 | 4 | 11 | 0 | 0 | 0 | 0 | 0 | 0 | 0 | 0 | 0 | 0 | 0 | 0 | 0
1994 | 4 | 12 | 0 | 0 | 0 | 0 | 0 | 0 | 0 | 0 | 0 | 0 | 0 | 0 | 0
1994 | 4 | 13 | 0.42 | 0.42 | 0.37 | 0 | 0.42 | 0.37 | 0 | 0 | 0 | 0 | 0 | 0 | 0
1994 | 4 | 14 | 0 | 0 | 0 | 0 | 0 | 0 | 0 | 0 | 0 | 0 | 0 | 0 | 0
1994 | 4 | 15 | 0.01 | 0.01 | 0 | 0 | 0.01 | 0 | 0 | 0 | 0 | 0 | 0 | 0 | 0
1994 | 4 | 16 | 0.2 | 0.2 | 0.15 | 0 | 0.2 | 0.15 | 0 | 0 | 0 | 0 | 0 | 0 | 0
1994 | 4 | 17 | 0 | 0 | 0 | 0 | 0 | 0 | 0 | 0 | 0 | 0 | 0 | 0 | 0
1994 | 4 | 18 | 0 | 0 | 0 | 0 | 0 | 0 | 0 | 0 | 0 | 0 | 0 | 0 | 0
1994 | 4 | 19 | 0 | 0 | 0 | 0 | 0 | 0 | 0 | 0 | 0 | 0 | 0 | 0 | 0
1994 | 4 | 20 | 0 | 0 | 0 | 0 | 0 | 0 | 0 | 0 | 0 | 0 | 0 | 0 | 0
1994 | 4 | 21 | 0 | 0 | 0 | 0 | 0 | 0 | 0 | 0 | 0 | 0 | 0 | 0 | 0
1994 | 4 | 22 | 0 | 0 | 0 | 0 | 0 | 0 | 0 | 0 | 0 | 0 | 0 | 0 | 0
1994 | 4 | 23 | 0 | 0 | 0 | 0 | 0 | 0 | 0 | 0 | 0 | 0 | 0 | 0 | 0
1994 | 4 | 24 | 0 | 0 | 0 | 0 | 0 | 0 | 0 | 0 | 0 | 0 | 0 | 0 | 0
1994 | 4 | 25 | 0 | 0 | 0 | 0 | 0 | 0 | 0 | 0 | 0 | 0 | 0 | 0 | 0
1994 | 4 | 26 | 0 | 0 | 0 | 0 | 0 | 0 | 0 | 0 | 0 | 0 | 0 | 0 | 0
1994 | 4 | 27 | 0.05 | 0.05 | 0 | 0 | 0.05 | 0 | 0 | 0 | 0 | 0 | 0 | 0 | 0
1994 | 4 | 28 | 0 | 0 | 0 | 0 | 0 | 0 | 0 | 0 | 0 | 0 | 0 | 0 | 0
1994 | 4 | 29 | 0 | 0 | 0 | 0 | 0 | 0 | 0 | 0 | 0 | 0 | 0 | 0 | 0
1994 | 4 | 30 | 0 | 0 | 0 | 0 | 0 | 0 | 0 | 0 | 0 | 0 | 0 | 0 | 0
1994 | 5 | 1 | 0.05 | 0.05 | 0 | 0 | 0.05 | 0 | 0 | 0 | 0 | 0 | 0 | 0 | 0
1994 | 5 | 2 | 0 | 0 | 0 | 0 | 0 | 0 | 0 | 0 | 0 | 0 | 0 | 0 | 0
1994 | 5 | 3 | 0 | 0 | 0 | 0 | 0 | 0 | 0 | 0 | 0 | 0 | 0 | 0 | 0
1994 | 5 | 4 | 0.49 | 0.49 | 0.44 | 0 | 0.49 | 0.44 | 0 | 0 | 0 | 0 | 0 | 0 | 0
1994 | 5 | 5 | 0.02 | 0.02 | 0 | 0 | 0.02 | 0 | 0 | 0 | 0 | 0 | 0 | 0 | 0
1994 | 5 | 6 | 0 | 0 | 0 | 0 | 0 | 0 | 0 | 0 | 0 | 0 | 0 | 0 | 0
1994 | 5 | 7 | 0.42 | 0.42 | 0.37 | 0 | 0.42 | 0.37 | 0 | 0 | 0 | 0 | 0 | 0 | 0
1994 | 5 | 8 | 0.24 | 0.24 | 0.19 | 0 | 0.24 | 0.19 | 0 | 0 | 0 | 0 | 0 | 0 | 0
1994 | 5 | 9 | 0 | 0 | 0 | 0 | 0 | 0 | 0 | 0 | 0 | 0 | 0 | 0 | 0
1994 | 5 | 10 | 0 | 0 | 0 | 0 | 0 | 0 | 0 | 0 | 0 | 0 | 0 | 0 | 0
1994 | 5 | 11 | 0 | 0 | 0 | 0 | 0 | 0 | 0 | 0 | 0 | 0 | 0 | 0 | 0
1994 | 5 | 12 | 0.05 | 0.05 | 0 | 0 | 0.05 | 0 | 0 | 0 | 0 | 0 | 0 | 0 | 0
1994 | 5 | 13 | 0 | 0 | 0 | 0 | 0 | 0 | 0 | 0 | 0 | 0 | 0 | 0 | 0
1994 | 5 | 14 | 0 | 0 | 0 | 0 | 0 | 0 | 0 | 0 | 0 | 0 | 0 | 0 | 0
1994 | 5 | 15 | 0.17 | 0.17 | 0.12 | 0 | 0.17 | 0.12 | 0 | 0 | 0 | 0 | 0 | 0 | 0
1994 | 5 | 16 | 0.01 | 0.01 | 0 | 0 | 0.01 | 0 | 0 | 0 | 0 | 0 | 0 | 0 | 0
1994 | 5 | 17 | 0 | 0 | 0 | 0 | 0 | 0 | 0 | 0 | 0 | 0 | 0 | 0 | 0
1994 | 5 | 18 | 0 | 0 | 0 | 0 | 0 | 0 | 0 | 0 | 0 | 0 | 0 | 0 | 0
1994 | 5 | 19 | 0.01 | 0.01 | 0 | 0 | 0.01 | 0 | 0 | 0 | 0 | 0 | 0 | 0 | 0
1994 | 5 | 20 | 0.01 | 0.01 | 0 | 0 | 0.01 | 0 | 0 | 0 | 0 | 0 | 0 | 0 | 0
1994 | 5 | 21 | 0 | 0 | 0 | 0 | 0 | 0 | 0 | 0 | 0 | 0 | 0 | 0 | 0
1994 | 5 | 22 | 0 | 0 | 0 | 0 | 0 | 0 | 0 | 0 | 0 | 0 | 0 | 0 | 0
1994 | 5 | 23 | 0 | 0 | 0 | 0 | 0 | 0 | 0 | 0 | 0 | 0 | 0 | 0 | 0
1994 | 5 | 24 | 0.07 | 0.07 | 0.02 | 0 | 0.07 | 0.02 | 0 | 0 | 0 | 0 | 0 | 0 | 0
1994 | 5 | 25 | 0.02 | 0.02 | 0 | 0 | 0.02 | 0 | 0 | 0 | 0 | 0 | 0 | 0 | 0
1994 | 5 | 26 | 0 | 0 | 0 | 0 | 0 | 0 | 0 | 0 | 0 | 0 | 0 | 0 | 0
1994 | 5 | 27 | 0 | 0 | 0 | 0 | 0 | 0 | 0 | 0 | 0 | 0 | 0 | 0 | 0
1994 | 5 | 28 | 0 | 0 | 0 | 0 | 0 | 0 | 0 | 0 | 0 | 0 | 0 | 0 | 0
1994 | 5 | 29 | 0 | 0 | 0 | 0 | 0 | 0 | 0 | 0 | 0 | 0 | 0 | 0 | 0
1994 | 5 | 30 | 0 | 0 | 0 | 0 | 0 | 0 | 0 | 0 | 0 | 0 | 0 | 0 | 0
1994 | 5 | 31 | 0 | 0 | 0 | 0 | 0 | 0 | 0 | 0 | 0 | 0 | 0 | 0 | 0
1994 | 6 | 1 | 0 | 0 | 0 | 0 | 0 | 0 | 0 | 0 | 0 | 0 | 0 | 0 | 0
1994 | 6 | 2 | 0 | 0 | 0 | 0 | 0 | 0 | 0 | 0 | 0 | 0 | 0 | 0 | 0
1994 | 6 | 3 | 0 | 0 | 0 | 0 | 0 | 0 | 0 | 0 | 0 | 0 | 0 | 0 | 0
1994 | 6 | 4 | 0 | 0 | 0 | 0 | 0 | 0 | 0 | 0 | 0 | 0 | 0 | 0 | 0
1994 | 6 | 5 | 0 | 0 | 0 | 0 | 0 | 0 | 0 | 0 | 0 | 0 | 0 | 0 | 0
1994 | 6 | 6 | 0 | 0 | 0 | 0 | 0 | 0 | 0 | 0 | 0 | 0 | 0 | 0 | 0
1994 | 6 | 7 | 0 | 0 | 0 | 0 | 0 | 0 | 0 | 0 | 0 | 0 | 0 | 0 | 0
1994 | 6 | 8 | 0 | 0 | 0 | 0 | 0 | 0 | 0 | 0 | 0 | 0 | 0 | 0 | 0
1994 | 6 | 9 | 0 | 0 | 0 | 0 | 0 | 0 | 0 | 0 | 0 | 0 | 0 | 0 | 0
1994 | 6 | 10 | 0 | 0 | 0 | 0 | 0 | 0 | 0 | 0 | 0 | 0 | 0 | 0 | 0
1994 | 6 | 11 | 0.04 | 0.04 | 0 | 0 | 0.04 | 0 | 0 | 0 | 0 | 0 | 0 | 0 | 0
1994 | 6 | 12 | 0 | 0 | 0 | 0 | 0 | 0 | 0 | 0 | 0 | 0 | 0 | 0 | 0
1994 | 6 | 13 | 0 | 0 | 0 | 0 | 0 | 0 | 0 | 0 | 0 | 0 | 0 | 0 | 0
1994 | 6 | 14 | 0 | 0 | 0 | 0 | 0 | 0 | 0 | 0 | 0 | 0 | 0 | 0 | 0
1994 | 6 | 15 | 0.08 | 0.08 | 0.03 | 0 | 0.08 | 0.03 | 0 | 0 | 0 | 0 | 0 | 0 | 0
1994 | 6 | 16 | 0.12 | 0.12 | 0.07 | 0 | 0.12 | 0.07 | 0 | 0 | 0 | 0 | 0 | 0 | 0
1994 | 6 | 17 | 0 | 0 | 0 | 0 | 0 | 0 | 0 | 0 | 0 | 0 | 0 | 0 | 0
1994 | 6 | 18 | 0 | 0 | 0 | 0 | 0 | 0 | 0 | 0 | 0 | 0 | 0 | 0 | 0
1994 | 6 | 19 | 0 | 0 | 0 | 0 | 0 | 0 | 0 | 0 | 0 | 0 | 0 | 0 | 0
1994 | 6 | 20 | 0 | 0 | 0 | 0 | 0 | 0 | 0 | 0 | 0 | 0 | 0 | 0 | 0
1994 | 6 | 21 | 0.02 | 0.02 | 0 | 0 | 0.02 | 0 | 0 | 0 | 0 | 0 | 0 | 0 | 0
1994 | 6 | 22 | 0 | 0 | 0 | 0 | 0 | 0 | 0 | 0 | 0 | 0 | 0 | 0 | 0
1994 | 6 | 23 | 0.32 | 0.32 | 0.27 | 0 | 0.32 | 0.27 | 0 | 0 | 0 | 0 | 0 | 0 | 0
1994 | 6 | 24 | 0.26 | 0.26 | 0.21 | 0 | 0.26 | 0.21 | 0 | 0 | 0 | 0 | 0 | 0 | 0
1994 | 6 | 25 | 0 | 0 | 0 | 0 | 0 | 0 | 0 | 0 | 0 | 0 | 0 | 0 | 0
1994 | 6 | 26 | 0.03 | 0.03 | 0 | 0 | 0.03 | 0 | 0 | 0 | 0 | 0 | 0 | 0 | 0
1994 | 6 | 27 | 0.4 | 0.4 | 0.35 | 0 | 0.4 | 0.35 | 0 | 0 | 0 | 0 | 0 | 0 | 0
1994 | 6 | 28 | 0 | 0 | 0 | 0 | 0 | 0 | 0 | 0 | 0 | 0 | 0 | 0 | 0
1994 | 6 | 29 | 0.32 | 0.32 | 0.27 | 0 | 0.32 | 0.27 | 0 | 0 | 0 | 0 | 0 | 0 | 0
1994 | 6 | 30 | 0 | 0 | 0 | 0 | 0 | 0 | 0 | 0 | 0 | 0 | 0 | 0 | 0
1994 | 7 | 1 | 0 | 0 | 0 | 0 | 0 | 0 | 0 | 0 | 0 | 0 | 0 | 0 | 0
1994 | 7 | 2 | 0.68 | 0.68 | 0.63 | 0 | 0.68 | 0.63 | 0 | 0 | 0 | 0 | 0 | 0 | 0
1994 | 7 | 3 | 0.01 | 0.01 | 0 | 0 | 0.01 | 0 | 0 | 0 | 0 | 0 | 0 | 0 | 0
1994 | 7 | 4 | 0 | 0 | 0 | 0 | 0 | 0 | 0 | 0 | 0 | 0 | 0 | 0 | 0
1994 | 7 | 5 | 0 | 0 | 0 | 0 | 0 | 0 | 0 | 0 | 0 | 0 | 0 | 0 | 0
1994 | 7 | 6 | 0 | 0 | 0 | 0 | 0 | 0 | 0 | 0 | 0 | 0 | 0 | 0 | 0
1994 | 7 | 7 | 0 | 0 | 0 | 0 | 0 | 0 | 0 | 0 | 0 | 0 | 0 | 0 | 0
1994 | 7 | 8 | 0 | 0 | 0 | 0 | 0 | 0 | 0 | 0 | 0 | 0 | 0 | 0 | 0
1994 | 7 | 9 | 0.38 | 0.38 | 0.33 | 0 | 0.38 | 0.33 | 0 | 0 | 0 | 0 | 0 | 0 | 0
1994 | 7 | 10 | 0 | 0 | 0 | 0 | 0 | 0 | 0 | 0 | 0 | 0 | 0 | 0 | 0
1994 | 7 | 11 | 0 | 0 | 0 | 0 | 0 | 0 | 0 | 0 | 0 | 0 | 0 | 0 | 0
1994 | 7 | 12 | 0 | 0 | 0 | 0 | 0 | 0 | 0 | 0 | 0 | 0 | 0 | 0 | 0
1994 | 7 | 13 | 0 | 0 | 0 | 0 | 0 | 0 | 0 | 0 | 0 | 0 | 0 | 0 | 0
1994 | 7 | 14 | 0.21 | 0.21 | 0.16 | 0 | 0.21 | 0.16 | 0 | 0 | 0 | 0 | 0 | 0 | 0
1994 | 7 | 15 | 0.02 | 0.02 | 0 | 0 | 0.02 | 0 | 0 | 0 | 0 | 0 | 0 | 0 | 0
1994 | 7 | 16 | 0 | 0 | 0 | 0 | 0 | 0 | 0 | 0 | 0 | 0 | 0 | 0 | 0
1994 | 7 | 17 | 0.17 | 0.17 | 0.12 | 0 | 0.17 | 0.12 | 0 | 0 | 0 | 0 | 0 | 0 | 0
1994 | 7 | 18 | 0.02 | 0.02 | 0 | 0 | 0.02 | 0 | 0 | 0 | 0 | 0 | 0 | 0 | 0
1994 | 7 | 19 | 0 | 0 | 0 | 0 | 0 | 0 | 0 | 0 | 0 | 0 | 0 | 0 | 0
1994 | 7 | 20 | 0 | 0 | 0 | 0 | 0 | 0 | 0 | 0 | 0 | 0 | 0 | 0 | 0
1994 | 7 | 21 | 0.16 | 0.16 | 0.11 | 0 | 0.16 | 0.11 | 0 | 0 | 0 | 0 | 0 | 0 | 0
1994 | 7 | 22 | 0.11 | 0.11 | 0.06 | 0 | 0.11 | 0.06 | 0 | 0 | 0 | 0 | 0 | 0 | 0
1994 | 7 | 23 | 0.01 | 0.01 | 0 | 0 | 0.01 | 0 | 0 | 0 | 0 | 0 | 0 | 0 | 0
1994 | 7 | 24 | 0 | 0 | 0 | 0 | 0 | 0 | 0 | 0 | 0 | 0 | 0 | 0 | 0
1994 | 7 | 25 | 0.05 | 0.05 | 0 | 0 | 0.05 | 0 | 0 | 0 | 0 | 0 | 0 | 0 | 0
1994 | 7 | 26 | 0.66 | 0.66 | 0.61 | 0 | 0.66 | 0.61 | 0 | 0 | 0 | 0 | 0 | 0 | 0
1994 | 7 | 27 | 0.73 | 0.73 | 0.68 | 0 | 0.73 | 0.68 | 0 | 0 | 0 | 0 | 0 | 0 | 0
1994 | 7 | 28 | 0.35 | 0.35 | 0.3 | 0 | 0.35 | 0.3 | 0 | 0 | 0 | 0 | 0 | 0 | 0
1994 | 7 | 29 | 0.05 | 0.05 | 0 | 0 | 0.05 | 0 | 0 | 0 | 0 | 0 | 0 | 0 | 0
1994 | 7 | 30 | 0 | 0 | 0 | 0 | 0 | 0 | 0 | 0 | 0 | 0 | 0 | 0 | 0
1994 | 7 | 31 | 0 | 0 | 0 | 0 | 0 | 0 | 0 | 0 | 0 | 0 | 0 | 0 | 0
1994 | 8 | 1 | 0 | 0 | 0 | 0 | 0 | 0 | 0 | 0 | 0 | 0 | 0 | 0 | 0
1994 | 8 | 2 | 0.16 | 0.16 | 0.11 | 0 | 0.16 | 0.11 | 0 | 0 | 0 | 0 | 0 | 0 | 0
1994 | 8 | 3 | 0 | 0 | 0 | 0 | 0 | 0 | 0 | 0 | 0 | 0 | 0 | 0 | 0
1994 | 8 | 4 | 0 | 0 | 0 | 0 | 0 | 0 | 0 | 0 | 0 | 0 | 0 | 0 | 0
1994 | 8 | 5 | 0.47 | 0.47 | 0.42 | 0 | 0.47 | 0.42 | 0 | 0 | 0 | 0 | 0 | 0 | 0
1994 | 8 | 6 | 0 | 0 | 0 | 0 | 0 | 0 | 0 | 0 | 0 | 0 | 0 | 0 | 0
1994 | 8 | 7 | 0 | 0 | 0 | 0 | 0 | 0 | 0 | 0 | 0 | 0 | 0 | 0 | 0
1994 | 8 | 8 | 0 | 0 | 0 | 0 | 0 | 0 | 0 | 0 | 0 | 0 | 0 | 0 | 0
1994 | 8 | 9 | 0 | 0 | 0 | 0 | 0 | 0 | 0 | 0 | 0 | 0 | 0 | 0 | 0
1994 | 8 | 10 | 0 | 0 | 0 | 0 | 0 | 0 | 0 | 0 | 0 | 0 | 0 | 0 | 0
1994 | 8 | 11 | 1.29 | 1 | 0.95 | 0 | 1 | 0.95 | 0 | 0 | 0 | 0 | 0 | 0 | 0
1994 | 8 | 12 | 0 | 0 | 0 | 0 | 0 | 0 | 0 | 0 | 0 | 0 | 0 | 0 | 0
1994 | 8 | 13 | 0 | 0 | 0 | 0 | 0 | 0 | 0 | 0 | 0 | 0 | 0 | 0 | 0
1994 | 8 | 14 | 0.37 | 0.37 | 0.32 | 0 | 0.37 | 0.32 | 0 | 0 | 0 | 0 | 0 | 0 | 0
1994 | 8 | 15 | 0 | 0 | 0 | 0 | 0 | 0 | 0 | 0 | 0 | 0 | 0 | 0 | 0
1994 | 8 | 16 | 0.56 | 0.56 | 0.51 | 0 | 0.56 | 0.51 | 0 | 0 | 0 | 0 | 0 | 0 | 0
1994 | 8 | 17 | 0.46 | 0.46 | 0.41 | 0 | 0.46 | 0.41 | 0 | 0 | 0 | 0 | 0 | 0 | 0
1994 | 8 | 18 | 0.01 | 0.01 | 0 | 0 | 0.01 | 0 | 0 | 0 | 0 | 0 | 0 | 0 | 0
1994 | 8 | 19 | 0 | 0 | 0 | 0 | 0 | 0 | 0 | 0 | 0 | 0 | 0 | 0 | 0
1994 | 8 | 20 | 0 | 0 | 0 | 0 | 0 | 0 | 0 | 0 | 0 | 0 | 0 | 0 | 0
1994 | 8 | 21 | 0.08 | 0.08 | 0.03 | 0 | 0.08 | 0.03 | 0 | 0 | 0 | 0 | 0 | 0 | 0
1994 | 8 | 22 | 0.05 | 0.05 | 0 | 0 | 0.05 | 0 | 0 | 0 | 0 | 0 | 0 | 0 | 0
1994 | 8 | 23 | 0 | 0 | 0 | 0 | 0 | 0 | 0 | 0 | 0 | 0 | 0 | 0 | 0
1994 | 8 | 24 | 0 | 0 | 0 | 0 | 0 | 0 | 0 | 0 | 0 | 0 | 0 | 0 | 0
1994 | 8 | 25 | 0 | 0 | 0 | 0 | 0 | 0 | 0 | 0 | 0 | 0 | 0 | 0 | 0
1994 | 8 | 26 | 0.85 | 0.85 | 0.8 | 0 | 0.85 | 0.8 | 0 | 0 | 0 | 0 | 0 | 0 | 0
1994 | 8 | 27 | 0 | 0 | 0 | 0 | 0 | 0 | 0 | 0 | 0 | 0 | 0 | 0 | 0
1994 | 8 | 28 | 0 | 0 | 0 | 0 | 0 | 0 | 0 | 0 | 0 | 0 | 0 | 0 | 0
1994 | 8 | 29 | 0.05 | 0.05 | 0 | 0 | 0.05 | 0 | 0 | 0 | 0 | 0 | 0 | 0 | 0
1994 | 8 | 30 | 0 | 0 | 0 | 0 | 0 | 0 | 0 | 0 | 0 | 0 | 0 | 0 | 0
1994 | 8 | 31 | 0 | 0 | 0 | 0 | 0 | 0 | 0 | 0 | 0 | 0 | 0 | 0 | 0
1994 | 9 | 1 | 0 | 0 | 0 | 0 | 0 | 0 | 0 | 0 | 0 | 0 | 0 | 0 | 0
1994 | 9 | 2 | 0 | 0 | 0 | 0 | 0 | 0 | 0 | 0 | 0 | 0 | 0 | 0 | 0
1994 | 9 | 3 | 0 | 0 | 0 | 0 | 0 | 0 | 0 | 0 | 0 | 0 | 0 | 0 | 0
1994 | 9 | 4 | 0 | 0 | 0 | 0 | 0 | 0 | 0 | 0 | 0 | 0 | 0 | 0 | 0
1994 | 9 | 5 | 0 | 0 | 0 | 0 | 0 | 0 | 0 | 0 | 0 | 0 | 0 | 0 | 0
1994 | 9 | 6 | 0 | 0 | 0 | 0 | 0 | 0 | 0 | 0 | 0 | 0 | 0 | 0 | 0
1994 | 9 | 7 | 0 | 0 | 0 | 0 | 0 | 0 | 0 | 0 | 0 | 0 | 0 | 0 | 0
1994 | 9 | 8 | 0 | 0 | 0 | 0 | 0 | 0 | 0 | 0 | 0 | 0 | 0 | 0 | 0
1994 | 9 | 9 | 0 | 0 | 0 | 0 | 0 | 0 | 0 | 0 | 0 | 0 | 0 | 0 | 0
1994 | 9 | 10 | 0 | 0 | 0 | 0 | 0 | 0 | 0 | 0 | 0 | 0 | 0 | 0 | 0
1994 | 9 | 11 | 0 | 0 | 0 | 0 | 0 | 0 | 0 | 0 | 0 | 0 | 0 | 0 | 0
1994 | 9 | 12 | 0 | 0 | 0 | 0 | 0 | 0 | 0 | 0 | 0 | 0 | 0 | 0 | 0
1994 | 9 | 13 | 0 | 0 | 0 | 0 | 0 | 0 | 0 | 0 | 0 | 0 | 0 | 0 | 0
1994 | 9 | 14 | 0 | 0 | 0 | 0 | 0 | 0 | 0 | 0 | 0 | 0 | 0 | 0 | 0
1994 | 9 | 15 | 0 | 0 | 0 | 0 | 0 | 0 | 0 | 0 | 0 | 0 | 0 | 0 | 0
1994 | 9 | 16 | 0 | 0 | 0 | 0 | 0 | 0 | 0 | 0 | 0 | 0 | 0 | 0 | 0
1994 | 9 | 17 | 0.47 | 0.47 | 0.42 | 0 | 0.47 | 0.42 | 0 | 0 | 0 | 0 | 0 | 0 | 0
1994 | 9 | 18 | 0.08 | 0.08 | 0.03 | 0 | 0.08 | 0.03 | 0 | 0 | 0 | 0 | 0 | 0 | 0
1994 | 9 | 19 | 0 | 0 | 0 | 0 | 0 | 0 | 0 | 0 | 0 | 0 | 0 | 0 | 0
1994 | 9 | 20 | 0 | 0 | 0 | 0 | 0 | 0 | 0 | 0 | 0 | 0 | 0 | 0 | 0
1994 | 9 | 21 | 0 | 0 | 0 | 0 | 0 | 0 | 0 | 0 | 0 | 0 | 0 | 0 | 0
1994 | 9 | 22 | 1.53 | 1 | 0.95 | 0 | 1 | 0.95 | 0 | 0 | 0 | 0 | 0 | 0 | 0
1994 | 9 | 23 | 0.02 | 0.02 | 0 | 0 | 0.02 | 0 | 0 | 0 | 0 | 0 | 0 | 0 | 0
1994 | 9 | 24 | 0 | 0 | 0 | 0 | 0 | 0 | 0 | 0 | 0 | 0 | 0 | 0 | 0
1994 | 9 | 25 | 0 | 0 | 0 | 0 | 0 | 0 | 0 | 0 | 0 | 0 | 0 | 0 | 0
1994 | 9 | 26 | 0.74 | 0.74 | 0.69 | 0 | 0.74 | 0.69 | 0 | 0 | 0 | 0 | 0 | 0 | 0
1994 | 9 | 27 | 0 | 0 | 0 | 0 | 0 | 0 | 0 | 0 | 0 | 0 | 0 | 0 | 0
1994 | 9 | 28 | 0 | 0 | 0 | 0 | 0 | 0 | 0 | 0 | 0 | 0 | 0 | 0 | 0
1994 | 9 | 29 | 0 | 0 | 0 | 0 | 0 | 0 | 0 | 0 | 0 | 0 | 0 | 0 | 0
1994 | 9 | 30 | 0 | 0 | 0 | 0 | 0 | 0 | 0 | 0 | 0 | 0 | 0 | 0 | 0
1994 | 10 | 1 | 0.06 | 0.06 | 0.01 | 0 | 0.06 | 0.01 | 0 | 0 | 0 | 0 | 0 | 0 | 0
1994 | 10 | 2 | 0.02 | 0.02 | 0 | 0 | 0.02 | 0 | 0 | 0 | 0 | 0 | 0 | 0 | 0
1994 | 10 | 3 | 0 | 0 | 0 | 0 | 0 | 0 | 0 | 0 | 0 | 0 | 0 | 0 | 0
1994 | 10 | 4 | 0 | 0 | 0 | 0 | 0 | 0 | 0 | 0 | 0 | 0 | 0 | 0 | 0
1994 | 10 | 5 | 0 | 0 | 0 | 0 | 0 | 0 | 0 | 0 | 0 | 0 | 0 | 0 | 0
1994 | 10 | 6 | 0 | 0 | 0 | 0 | 0 | 0 | 0 | 0 | 0 | 0 | 0 | 0 | 0
1994 | 10 | 7 | 0 | 0 | 0 | 0 | 0 | 0 | 0 | 0 | 0 | 0 | 0 | 0 | 0
1994 | 10 | 8 | 0 | 0 | 0 | 0 | 0 | 0 | 0 | 0 | 0 | 0 | 0 | 0 | 0
1994 | 10 | 9 | 0.21 | 0.21 | 0.16 | 0 | 0.21 | 0.16 | 0 | 0 | 0 | 0 | 0 | 0 | 0
1994 | 10 | 10 | 0 | 0 | 0 | 0 | 0 | 0 | 0 | 0 | 0 | 0 | 0 | 0 | 0
1994 | 10 | 11 | 0 | 0 | 0 | 0 | 0 | 0 | 0 | 0 | 0 | 0 | 0 | 0 | 0
1994 | 10 | 12 | 0 | 0 | 0 | 0 | 0 | 0 | 0 | 0 | 0 | 0 | 0 | 0 | 0
1994 | 10 | 13 | 0 | 0 | 0 | 0 | 0 | 0 | 0 | 0 | 0 | 0 | 0 | 0 | 0
1994 | 10 | 14 | 0 | 0 | 0 | 0 | 0 | 0 | 0 | 0 | 0 | 0 | 0 | 0 | 0
1994 | 10 | 15 | 0 | 0 | 0 | 0 | 0 | 0 | 0 | 0 | 0 | 0 | 0 | 0 | 0
1994 | 10 | 16 | 0 | 0 | 0 | 0 | 0 | 0 | 0 | 0 | 0 | 0 | 0 | 0 | 0
1994 | 10 | 17 | 0 | 0 | 0 | 0 | 0 | 0 | 0 | 0 | 0 | 0 | 0 | 0 | 0
1994 | 10 | 18 | 0 | 0 | 0 | 0 | 0 | 0 | 0 | 0 | 0 | 0 | 0 | 0 | 0
1994 | 10 | 19 | 0 | 0 | 0 | 0 | 0 | 0 | 0 | 0 | 0 | 0 | 0 | 0 | 0
1994 | 10 | 20 | 0.03 | 0.03 | 0 | 0 | 0.03 | 0 | 0 | 0 | 0 | 0 | 0 | 0 | 0
1994 | 10 | 21 | 0 | 0 | 0 | 0 | 0 | 0 | 0 | 0 | 0 | 0 | 0 | 0 | 0
1994 | 10 | 22 | 0 | 0 | 0 | 0 | 0 | 0 | 0 | 0 | 0 | 0 | 0 | 0 | 0
1994 | 10 | 23 | 0.85 | 0.85 | 0.8 | 0 | 0.85 | 0.8 | 0 | 0 | 0 | 0 | 0 | 0 | 0
1994 | 10 | 24 | 0 | 0 | 0 | 0 | 0 | 0 | 0 | 0 | 0 | 0 | 0 | 0 | 0
1994 | 10 | 25 | 0 | 0 | 0 | 0 | 0 | 0 | 0 | 0 | 0 | 0 | 0 | 0 | 0
1994 | 10 | 26 | 0.02 | 0.02 | 0 | 0 | 0.02 | 0 | 0 | 0 | 0 | 0 | 0 | 0 | 0
1994 | 10 | 27 | 0 | 0 | 0 | 0 | 0 | 0 | 0 | 0 | 0 | 0 | 0 | 0 | 0
1994 | 10 | 28 | 0 | 0 | 0 | 0 | 0 | 0 | 0 | 0 | 0 | 0 | 0 | 0 | 0
1994 | 10 | 29 | 0 | 0 | 0 | 0 | 0 | 0 | 0 | 0 | 0 | 0 | 0 | 0 | 0
1994 | 10 | 30 | 0 | 0 | 0 | 0 | 0 | 0 | 0 | 0 | 0 | 0 | 0 | 0 | 0
1994 | 10 | 31 | 0 | 0 | 0 | 0 | 0 | 0 | 0 | 0 | 0 | 0 | 0 | 0 | 0
1994 | 11 | 1 | 0.23 | 0.23 | 0.18 | 0 | 0.23 | 0.18 | 0 | 0 | 0 | 0 | 0 | 0 | 0
1994 | 11 | 2 | 0 | 0 | 0 | 0 | 0 | 0 | 0 | 0 | 0 | 0 | 0 | 0 | 0
1994 | 11 | 3 | 0 | 0 | 0 | 0 | 0 | 0 | 0 | 0 | 0 | 0 | 0 | 0 | 0
1994 | 11 | 4 | 0 | 0 | 0 | 0 | 0 | 0 | 0 | 0 | 0 | 0 | 0 | 0 | 0
1994 | 11 | 5 | 0 | 0 | 0 | 0 | 0 | 0 | 0 | 0 | 0 | 0 | 0 | 0 | 0
1994 | 11 | 6 | 0.06 | 0.06 | 0.01 | 0 | 0.06 | 0.01 | 0 | 0 | 0 | 0 | 0 | 0 | 0
1994 | 11 | 7 | 0 | 0 | 0 | 0 | 0 | 0 | 0 | 0 | 0 | 0 | 0 | 0 | 0
1994 | 11 | 8 | 0 | 0 | 0 | 0 | 0 | 0 | 0 | 0 | 0 | 0 | 0 | 0 | 0
1994 | 11 | 9 | 0 | 0 | 0 | 0 | 0 | 0 | 0 | 0 | 0 | 0 | 0 | 0 | 0
1994 | 11 | 10 | 0.23 | 0.23 | 0.18 | 0 | 0.23 | 0.18 | 0 | 0 | 0 | 0 | 0 | 0 | 0
1994 | 11 | 11 | 0 | 0 | 0 | 0 | 0 | 0 | 0 | 0 | 0 | 0 | 0 | 0 | 0
1994 | 11 | 12 | 0 | 0 | 0 | 0 | 0 | 0 | 0 | 0 | 0 | 0 | 0 | 0 | 0
1994 | 11 | 13 | 0 | 0 | 0 | 0 | 0 | 0 | 0 | 0 | 0 | 0 | 0 | 0 | 0
1994 | 11 | 14 | 0 | 0 | 0 | 0 | 0 | 0 | 0 | 0 | 0 | 0 | 0 | 0 | 0
1994 | 11 | 15 | 0 | 0 | 0 | 0 | 0 | 0 | 0 | 0 | 0 | 0 | 0 | 0 | 0
1994 | 11 | 16 | 0 | 0 | 0 | 0 | 0 | 0 | 0 | 0 | 0 | 0 | 0 | 0 | 0
1994 | 11 | 17 | 0 | 0 | 0 | 0 | 0 | 0 | 0 | 0 | 0 | 0 | 0 | 0 | 0
1994 | 11 | 18 | 0.1 | 0.1 | 0.05 | 0 | 0.1 | 0.05 | 0 | 0 | 0 | 0 | 0 | 0 | 0
1994 | 11 | 19 | 0 | 0 | 0 | 0 | 0 | 0 | 0 | 0 | 0 | 0 | 0 | 0 | 0
1994 | 11 | 20 | 0 | 0 | 0 | 0 | 0 | 0 | 0 | 0 | 0 | 0 | 0 | 0 | 0
1994 | 11 | 21 | 0.52 | 0.52 | 0.47 | 0 | 0.52 | 0.47 | 0 | 0 | 0 | 0 | 0 | 0 | 0
1994 | 11 | 22 | 0 | 0 | 0 | 0 | 0 | 0 | 0 | 0 | 0 | 0 | 0 | 0 | 0
1994 | 11 | 23 | 0 | 0 | 0 | 0 | 0 | 0 | 0 | 0 | 0 | 0 | 0 | 0 | 0
1994 | 11 | 24 | 0 | 0 | 0 | 0 | 0 | 0 | 0 | 0 | 0 | 0 | 0 | 0 | 0
1994 | 11 | 25 | 0 | 0 | 0 | 0 | 0 | 0 | 0 | 0 | 0 | 0 | 0 | 0 | 0
1994 | 11 | 26 | 0 | 0 | 0 | 0 | 0 | 0 | 0 | 0 | 0 | 0 | 0 | 0 | 0
1994 | 11 | 27 | 0.42 | 0.42 | 0.37 | 0 | 0.42 | 0.37 | 0 | 0 | 0 | 0 | 0 | 0 | 0
1994 | 11 | 28 | 0.01 | 0.01 | 0 | 0 | 0.01 | 0 | 0 | 0 | 0 | 0 | 0 | 0 | 0
1994 | 11 | 29 | 0 | 0 | 0 | 0 | 0 | 0 | 0 | 0 | 0 | 0 | 0 | 0 | 0
1994 | 11 | 30 | 0 | 0 | 0 | 0 | 0 | 0 | 0 | 0 | 0 | 0 | 0 | 0 | 0
1994 | 12 | 1 | 0 | 0 | 0 | 0 | 0 | 0 | 0 | 0 | 0 | 0 | 0 | 0 | 0
1994 | 12 | 2 | 0 | 0 | 0 | 0 | 0 | 0 | 0 | 0 | 0 | 0 | 0 | 0 | 0
1994 | 12 | 3 | 0 | 0 | 0 | 0 | 0 | 0 | 0 | 0 | 0 | 0 | 0 | 0 | 0
1994 | 12 | 4 | 0.32 | 0.32 | 0.27 | 0 | 0.32 | 0.27 | 0 | 0 | 0 | 0 | 0 | 0 | 0
1994 | 12 | 5 | 0.66 | 0.66 | 0.61 | 0 | 0.66 | 0.61 | 0 | 0 | 0 | 0 | 0 | 0 | 0
1994 | 12 | 6 | 0 | 0 | 0 | 0 | 0 | 0 | 0 | 0 | 0 | 0 | 0 | 0 | 0
1994 | 12 | 7 | 0 | 0 | 0 | 0 | 0 | 0 | 0 | 0 | 0 | 0 | 0 | 0 | 0
1994 | 12 | 8 | 0 | 0 | 0 | 0 | 0 | 0 | 0 | 0 | 0 | 0 | 0 | 0 | 0
1994 | 12 | 9 | 0.02 | 0.02 | 0 | 0 | 0.02 | 0 | 0 | 0 | 0 | 0 | 0 | 0 | 0
1994 | 12 | 10 | 0.61 | 0.61 | 0.56 | 0 | 0.61 | 0.56 | 0 | 0 | 0 | 0 | 0 | 0 | 0
1994 | 12 | 11 | 0.01 | 0.01 | 0 | 0 | 0.01 | 0 | 0 | 0 | 0 | 0 | 0 | 0 | 0
1994 | 12 | 12 | 0 | 0 | 0 | 0 | 0 | 0 | 0 | 0 | 0 | 0 | 0 | 0 | 0
1994 | 12 | 13 | 0 | 0 | 0 | 0 | 0 | 0 | 0 | 0 | 0 | 0 | 0 | 0 | 0
1994 | 12 | 14 | 0.03 | 0.03 | 0 | 0 | 0.03 | 0 | 0 | 0 | 0 | 0 | 0 | 0 | 0
1994 | 12 | 15 | 0 | 0 | 0 | 0 | 0 | 0 | 0 | 0 | 0 | 0 | 0 | 0 | 0
1994 | 12 | 16 | 0.04 | 0.04 | 0 | 0 | 0.04 | 0 | 0 | 0 | 0 | 0 | 0 | 0 | 0
1994 | 12 | 17 | 0.12 | 0.12 | 0.07 | 0 | 0.12 | 0.07 | 0 | 0 | 0 | 0 | 0 | 0 | 0
1994 | 12 | 18 | 0 | 0 | 0 | 0 | 0 | 0 | 0 | 0 | 0 | 0 | 0 | 0 | 0
1994 | 12 | 19 | 0 | 0 | 0 | 0 | 0 | 0 | 0 | 0 | 0 | 0 | 0 | 0 | 0
1994 | 12 | 20 | 0 | 0 | 0 | 0 | 0 | 0 | 0 | 0 | 0 | 0 | 0 | 0 | 0
1994 | 12 | 21 | 0 | 0 | 0 | 0 | 0 | 0 | 0 | 0 | 0 | 0 | 0 | 0 | 0
1994 | 12 | 22 | 0 | 0 | 0 | 0 | 0 | 0 | 0 | 0 | 0 | 0 | 0 | 0 | 0
1994 | 12 | 23 | 0 | 0 | 0 | 0 | 0 | 0 | 0 | 0 | 0 | 0 | 0 | 0 | 0
1994 | 12 | 24 | 0.1 | 0.1 | 0.05 | 0 | 0.1 | 0.05 | 0 | 0 | 0 | 0 | 0 | 0 | 0
1994 | 12 | 25 | 0.04 | 0.04 | 0 | 0 | 0.04 | 0 | 0 | 0 | 0 | 0 | 0 | 0 | 0
1994 | 12 | 26 | 0 | 0 | 0 | 0 | 0 | 0 | 0 | 0 | 0 | 0 | 0 | 0 | 0
1994 | 12 | 27 | 0 | 0 | 0 | 0 | 0 | 0 | 0 | 0 | 0 | 0 | 0 | 0 | 0
1994 | 12 | 28 | 0 | 0 | 0 | 0 | 0 | 0 | 0 | 0 | 0 | 0 | 0 | 0 | 0
1994 | 12 | 29 | 0 | 0 | 0 | 0 | 0 | 0 | 0 | 0 | 0 | 0 | 0 | 0 | 0
1994 | 12 | 30 | 0 | 0 | 0 | 0 | 0 | 0 | 0 | 0 | 0 | 0 | 0 | 0 | 0
1994 | 12 | 31 | 0.4 | 0.4 | 0.35 | 0 | 0.4 | 0.35 | 0 | 0 | 0 | 0 | 0 | 0 | 0
1995 | 1 | 1 | 0.06 | 0.06 | 0.01 | 0 | 0.06 | 0.01 | 0 | 0 | 0 | 0 | 0 | 0 | 0
1995 | 1 | 2 | 0.02 | 0.02 | 0 | 0 | 0.02 | 0 | 0 | 0 | 0 | 0 | 0 | 0 | 0
1995 | 1 | 3 | 0 | 0 | 0 | 0 | 0 | 0 | 0 | 0 | 0 | 0 | 0 | 0 | 0
1995 | 1 | 4 | 0 | 0 | 0 | 0 | 0 | 0 | 0 | 0 | 0 | 0 | 0 | 0 | 0
1995 | 1 | 5 | 0 | 0 | 0 | 0 | 0 | 0 | 0 | 0 | 0 | 0 | 0 | 0 | 0
1995 | 1 | 6 | 1 | 1 | 0.95 | 0 | 1 | 0.95 | 0 | 0 | 0 | 0 | 0 | 0 | 0
1995 | 1 | 7 | 0.07 | 0.07 | 0.02 | 0 | 0.07 | 0.02 | 0 | 0 | 0 | 0 | 0 | 0 | 0
1995 | 1 | 8 | 0 | 0 | 0 | 0 | 0 | 0 | 0 | 0 | 0 | 0 | 0 | 0 | 0
1995 | 1 | 9 | 0 | 0 | 0 | 0 | 0 | 0 | 0 | 0 | 0 | 0 | 0 | 0 | 0
1995 | 1 | 10 | 0 | 0 | 0 | 0 | 0 | 0 | 0 | 0 | 0 | 0 | 0 | 0 | 0
1995 | 1 | 11 | 0.04 | 0.04 | 0 | 0 | 0.04 | 0 | 0 | 0 | 0 | 0 | 0 | 0 | 0
1995 | 1 | 12 | 0.01 | 0.01 | 0 | 0 | 0.01 | 0 | 0 | 0 | 0 | 0 | 0 | 0 | 0
1995 | 1 | 13 | 0 | 0 | 0 | 0 | 0 | 0 | 0 | 0 | 0 | 0 | 0 | 0 | 0
1995 | 1 | 14 | 0.05 | 0.05 | 0 | 0 | 0.05 | 0 | 0 | 0 | 0 | 0 | 0 | 0 | 0
1995 | 1 | 15 | 0.41 | 0.41 | 0.36 | 0 | 0.41 | 0.36 | 0 | 0 | 0 | 0 | 0 | 0 | 0
1995 | 1 | 16 | 0 | 0 | 0 | 0 | 0 | 0 | 0 | 0 | 0 | 0 | 0 | 0 | 0
1995 | 1 | 17 | 0 | 0 | 0 | 0 | 0 | 0 | 0 | 0 | 0 | 0 | 0 | 0 | 0
1995 | 1 | 18 | 0 | 0 | 0 | 0 | 0 | 0 | 0 | 0 | 0 | 0 | 0 | 0 | 0
1995 | 1 | 19 | 0.29 | 0.29 | 0.24 | 0 | 0.29 | 0.24 | 0 | 0 | 0 | 0 | 0 | 0 | 0
1995 | 1 | 20 | 0.99 | 0.99 | 0.94 | 0 | 0.99 | 0.94 | 0 | 0 | 0 | 0 | 0 | 0 | 0
1995 | 1 | 21 | 0 | 0 | 0 | 0 | 0 | 0 | 0 | 0 | 0 | 0 | 0 | 0 | 0
1995 | 1 | 22 | 0 | 0 | 0 | 0 | 0 | 0 | 0 | 0 | 0 | 0 | 0 | 0 | 0
1995 | 1 | 23 | 0 | 0 | 0 | 0 | 0 | 0 | 0 | 0 | 0 | 0 | 0 | 0 | 0
1995 | 1 | 24 | 0 | 0 | 0 | 0 | 0 | 0 | 0 | 0 | 0 | 0 | 0 | 0 | 0
1995 | 1 | 25 | 0 | 0 | 0 | 0 | 0 | 0 | 0 | 0 | 0 | 0 | 0 | 0 | 0
1995 | 1 | 26 | 0 | 0 | 0 | 0 | 0 | 0 | 0 | 0 | 0 | 0 | 0 | 0 | 0
1995 | 1 | 27 | 0 | 0 | 0 | 0 | 0 | 0 | 0 | 0 | 0 | 0 | 0 | 0 | 0
1995 | 1 | 28 | 0.28 | 0.28 | 0.23 | 0 | 0.28 | 0.23 | 0 | 0 | 0 | 0 | 0 | 0 | 0
1995 | 1 | 29 | 0 | 0 | 0 | 0 | 0 | 0 | 0 | 0 | 0 | 0 | 0 | 0 | 0
1995 | 1 | 30 | 0 | 0 | 0 | 0 | 0 | 0 | 0 | 0 | 0 | 0 | 0 | 0 | 0
1995 | 1 | 31 | 0 | 0 | 0 | 0 | 0 | 0 | 0 | 0 | 0 | 0 | 0 | 0 | 0
1995 | 2 | 1 | 0 | 0 | 0 | 0 | 0 | 0 | 0 | 0 | 0 | 0 | 0 | 0 | 0
1995 | 2 | 2 | 0 | 0 | 0 | 0 | 0 | 0 | 0 | 0 | 0 | 0 | 0 | 0 | 0
1995 | 2 | 3 | 0 | 0 | 0 | 0 | 0 | 0 | 0 | 0 | 0 | 0 | 0 | 0 | 0
1995 | 2 | 4 | 0.59 | 0.59 | 0.54 | 0 | 0.59 | 0.54 | 0 | 0 | 0 | 0 | 0 | 0 | 0
1995 | 2 | 5 | 0 | 0 | 0 | 0 | 0 | 0 | 0 | 0 | 0 | 0 | 0 | 0 | 0
1995 | 2 | 6 | 0 | 0 | 0 | 0 | 0 | 0 | 0 | 0 | 0 | 0 | 0 | 0 | 0
1995 | 2 | 7 | 0 | 0 | 0 | 0 | 0 | 0 | 0 | 0 | 0 | 0 | 0 | 0 | 0
1995 | 2 | 8 | 0 | 0 | 0 | 0 | 0 | 0 | 0 | 0 | 0 | 0 | 0 | 0 | 0
1995 | 2 | 9 | 0 | 0 | 0 | 0 | 0 | 0 | 0 | 0 | 0 | 0 | 0 | 0 | 0
1995 | 2 | 10 | 0 | 0 | 0 | 0 | 0 | 0 | 0 | 0 | 0 | 0 | 0 | 0 | 0
1995 | 2 | 11 | 0 | 0 | 0 | 0 | 0 | 0 | 0 | 0 | 0 | 0 | 0 | 0 | 0
1995 | 2 | 12 | 0 | 0 | 0 | 0 | 0 | 0 | 0 | 0 | 0 | 0 | 0 | 0 | 0
1995 | 2 | 13 | 0 | 0 | 0 | 0 | 0 | 0 | 0 | 0 | 0 | 0 | 0 | 0 | 0
1995 | 2 | 14 | 0 | 0 | 0 | 0 | 0 | 0 | 0 | 0 | 0 | 0 | 0 | 0 | 0
1995 | 2 | 15 | 0.34 | 0.34 | 0.29 | 0 | 0.34 | 0.29 | 0 | 0 | 0 | 0 | 0 | 0 | 0
1995 | 2 | 16 | 0.15 | 0.15 | 0.1 | 0 | 0.15 | 0.1 | 0 | 0 | 0 | 0 | 0 | 0 | 0
1995 | 2 | 17 | 0 | 0 | 0 | 0 | 0 | 0 | 0 | 0 | 0 | 0 | 0 | 0 | 0
1995 | 2 | 18 | 0 | 0 | 0 | 0 | 0 | 0 | 0 | 0 | 0 | 0 | 0 | 0 | 0
1995 | 2 | 19 | 0 | 0 | 0 | 0 | 0 | 0 | 0 | 0 | 0 | 0 | 0 | 0 | 0
1995 | 2 | 20 | 0 | 0 | 0 | 0 | 0 | 0 | 0 | 0 | 0 | 0 | 0 | 0 | 0
1995 | 2 | 21 | 0 | 0 | 0 | 0 | 0 | 0 | 0 | 0 | 0 | 0 | 0 | 0 | 0
1995 | 2 | 22 | 0 | 0 | 0 | 0 | 0 | 0 | 0 | 0 | 0 | 0 | 0 | 0 | 0
1995 | 2 | 23 | 0 | 0 | 0 | 0 | 0 | 0 | 0 | 0 | 0 | 0 | 0 | 0 | 0
1995 | 2 | 24 | 0 | 0 | 0 | 0 | 0 | 0 | 0 | 0 | 0 | 0 | 0 | 0 | 0
1995 | 2 | 25 | 0 | 0 | 0 | 0 | 0 | 0 | 0 | 0 | 0 | 0 | 0 | 0 | 0
1995 | 2 | 26 | 0 | 0 | 0 | 0 | 0 | 0 | 0 | 0 | 0 | 0 | 0 | 0 | 0
1995 | 2 | 27 | 0.35 | 0.35 | 0.3 | 0 | 0.35 | 0.3 | 0 | 0 | 0 | 0 | 0 | 0 | 0
1995 | 2 | 28 | 0.28 | 0.28 | 0.23 | 0 | 0.28 | 0.23 | 0 | 0 | 0 | 0 | 0 | 0 | 0
1995 | 3 | 1 | 0 | 0 | 0 | 0 | 0 | 0 | 0 | 0 | 0 | 0 | 0 | 0 | 0
1995 | 3 | 2 | 0 | 0 | 0 | 0 | 0 | 0 | 0 | 0 | 0 | 0 | 0 | 0 | 0
1995 | 3 | 3 | 0 | 0 | 0 | 0 | 0 | 0 | 0 | 0 | 0 | 0 | 0 | 0 | 0
1995 | 3 | 4 | 0 | 0 | 0 | 0 | 0 | 0 | 0 | 0 | 0 | 0 | 0 | 0 | 0
1995 | 3 | 5 | 0 | 0 | 0 | 0 | 0 | 0 | 0 | 0 | 0 | 0 | 0 | 0 | 0
1995 | 3 | 6 | 0.05 | 0.05 | 0 | 0 | 0.05 | 0 | 0 | 0 | 0 | 0 | 0 | 0 | 0
1995 | 3 | 7 | 0 | 0 | 0 | 0 | 0 | 0 | 0 | 0 | 0 | 0 | 0 | 0 | 0
1995 | 3 | 8 | 1.97 | 1 | 0.95 | 0 | 1 | 0.95 | 0 | 0 | 0 | 0 | 0 | 0 | 0
1995 | 3 | 9 | 0.01 | 0.01 | 0 | 0 | 0.01 | 0 | 0 | 0 | 0 | 0 | 0 | 0 | 0
1995 | 3 | 10 | 0 | 0 | 0 | 0 | 0 | 0 | 0 | 0 | 0 | 0 | 0 | 0 | 0
1995 | 3 | 11 | 0 | 0 | 0 | 0 | 0 | 0 | 0 | 0 | 0 | 0 | 0 | 0 | 0
1995 | 3 | 12 | 0 | 0 | 0 | 0 | 0 | 0 | 0 | 0 | 0 | 0 | 0 | 0 | 0
1995 | 3 | 13 | 0 | 0 | 0 | 0 | 0 | 0 | 0 | 0 | 0 | 0 | 0 | 0 | 0
1995 | 3 | 14 | 0 | 0 | 0 | 0 | 0 | 0 | 0 | 0 | 0 | 0 | 0 | 0 | 0
1995 | 3 | 15 | 0 | 0 | 0 | 0 | 0 | 0 | 0 | 0 | 0 | 0 | 0 | 0 | 0
1995 | 3 | 16 | 0 | 0 | 0 | 0 | 0 | 0 | 0 | 0 | 0 | 0 | 0 | 0 | 0
1995 | 3 | 17 | 0 | 0 | 0 | 0 | 0 | 0 | 0 | 0 | 0 | 0 | 0 | 0 | 0
1995 | 3 | 18 | 0 | 0 | 0 | 0 | 0 | 0 | 0 | 0 | 0 | 0 | 0 | 0 | 0
1995 | 3 | 19 | 0 | 0 | 0 | 0 | 0 | 0 | 0 | 0 | 0 | 0 | 0 | 0 | 0
1995 | 3 | 20 | 0 | 0 | 0 | 0 | 0 | 0 | 0 | 0 | 0 | 0 | 0 | 0 | 0
1995 | 3 | 21 | 0.09 | 0.09 | 0.04 | 0 | 0.09 | 0.04 | 0 | 0 | 0 | 0 | 0 | 0 | 0
1995 | 3 | 22 | 0 | 0 | 0 | 0 | 0 | 0 | 0 | 0 | 0 | 0 | 0 | 0 | 0
1995 | 3 | 23 | 0 | 0 | 0 | 0 | 0 | 0 | 0 | 0 | 0 | 0 | 0 | 0 | 0
1995 | 3 | 24 | 0 | 0 | 0 | 0 | 0 | 0 | 0 | 0 | 0 | 0 | 0 | 0 | 0
1995 | 3 | 25 | 0 | 0 | 0 | 0 | 0 | 0 | 0 | 0 | 0 | 0 | 0 | 0 | 0
1995 | 3 | 26 | 0 | 0 | 0 | 0 | 0 | 0 | 0 | 0 | 0 | 0 | 0 | 0 | 0
1995 | 3 | 27 | 0 | 0 | 0 | 0 | 0 | 0 | 0 | 0 | 0 | 0 | 0 | 0 | 0
1995 | 3 | 28 | 0 | 0 | 0 | 0 | 0 | 0 | 0 | 0 | 0 | 0 | 0 | 0 | 0
1995 | 3 | 29 | 0 | 0 | 0 | 0 | 0 | 0 | 0 | 0 | 0 | 0 | 0 | 0 | 0
1995 | 3 | 30 | 0.02 | 0.02 | 0 | 0 | 0.02 | 0 | 0 | 0 | 0 | 0 | 0 | 0 | 0
1995 | 3 | 31 | 0 | 0 | 0 | 0 | 0 | 0 | 0 | 0 | 0 | 0 | 0 | 0 | 0
1995 | 4 | 1 | 0 | 0 | 0 | 0 | 0 | 0 | 0 | 0 | 0 | 0 | 0 | 0 | 0
1995 | 4 | 2 | 0.05 | 0.05 | 0 | 0 | 0.05 | 0 | 0 | 0 | 0 | 0 | 0 | 0 | 0
1995 | 4 | 3 | 0 | 0 | 0 | 0 | 0 | 0 | 0 | 0 | 0 | 0 | 0 | 0 | 0
1995 | 4 | 4 | 0 | 0 | 0 | 0 | 0 | 0 | 0 | 0 | 0 | 0 | 0 | 0 | 0
1995 | 4 | 5 | 0 | 0 | 0 | 0 | 0 | 0 | 0 | 0 | 0 | 0 | 0 | 0 | 0
1995 | 4 | 6 | 0 | 0 | 0 | 0 | 0 | 0 | 0 | 0 | 0 | 0 | 0 | 0 | 0
1995 | 4 | 7 | 0 | 0 | 0 | 0 | 0 | 0 | 0 | 0 | 0 | 0 | 0 | 0 | 0
1995 | 4 | 8 | 0.02 | 0.02 | 0 | 0 | 0.02 | 0 | 0 | 0 | 0 | 0 | 0 | 0 | 0
1995 | 4 | 9 | 0.06 | 0.06 | 0.01 | 0 | 0.06 | 0.01 | 0 | 0 | 0 | 0 | 0 | 0 | 0
1995 | 4 | 10 | 0.09 | 0.09 | 0.04 | 0 | 0.09 | 0.04 | 0 | 0 | 0 | 0 | 0 | 0 | 0
1995 | 4 | 11 | 0 | 0 | 0 | 0 | 0 | 0 | 0 | 0 | 0 | 0 | 0 | 0 | 0
1995 | 4 | 12 | 0.69 | 0.69 | 0.64 | 0 | 0.69 | 0.64 | 0 | 0 | 0 | 0 | 0 | 0 | 0
1995 | 4 | 13 | 0 | 0 | 0 | 0 | 0 | 0 | 0 | 0 | 0 | 0 | 0 | 0 | 0
1995 | 4 | 14 | 0 | 0 | 0 | 0 | 0 | 0 | 0 | 0 | 0 | 0 | 0 | 0 | 0
1995 | 4 | 15 | 0 | 0 | 0 | 0 | 0 | 0 | 0 | 0 | 0 | 0 | 0 | 0 | 0
1995 | 4 | 16 | 0 | 0 | 0 | 0 | 0 | 0 | 0 | 0 | 0 | 0 | 0 | 0 | 0
1995 | 4 | 17 | 0 | 0 | 0 | 0 | 0 | 0 | 0 | 0 | 0 | 0 | 0 | 0 | 0
1995 | 4 | 18 | 0 | 0 | 0 | 0 | 0 | 0 | 0 | 0 | 0 | 0 | 0 | 0 | 0
1995 | 4 | 19 | 0 | 0 | 0 | 0 | 0 | 0 | 0 | 0 | 0 | 0 | 0 | 0 | 0
1995 | 4 | 20 | 0 | 0 | 0 | 0 | 0 | 0 | 0 | 0 | 0 | 0 | 0 | 0 | 0
1995 | 4 | 21 | 0 | 0 | 0 | 0 | 0 | 0 | 0 | 0 | 0 | 0 | 0 | 0 | 0
1995 | 4 | 22 | 0.01 | 0.01 | 0 | 0 | 0.01 | 0 | 0 | 0 | 0 | 0 | 0 | 0 | 0
1995 | 4 | 23 | 0.13 | 0.13 | 0.08 | 0 | 0.13 | 0.08 | 0 | 0 | 0 | 0 | 0 | 0 | 0
1995 | 4 | 24 | 0.21 | 0.21 | 0.16 | 0 | 0.21 | 0.16 | 0 | 0 | 0 | 0 | 0 | 0 | 0
1995 | 4 | 25 | 0 | 0 | 0 | 0 | 0 | 0 | 0 | 0 | 0 | 0 | 0 | 0 | 0
1995 | 4 | 26 | 0 | 0 | 0 | 0 | 0 | 0 | 0 | 0 | 0 | 0 | 0 | 0 | 0
1995 | 4 | 27 | 0 | 0 | 0 | 0 | 0 | 0 | 0 | 0 | 0 | 0 | 0 | 0 | 0
1995 | 4 | 28 | 0 | 0 | 0 | 0 | 0 | 0 | 0 | 0 | 0 | 0 | 0 | 0 | 0
1995 | 4 | 29 | 0 | 0 | 0 | 0 | 0 | 0 | 0 | 0 | 0 | 0 | 0 | 0 | 0
1995 | 4 | 30 | 0.63 | 0.63 | 0.58 | 0 | 0.63 | 0.58 | 0 | 0 | 0 | 0 | 0 | 0 | 0
1995 | 5 | 1 | 0 | 0 | 0 | 0 | 0 | 0 | 0 | 0 | 0 | 0 | 0 | 0 | 0
1995 | 5 | 2 | 0.42 | 0.42 | 0.37 | 0 | 0.42 | 0.37 | 0 | 0 | 0 | 0 | 0 | 0 | 0
1995 | 5 | 3 | 0 | 0 | 0 | 0 | 0 | 0 | 0 | 0 | 0 | 0 | 0 | 0 | 0
1995 | 5 | 4 | 0.01 | 0.01 | 0 | 0 | 0.01 | 0 | 0 | 0 | 0 | 0 | 0 | 0 | 0
1995 | 5 | 5 | 0.09 | 0.09 | 0.04 | 0 | 0.09 | 0.04 | 0 | 0 | 0 | 0 | 0 | 0 | 0
1995 | 5 | 6 | 0 | 0 | 0 | 0 | 0 | 0 | 0 | 0 | 0 | 0 | 0 | 0 | 0
1995 | 5 | 7 | 0 | 0 | 0 | 0 | 0 | 0 | 0 | 0 | 0 | 0 | 0 | 0 | 0
1995 | 5 | 8 | 0 | 0 | 0 | 0 | 0 | 0 | 0 | 0 | 0 | 0 | 0 | 0 | 0
1995 | 5 | 9 | 0.16 | 0.16 | 0.11 | 0 | 0.16 | 0.11 | 0 | 0 | 0 | 0 | 0 | 0 | 0
1995 | 5 | 10 | 0.87 | 0.87 | 0.82 | 0 | 0.87 | 0.82 | 0 | 0 | 0 | 0 | 0 | 0 | 0
1995 | 5 | 11 | 0.07 | 0.07 | 0.02 | 0 | 0.07 | 0.02 | 0 | 0 | 0 | 0 | 0 | 0 | 0
1995 | 5 | 12 | 0 | 0 | 0 | 0 | 0 | 0 | 0 | 0 | 0 | 0 | 0 | 0 | 0
1995 | 5 | 13 | 0 | 0 | 0 | 0 | 0 | 0 | 0 | 0 | 0 | 0 | 0 | 0 | 0
1995 | 5 | 14 | 0.5 | 0.5 | 0.45 | 0 | 0.5 | 0.45 | 0 | 0 | 0 | 0 | 0 | 0 | 0
1995 | 5 | 15 | 0 | 0 | 0 | 0 | 0 | 0 | 0 | 0 | 0 | 0 | 0 | 0 | 0
1995 | 5 | 16 | 0 | 0 | 0 | 0 | 0 | 0 | 0 | 0 | 0 | 0 | 0 | 0 | 0
1995 | 5 | 17 | 0.06 | 0.06 | 0.01 | 0 | 0.06 | 0.01 | 0 | 0 | 0 | 0 | 0 | 0 | 0
1995 | 5 | 18 | 0.32 | 0.32 | 0.27 | 0 | 0.32 | 0.27 | 0 | 0 | 0 | 0 | 0 | 0 | 0
1995 | 5 | 19 | 0.45 | 0.45 | 0.4 | 0 | 0.45 | 0.4 | 0 | 0 | 0 | 0 | 0 | 0 | 0
1995 | 5 | 20 | 0 | 0 | 0 | 0 | 0 | 0 | 0 | 0 | 0 | 0 | 0 | 0 | 0
1995 | 5 | 21 | 0 | 0 | 0 | 0 | 0 | 0 | 0 | 0 | 0 | 0 | 0 | 0 | 0
1995 | 5 | 22 | 0 | 0 | 0 | 0 | 0 | 0 | 0 | 0 | 0 | 0 | 0 | 0 | 0
1995 | 5 | 23 | 0 | 0 | 0 | 0 | 0 | 0 | 0 | 0 | 0 | 0 | 0 | 0 | 0
1995 | 5 | 24 | 0 | 0 | 0 | 0 | 0 | 0 | 0 | 0 | 0 | 0 | 0 | 0 | 0
1995 | 5 | 25 | 0.72 | 0.72 | 0.67 | 0 | 0.72 | 0.67 | 0 | 0 | 0 | 0 | 0 | 0 | 0
1995 | 5 | 26 | 0.03 | 0.03 | 0 | 0 | 0.03 | 0 | 0 | 0 | 0 | 0 | 0 | 0 | 0
1995 | 5 | 27 | 0 | 0 | 0 | 0 | 0 | 0 | 0 | 0 | 0 | 0 | 0 | 0 | 0
1995 | 5 | 28 | 0.34 | 0.34 | 0.29 | 0 | 0.34 | 0.29 | 0 | 0 | 0 | 0 | 0 | 0 | 0
1995 | 5 | 29 | 0.15 | 0.15 | 0.1 | 0 | 0.15 | 0.1 | 0 | 0 | 0 | 0 | 0 | 0 | 0
1995 | 5 | 30 | 0 | 0 | 0 | 0 | 0 | 0 | 0 | 0 | 0 | 0 | 0 | 0 | 0
1995 | 5 | 31 | 0 | 0 | 0 | 0 | 0 | 0 | 0 | 0 | 0 | 0 | 0 | 0 | 0
1995 | 6 | 1 | 0 | 0 | 0 | 0 | 0 | 0 | 0 | 0 | 0 | 0 | 0 | 0 | 0
1995 | 6 | 2 | 0.05 | 0.05 | 0 | 0 | 0.05 | 0 | 0 | 0 | 0 | 0 | 0 | 0 | 0
1995 | 6 | 3 | 0.18 | 0.18 | 0.13 | 0 | 0.18 | 0.13 | 0 | 0 | 0 | 0 | 0 | 0 | 0
1995 | 6 | 4 | 0 | 0 | 0 | 0 | 0 | 0 | 0 | 0 | 0 | 0 | 0 | 0 | 0
1995 | 6 | 5 | 0 | 0 | 0 | 0 | 0 | 0 | 0 | 0 | 0 | 0 | 0 | 0 | 0
1995 | 6 | 6 | 0 | 0 | 0 | 0 | 0 | 0 | 0 | 0 | 0 | 0 | 0 | 0 | 0
1995 | 6 | 7 | 0.03 | 0.03 | 0 | 0 | 0.03 | 0 | 0 | 0 | 0 | 0 | 0 | 0 | 0
1995 | 6 | 8 | 0 | 0 | 0 | 0 | 0 | 0 | 0 | 0 | 0 | 0 | 0 | 0 | 0
1995 | 6 | 9 | 0 | 0 | 0 | 0 | 0 | 0 | 0 | 0 | 0 | 0 | 0 | 0 | 0
1995 | 6 | 10 | 0 | 0 | 0 | 0 | 0 | 0 | 0 | 0 | 0 | 0 | 0 | 0 | 0
1995 | 6 | 11 | 0.45 | 0.45 | 0.4 | 0 | 0.45 | 0.4 | 0 | 0 | 0 | 0 | 0 | 0 | 0
1995 | 6 | 12 | 0.37 | 0.37 | 0.32 | 0 | 0.37 | 0.32 | 0 | 0 | 0 | 0 | 0 | 0 | 0
1995 | 6 | 13 | 0 | 0 | 0 | 0 | 0 | 0 | 0 | 0 | 0 | 0 | 0 | 0 | 0
1995 | 6 | 14 | 0 | 0 | 0 | 0 | 0 | 0 | 0 | 0 | 0 | 0 | 0 | 0 | 0
1995 | 6 | 15 | 0 | 0 | 0 | 0 | 0 | 0 | 0 | 0 | 0 | 0 | 0 | 0 | 0
1995 | 6 | 16 | 0 | 0 | 0 | 0 | 0 | 0 | 0 | 0 | 0 | 0 | 0 | 0 | 0
1995 | 6 | 17 | 0 | 0 | 0 | 0 | 0 | 0 | 0 | 0 | 0 | 0 | 0 | 0 | 0
1995 | 6 | 18 | 0 | 0 | 0 | 0 | 0 | 0 | 0 | 0 | 0 | 0 | 0 | 0 | 0
1995 | 6 | 19 | 0 | 0 | 0 | 0 | 0 | 0 | 0 | 0 | 0 | 0 | 0 | 0 | 0
1995 | 6 | 20 | 0 | 0 | 0 | 0 | 0 | 0 | 0 | 0 | 0 | 0 | 0 | 0 | 0
1995 | 6 | 21 | 0 | 0 | 0 | 0 | 0 | 0 | 0 | 0 | 0 | 0 | 0 | 0 | 0
1995 | 6 | 22 | 0.07 | 0.07 | 0.02 | 0 | 0.07 | 0.02 | 0 | 0 | 0 | 0 | 0 | 0 | 0
1995 | 6 | 23 | 0.31 | 0.31 | 0.26 | 0 | 0.31 | 0.26 | 0 | 0 | 0 | 0 | 0 | 0 | 0
1995 | 6 | 24 | 0.85 | 0.85 | 0.8 | 0 | 0.85 | 0.8 | 0 | 0 | 0 | 0 | 0 | 0 | 0
1995 | 6 | 25 | 0.03 | 0.03 | 0 | 0 | 0.03 | 0 | 0 | 0 | 0 | 0 | 0 | 0 | 0
1995 | 6 | 26 | 0.06 | 0.06 | 0.01 | 0 | 0.06 | 0.01 | 0 | 0 | 0 | 0 | 0 | 0 | 0
1995 | 6 | 27 | 0.02 | 0.02 | 0 | 0 | 0.02 | 0 | 0 | 0 | 0 | 0 | 0 | 0 | 0
1995 | 6 | 28 | 0 | 0 | 0 | 0 | 0 | 0 | 0 | 0 | 0 | 0 | 0 | 0 | 0
1995 | 6 | 29 | 0 | 0 | 0 | 0 | 0 | 0 | 0 | 0 | 0 | 0 | 0 | 0 | 0
1995 | 6 | 30 | 0 | 0 | 0 | 0 | 0 | 0 | 0 | 0 | 0 | 0 | 0 | 0 | 0
1995 | 7 | 1 | 0.33 | 0.33 | 0.28 | 0 | 0.33 | 0.28 | 0 | 0 | 0 | 0 | 0 | 0 | 0
1995 | 7 | 2 | 0 | 0 | 0 | 0 | 0 | 0 | 0 | 0 | 0 | 0 | 0 | 0 | 0
1995 | 7 | 3 | 0 | 0 | 0 | 0 | 0 | 0 | 0 | 0 | 0 | 0 | 0 | 0 | 0
1995 | 7 | 4 | 0.04 | 0.04 | 0 | 0 | 0.04 | 0 | 0 | 0 | 0 | 0 | 0 | 0 | 0
1995 | 7 | 5 | 0 | 0 | 0 | 0 | 0 | 0 | 0 | 0 | 0 | 0 | 0 | 0 | 0
1995 | 7 | 6 | 1.03 | 1 | 0.95 | 0 | 1 | 0.95 | 0 | 0 | 0 | 0 | 0 | 0 | 0
1995 | 7 | 7 | 0.11 | 0.11 | 0.06 | 0 | 0.11 | 0.06 | 0 | 0 | 0 | 0 | 0 | 0 | 0
1995 | 7 | 8 | 0 | 0 | 0 | 0 | 0 | 0 | 0 | 0 | 0 | 0 | 0 | 0 | 0
1995 | 7 | 9 | 0 | 0 | 0 | 0 | 0 | 0 | 0 | 0 | 0 | 0 | 0 | 0 | 0
1995 | 7 | 10 | 0.36 | 0.36 | 0.31 | 0 | 0.36 | 0.31 | 0 | 0 | 0 | 0 | 0 | 0 | 0
1995 | 7 | 11 | 0 | 0 | 0 | 0 | 0 | 0 | 0 | 0 | 0 | 0 | 0 | 0 | 0
1995 | 7 | 12 | 0 | 0 | 0 | 0 | 0 | 0 | 0 | 0 | 0 | 0 | 0 | 0 | 0
1995 | 7 | 13 | 0 | 0 | 0 | 0 | 0 | 0 | 0 | 0 | 0 | 0 | 0 | 0 | 0
1995 | 7 | 14 | 0 | 0 | 0 | 0 | 0 | 0 | 0 | 0 | 0 | 0 | 0 | 0 | 0
1995 | 7 | 15 | 0 | 0 | 0 | 0 | 0 | 0 | 0 | 0 | 0 | 0 | 0 | 0 | 0
1995 | 7 | 16 | 0 | 0 | 0 | 0 | 0 | 0 | 0 | 0 | 0 | 0 | 0 | 0 | 0
1995 | 7 | 17 | 0.02 | 0.02 | 0 | 0 | 0.02 | 0 | 0 | 0 | 0 | 0 | 0 | 0 | 0
1995 | 7 | 18 | 0.05 | 0.05 | 0 | 0 | 0.05 | 0 | 0 | 0 | 0 | 0 | 0 | 0 | 0
1995 | 7 | 19 | 0 | 0 | 0 | 0 | 0 | 0 | 0 | 0 | 0 | 0 | 0 | 0 | 0
1995 | 7 | 20 | 0 | 0 | 0 | 0 | 0 | 0 | 0 | 0 | 0 | 0 | 0 | 0 | 0
1995 | 7 | 21 | 1.6 | 1 | 0.95 | 0 | 1 | 0.95 | 0 | 0 | 0 | 0 | 0 | 0 | 0
1995 | 7 | 22 | 0.14 | 0.14 | 0.09 | 0 | 0.14 | 0.09 | 0 | 0 | 0 | 0 | 0 | 0 | 0
1995 | 7 | 23 | 0 | 0 | 0 | 0 | 0 | 0 | 0 | 0 | 0 | 0 | 0 | 0 | 0
1995 | 7 | 24 | 0.09 | 0.09 | 0.04 | 0 | 0.09 | 0.04 | 0 | 0 | 0 | 0 | 0 | 0 | 0
1995 | 7 | 25 | 0 | 0 | 0 | 0 | 0 | 0 | 0 | 0 | 0 | 0 | 0 | 0 | 0
1995 | 7 | 26 | 0 | 0 | 0 | 0 | 0 | 0 | 0 | 0 | 0 | 0 | 0 | 0 | 0
1995 | 7 | 27 | 0.26 | 0.26 | 0.21 | 0 | 0.26 | 0.21 | 0 | 0 | 0 | 0 | 0 | 0 | 0
1995 | 7 | 28 | 0 | 0 | 0 | 0 | 0 | 0 | 0 | 0 | 0 | 0 | 0 | 0 | 0
1995 | 7 | 29 | 0 | 0 | 0 | 0 | 0 | 0 | 0 | 0 | 0 | 0 | 0 | 0 | 0
1995 | 7 | 30 | 0 | 0 | 0 | 0 | 0 | 0 | 0 | 0 | 0 | 0 | 0 | 0 | 0
1995 | 7 | 31 | 0 | 0 | 0 | 0 | 0 | 0 | 0 | 0 | 0 | 0 | 0 | 0 | 0
1995 | 8 | 1 | 0 | 0 | 0 | 0 | 0 | 0 | 0 | 0 | 0 | 0 | 0 | 0 | 0
1995 | 8 | 2 | 0 | 0 | 0 | 0 | 0 | 0 | 0 | 0 | 0 | 0 | 0 | 0 | 0
1995 | 8 | 3 | 0 | 0 | 0 | 0 | 0 | 0 | 0 | 0 | 0 | 0 | 0 | 0 | 0
1995 | 8 | 4 | 0 | 0 | 0 | 0 | 0 | 0 | 0 | 0 | 0 | 0 | 0 | 0 | 0
1995 | 8 | 5 | 0.42 | 0.42 | 0.37 | 0 | 0.42 | 0.37 | 0 | 0 | 0 | 0 | 0 | 0 | 0
1995 | 8 | 6 | 0.46 | 0.46 | 0.41 | 0 | 0.46 | 0.41 | 0 | 0 | 0 | 0 | 0 | 0 | 0
1995 | 8 | 7 | 0 | 0 | 0 | 0 | 0 | 0 | 0 | 0 | 0 | 0 | 0 | 0 | 0
1995 | 8 | 8 | 0 | 0 | 0 | 0 | 0 | 0 | 0 | 0 | 0 | 0 | 0 | 0 | 0
1995 | 8 | 9 | 0 | 0 | 0 | 0 | 0 | 0 | 0 | 0 | 0 | 0 | 0 | 0 | 0
1995 | 8 | 10 | 0 | 0 | 0 | 0 | 0 | 0 | 0 | 0 | 0 | 0 | 0 | 0 | 0
1995 | 8 | 11 | 0 | 0 | 0 | 0 | 0 | 0 | 0 | 0 | 0 | 0 | 0 | 0 | 0
1995 | 8 | 12 | 0 | 0 | 0 | 0 | 0 | 0 | 0 | 0 | 0 | 0 | 0 | 0 | 0
1995 | 8 | 13 | 0 | 0 | 0 | 0 | 0 | 0 | 0 | 0 | 0 | 0 | 0 | 0 | 0
1995 | 8 | 14 | 0 | 0 | 0 | 0 | 0 | 0 | 0 | 0 | 0 | 0 | 0 | 0 | 0
1995 | 8 | 15 | 0 | 0 | 0 | 0 | 0 | 0 | 0 | 0 | 0 | 0 | 0 | 0 | 0
1995 | 8 | 16 | 0 | 0 | 0 | 0 | 0 | 0 | 0 | 0 | 0 | 0 | 0 | 0 | 0
1995 | 8 | 17 | 0 | 0 | 0 | 0 | 0 | 0 | 0 | 0 | 0 | 0 | 0 | 0 | 0
1995 | 8 | 18 | 0 | 0 | 0 | 0 | 0 | 0 | 0 | 0 | 0 | 0 | 0 | 0 | 0
1995 | 8 | 19 | 0 | 0 | 0 | 0 | 0 | 0 | 0 | 0 | 0 | 0 | 0 | 0 | 0
1995 | 8 | 20 | 0 | 0 | 0 | 0 | 0 | 0 | 0 | 0 | 0 | 0 | 0 | 0 | 0
1995 | 8 | 21 | 0 | 0 | 0 | 0 | 0 | 0 | 0 | 0 | 0 | 0 | 0 | 0 | 0
1995 | 8 | 22 | 0 | 0 | 0 | 0 | 0 | 0 | 0 | 0 | 0 | 0 | 0 | 0 | 0
1995 | 8 | 23 | 0 | 0 | 0 | 0 | 0 | 0 | 0 | 0 | 0 | 0 | 0 | 0 | 0
1995 | 8 | 24 | 0 | 0 | 0 | 0 | 0 | 0 | 0 | 0 | 0 | 0 | 0 | 0 | 0
1995 | 8 | 25 | 0 | 0 | 0 | 0 | 0 | 0 | 0 | 0 | 0 | 0 | 0 | 0 | 0
1995 | 8 | 26 | 0 | 0 | 0 | 0 | 0 | 0 | 0 | 0 | 0 | 0 | 0 | 0 | 0
1995 | 8 | 27 | 0 | 0 | 0 | 0 | 0 | 0 | 0 | 0 | 0 | 0 | 0 | 0 | 0
1995 | 8 | 28 | 0 | 0 | 0 | 0 | 0 | 0 | 0 | 0 | 0 | 0 | 0 | 0 | 0
1995 | 8 | 29 | 0 | 0 | 0 | 0 | 0 | 0 | 0 | 0 | 0 | 0 | 0 | 0 | 0
1995 | 8 | 30 | 0 | 0 | 0 | 0 | 0 | 0 | 0 | 0 | 0 | 0 | 0 | 0 | 0
1995 | 8 | 31 | 0 | 0 | 0 | 0 | 0 | 0 | 0 | 0 | 0 | 0 | 0 | 0 | 0
1995 | 9 | 1 | 0 | 0 | 0 | 0 | 0 | 0 | 0 | 0 | 0 | 0 | 0 | 0 | 0
1995 | 9 | 2 | 0 | 0 | 0 | 0 | 0 | 0 | 0 | 0 | 0 | 0 | 0 | 0 | 0
1995 | 9 | 3 | 0 | 0 | 0 | 0 | 0 | 0 | 0 | 0 | 0 | 0 | 0 | 0 | 0
1995 | 9 | 4 | 0 | 0 | 0 | 0 | 0 | 0 | 0 | 0 | 0 | 0 | 0 | 0 | 0
1995 | 9 | 5 | 0 | 0 | 0 | 0 | 0 | 0 | 0 | 0 | 0 | 0 | 0 | 0 | 0
1995 | 9 | 6 | 0 | 0 | 0 | 0 | 0 | 0 | 0 | 0 | 0 | 0 | 0 | 0 | 0
1995 | 9 | 7 | 0 | 0 | 0 | 0 | 0 | 0 | 0 | 0 | 0 | 0 | 0 | 0 | 0
1995 | 9 | 8 | 0 | 0 | 0 | 0 | 0 | 0 | 0 | 0 | 0 | 0 | 0 | 0 | 0
1995 | 9 | 9 | 0.94 | 0.94 | 0.89 | 0 | 0.94 | 0.89 | 0 | 0 | 0 | 0 | 0 | 0 | 0
1995 | 9 | 10 | 0 | 0 | 0 | 0 | 0 | 0 | 0 | 0 | 0 | 0 | 0 | 0 | 0
1995 | 9 | 11 | 0 | 0 | 0 | 0 | 0 | 0 | 0 | 0 | 0 | 0 | 0 | 0 | 0
1995 | 9 | 12 | 0 | 0 | 0 | 0 | 0 | 0 | 0 | 0 | 0 | 0 | 0 | 0 | 0
1995 | 9 | 13 | 0.12 | 0.12 | 0.07 | 0 | 0.12 | 0.07 | 0 | 0 | 0 | 0 | 0 | 0 | 0
1995 | 9 | 14 | 0 | 0 | 0 | 0 | 0 | 0 | 0 | 0 | 0 | 0 | 0 | 0 | 0
1995 | 9 | 15 | 0 | 0 | 0 | 0 | 0 | 0 | 0 | 0 | 0 | 0 | 0 | 0 | 0
1995 | 9 | 16 | 0.55 | 0.55 | 0.5 | 0 | 0.55 | 0.5 | 0 | 0 | 0 | 0 | 0 | 0 | 0
1995 | 9 | 17 | 0.62 | 0.62 | 0.57 | 0 | 0.62 | 0.57 | 0 | 0 | 0 | 0 | 0 | 0 | 0
1995 | 9 | 18 | 0 | 0 | 0 | 0 | 0 | 0 | 0 | 0 | 0 | 0 | 0 | 0 | 0
1995 | 9 | 19 | 0 | 0 | 0 | 0 | 0 | 0 | 0 | 0 | 0 | 0 | 0 | 0 | 0
1995 | 9 | 20 | 0 | 0 | 0 | 0 | 0 | 0 | 0 | 0 | 0 | 0 | 0 | 0 | 0
1995 | 9 | 21 | 0 | 0 | 0 | 0 | 0 | 0 | 0 | 0 | 0 | 0 | 0 | 0 | 0
1995 | 9 | 22 | 0.82 | 0.82 | 0.77 | 0 | 0.82 | 0.77 | 0 | 0 | 0 | 0 | 0 | 0 | 0
1995 | 9 | 23 | 0 | 0 | 0 | 0 | 0 | 0 | 0 | 0 | 0 | 0 | 0 | 0 | 0
1995 | 9 | 24 | 0.15 | 0.15 | 0.1 | 0 | 0.15 | 0.1 | 0 | 0 | 0 | 0 | 0 | 0 | 0
1995 | 9 | 25 | 0.31 | 0.31 | 0.26 | 0 | 0.31 | 0.26 | 0 | 0 | 0 | 0 | 0 | 0 | 0
1995 | 9 | 26 | 0.22 | 0.22 | 0.17 | 0 | 0.22 | 0.17 | 0 | 0 | 0 | 0 | 0 | 0 | 0
1995 | 9 | 27 | 0 | 0 | 0 | 0 | 0 | 0 | 0 | 0 | 0 | 0 | 0 | 0 | 0
1995 | 9 | 28 | 0 | 0 | 0 | 0 | 0 | 0 | 0 | 0 | 0 | 0 | 0 | 0 | 0
1995 | 9 | 29 | 0 | 0 | 0 | 0 | 0 | 0 | 0 | 0 | 0 | 0 | 0 | 0 | 0
1995 | 9 | 30 | 0 | 0 | 0 | 0 | 0 | 0 | 0 | 0 | 0 | 0 | 0 | 0 | 0
1995 | 10 | 1 | 0 | 0 | 0 | 0 | 0 | 0 | 0 | 0 | 0 | 0 | 0 | 0 | 0
1995 | 10 | 2 | 0 | 0 | 0 | 0 | 0 | 0 | 0 | 0 | 0 | 0 | 0 | 0 | 0
1995 | 10 | 3 | 0.04 | 0.04 | 0 | 0 | 0.04 | 0 | 0 | 0 | 0 | 0 | 0 | 0 | 0
1995 | 10 | 4 | 0.14 | 0.14 | 0.09 | 0 | 0.14 | 0.09 | 0 | 0 | 0 | 0 | 0 | 0 | 0
1995 | 10 | 5 | 1.99 | 1 | 0.95 | 0 | 1 | 0.95 | 0 | 0 | 0 | 0 | 0 | 0 | 0
1995 | 10 | 6 | 0 | 0 | 0 | 0 | 0 | 0 | 0 | 0 | 0 | 0 | 0 | 0 | 0
1995 | 10 | 7 | 0 | 0 | 0 | 0 | 0 | 0 | 0 | 0 | 0 | 0 | 0 | 0 | 0
1995 | 10 | 8 | 0 | 0 | 0 | 0 | 0 | 0 | 0 | 0 | 0 | 0 | 0 | 0 | 0
1995 | 10 | 9 | 0 | 0 | 0 | 0 | 0 | 0 | 0 | 0 | 0 | 0 | 0 | 0 | 0
1995 | 10 | 10 | 0 | 0 | 0 | 0 | 0 | 0 | 0 | 0 | 0 | 0 | 0 | 0 | 0
1995 | 10 | 11 | 0 | 0 | 0 | 0 | 0 | 0 | 0 | 0 | 0 | 0 | 0 | 0 | 0
1995 | 10 | 12 | 0 | 0 | 0 | 0 | 0 | 0 | 0 | 0 | 0 | 0 | 0 | 0 | 0
1995 | 10 | 13 | 0 | 0 | 0 | 0 | 0 | 0 | 0 | 0 | 0 | 0 | 0 | 0 | 0
1995 | 10 | 14 | 3.36 | 1 | 0.95 | 0 | 1 | 0.95 | 0 | 0 | 0 | 0 | 0 | 0 | 0
1995 | 10 | 15 | 0 | 0 | 0 | 0 | 0 | 0 | 0 | 0 | 0 | 0 | 0 | 0 | 0
1995 | 10 | 16 | 0 | 0 | 0 | 0 | 0 | 0 | 0 | 0 | 0 | 0 | 0 | 0 | 0
1995 | 10 | 17 | 0 | 0 | 0 | 0 | 0 | 0 | 0 | 0 | 0 | 0 | 0 | 0 | 0
1995 | 10 | 18 | 0 | 0 | 0 | 0 | 0 | 0 | 0 | 0 | 0 | 0 | 0 | 0 | 0
1995 | 10 | 19 | 0 | 0 | 0 | 0 | 0 | 0 | 0 | 0 | 0 | 0 | 0 | 0 | 0
1995 | 10 | 20 | 0.2 | 0.2 | 0.15 | 0 | 0.2 | 0.15 | 0 | 0 | 0 | 0 | 0 | 0 | 0
1995 | 10 | 21 | 1.73 | 1 | 0.95 | 0 | 1 | 0.95 | 0 | 0 | 0 | 0 | 0 | 0 | 0
1995 | 10 | 22 | 0 | 0 | 0 | 0 | 0 | 0 | 0 | 0 | 0 | 0 | 0 | 0 | 0
1995 | 10 | 23 | 0 | 0 | 0 | 0 | 0 | 0 | 0 | 0 | 0 | 0 | 0 | 0 | 0
1995 | 10 | 24 | 0 | 0 | 0 | 0 | 0 | 0 | 0 | 0 | 0 | 0 | 0 | 0 | 0
1995 | 10 | 25 | 0 | 0 | 0 | 0 | 0 | 0 | 0 | 0 | 0 | 0 | 0 | 0 | 0
1995 | 10 | 26 | 0 | 0 | 0 | 0 | 0 | 0 | 0 | 0 | 0 | 0 | 0 | 0 | 0
1995 | 10 | 27 | 0.93 | 0.93 | 0.88 | 0 | 0.93 | 0.88 | 0 | 0 | 0 | 0 | 0 | 0 | 0
1995 | 10 | 28 | 0.26 | 0.26 | 0.21 | 0 | 0.26 | 0.21 | 0 | 0 | 0 | 0 | 0 | 0 | 0
1995 | 10 | 29 | 0 | 0 | 0 | 0 | 0 | 0 | 0 | 0 | 0 | 0 | 0 | 0 | 0
1995 | 10 | 30 | 0 | 0 | 0 | 0 | 0 | 0 | 0 | 0 | 0 | 0 | 0 | 0 | 0
1995 | 10 | 31 | 0 | 0 | 0 | 0 | 0 | 0 | 0 | 0 | 0 | 0 | 0 | 0 | 0
1995 | 11 | 1 | 0.33 | 0.33 | 0.28 | 0 | 0.33 | 0.28 | 0 | 0 | 0 | 0 | 0 | 0 | 0
1995 | 11 | 2 | 0.12 | 0.12 | 0.07 | 0 | 0.12 | 0.07 | 0 | 0 | 0 | 0 | 0 | 0 | 0
1995 | 11 | 3 | 0.12 | 0.12 | 0.07 | 0 | 0.12 | 0.07 | 0 | 0 | 0 | 0 | 0 | 0 | 0
1995 | 11 | 4 | 0 | 0 | 0 | 0 | 0 | 0 | 0 | 0 | 0 | 0 | 0 | 0 | 0
1995 | 11 | 5 | 0 | 0 | 0 | 0 | 0 | 0 | 0 | 0 | 0 | 0 | 0 | 0 | 0
1995 | 11 | 6 | 0 | 0 | 0 | 0 | 0 | 0 | 0 | 0 | 0 | 0 | 0 | 0 | 0
1995 | 11 | 7 | 0.3 | 0.3 | 0.25 | 0 | 0.3 | 0.25 | 0 | 0 | 0 | 0 | 0 | 0 | 0
1995 | 11 | 8 | 0 | 0 | 0 | 0 | 0 | 0 | 0 | 0 | 0 | 0 | 0 | 0 | 0
1995 | 11 | 9 | 0 | 0 | 0 | 0 | 0 | 0 | 0 | 0 | 0 | 0 | 0 | 0 | 0
1995 | 11 | 10 | 0 | 0 | 0 | 0 | 0 | 0 | 0 | 0 | 0 | 0 | 0 | 0 | 0
1995 | 11 | 11 | 1.15 | 1 | 0.95 | 0 | 1 | 0.95 | 0 | 0 | 0 | 0 | 0 | 0 | 0
1995 | 11 | 12 | 0 | 0 | 0 | 0 | 0 | 0 | 0 | 0 | 0 | 0 | 0 | 0 | 0
1995 | 11 | 13 | 0.01 | 0.01 | 0 | 0 | 0.01 | 0 | 0 | 0 | 0 | 0 | 0 | 0 | 0
1995 | 11 | 14 | 1.31 | 1 | 0.95 | 0 | 1 | 0.95 | 0 | 0 | 0 | 0 | 0 | 0 | 0
1995 | 11 | 15 | 0.06 | 0.06 | 0.01 | 0 | 0.06 | 0.01 | 0 | 0 | 0 | 0 | 0 | 0 | 0
1995 | 11 | 16 | 0 | 0 | 0 | 0 | 0 | 0 | 0 | 0 | 0 | 0 | 0 | 0 | 0
1995 | 11 | 17 | 0 | 0 | 0 | 0 | 0 | 0 | 0 | 0 | 0 | 0 | 0 | 0 | 0
1995 | 11 | 18 | 0 | 0 | 0 | 0 | 0 | 0 | 0 | 0 | 0 | 0 | 0 | 0 | 0
1995 | 11 | 19 | 0 | 0 | 0 | 0 | 0 | 0 | 0 | 0 | 0 | 0 | 0 | 0 | 0
1995 | 11 | 20 | 0 | 0 | 0 | 0 | 0 | 0 | 0 | 0 | 0 | 0 | 0 | 0 | 0
1995 | 11 | 21 | 0 | 0 | 0 | 0 | 0 | 0 | 0 | 0 | 0 | 0 | 0 | 0 | 0
1995 | 11 | 22 | 0 | 0 | 0 | 0 | 0 | 0 | 0 | 0 | 0 | 0 | 0 | 0 | 0
1995 | 11 | 23 | 0.36 | 0.36 | 0.31 | 0 | 0.36 | 0.31 | 0 | 0 | 0 | 0 | 0 | 0 | 0
1995 | 11 | 24 | 0 | 0 | 0 | 0 | 0 | 0 | 0 | 0 | 0 | 0 | 0 | 0 | 0
1995 | 11 | 25 | 0 | 0 | 0 | 0 | 0 | 0 | 0 | 0 | 0 | 0 | 0 | 0 | 0
1995 | 11 | 26 | 0 | 0 | 0 | 0 | 0 | 0 | 0 | 0 | 0 | 0 | 0 | 0 | 0
1995 | 11 | 27 | 0 | 0 | 0 | 0 | 0 | 0 | 0 | 0 | 0 | 0 | 0 | 0 | 0
1995 | 11 | 28 | 0.43 | 0.43 | 0.38 | 0 | 0.43 | 0.38 | 0 | 0 | 0 | 0 | 0 | 0 | 0
1995 | 11 | 29 | 0.58 | 0.58 | 0.53 | 0 | 0.58 | 0.53 | 0 | 0 | 0 | 0 | 0 | 0 | 0
1995 | 11 | 30 | 0 | 0 | 0 | 0 | 0 | 0 | 0 | 0 | 0 | 0 | 0 | 0 | 0
1995 | 12 | 1 | 0 | 0 | 0 | 0 | 0 | 0 | 0 | 0 | 0 | 0 | 0 | 0 | 0
1995 | 12 | 2 | 0 | 0 | 0 | 0 | 0 | 0 | 0 | 0 | 0 | 0 | 0 | 0 | 0
1995 | 12 | 3 | 0 | 0 | 0 | 0 | 0 | 0 | 0 | 0 | 0 | 0 | 0 | 0 | 0
1995 | 12 | 4 | 0 | 0 | 0 | 0 | 0 | 0 | 0 | 0 | 0 | 0 | 0 | 0 | 0
1995 | 12 | 5 | 0.02 | 0.02 | 0 | 0 | 0.02 | 0 | 0 | 0 | 0 | 0 | 0 | 0 | 0
1995 | 12 | 6 | 0 | 0 | 0 | 0 | 0 | 0 | 0 | 0 | 0 | 0 | 0 | 0 | 0
1995 | 12 | 7 | 0 | 0 | 0 | 0 | 0 | 0 | 0 | 0 | 0 | 0 | 0 | 0 | 0
1995 | 12 | 8 | 0 | 0 | 0 | 0 | 0 | 0 | 0 | 0 | 0 | 0 | 0 | 0 | 0
1995 | 12 | 9 | 0.28 | 0.28 | 0.23 | 0 | 0.28 | 0.23 | 0 | 0 | 0 | 0 | 0 | 0 | 0
1995 | 12 | 10 | 0 | 0 | 0 | 0 | 0 | 0 | 0 | 0 | 0 | 0 | 0 | 0 | 0
1995 | 12 | 11 | 0 | 0 | 0 | 0 | 0 | 0 | 0 | 0 | 0 | 0 | 0 | 0 | 0
1995 | 12 | 12 | 0 | 0 | 0 | 0 | 0 | 0 | 0 | 0 | 0 | 0 | 0 | 0 | 0
1995 | 12 | 13 | 0.02 | 0.02 | 0 | 0 | 0.02 | 0 | 0 | 0 | 0 | 0 | 0 | 0 | 0
1995 | 12 | 14 | 0.03 | 0.03 | 0 | 0 | 0.03 | 0 | 0 | 0 | 0 | 0 | 0 | 0 | 0
1995 | 12 | 15 | 0.02 | 0.02 | 0 | 0 | 0.02 | 0 | 0 | 0 | 0 | 0 | 0 | 0 | 0
1995 | 12 | 16 | 0.66 | 0.66 | 0.61 | 0 | 0.66 | 0.61 | 0 | 0 | 0 | 0 | 0 | 0 | 0
1995 | 12 | 17 | 0 | 0 | 0 | 0 | 0 | 0 | 0 | 0 | 0 | 0 | 0 | 0 | 0
1995 | 12 | 18 | 0.28 | 0.28 | 0.23 | 0 | 0.28 | 0.23 | 0 | 0 | 0 | 0 | 0 | 0 | 0
1995 | 12 | 19 | 0.81 | 0.81 | 0.76 | 0 | 0.81 | 0.76 | 0 | 0 | 0 | 0 | 0 | 0 | 0
1995 | 12 | 20 | 0.01 | 0.01 | 0 | 0 | 0.01 | 0 | 0 | 0 | 0 | 0 | 0 | 0 | 0
1995 | 12 | 21 | 0 | 0 | 0 | 0 | 0 | 0 | 0 | 0 | 0 | 0 | 0 | 0 | 0
1995 | 12 | 22 | 0 | 0 | 0 | 0 | 0 | 0 | 0 | 0 | 0 | 0 | 0 | 0 | 0
1995 | 12 | 23 | 0 | 0 | 0 | 0 | 0 | 0 | 0 | 0 | 0 | 0 | 0 | 0 | 0
1995 | 12 | 24 | 0 | 0 | 0 | 0 | 0 | 0 | 0 | 0 | 0 | 0 | 0 | 0 | 0
1995 | 12 | 25 | 0 | 0 | 0 | 0 | 0 | 0 | 0 | 0 | 0 | 0 | 0 | 0 | 0
1995 | 12 | 26 | 0 | 0 | 0 | 0 | 0 | 0 | 0 | 0 | 0 | 0 | 0 | 0 | 0
1995 | 12 | 27 | 0 | 0 | 0 | 0 | 0 | 0 | 0 | 0 | 0 | 0 | 0 | 0 | 0
1995 | 12 | 28 | 0 | 0 | 0 | 0 | 0 | 0 | 0 | 0 | 0 | 0 | 0 | 0 | 0
1995 | 12 | 29 | 0 | 0 | 0 | 0 | 0 | 0 | 0 | 0 | 0 | 0 | 0 | 0 | 0
1995 | 12 | 30 | 0 | 0 | 0 | 0 | 0 | 0 | 0 | 0 | 0 | 0 | 0 | 0 | 0
1995 | 12 | 31 | 0.04 | 0.04 | 0 | 0 | 0.04 | 0 | 0 | 0 | 0 | 0 | 0 | 0 | 0
1996 | 1 | 1 | 0.03 | 0.03 | 0 | 0 | 0.03 | 0 | 0 | 0 | 0 | 0 | 0 | 0 | 0
1996 | 1 | 2 | 1.15 | 1 | 0.95 | 0 | 1 | 0.95 | 0 | 0 | 0 | 0 | 0 | 0 | 0
1996 | 1 | 3 | 0.03 | 0.03 | 0 | 0 | 0.03 | 0 | 0 | 0 | 0 | 0 | 0 | 0 | 0
1996 | 1 | 4 | 0 | 0 | 0 | 0 | 0 | 0 | 0 | 0 | 0 | 0 | 0 | 0 | 0
1996 | 1 | 5 | 0 | 0 | 0 | 0 | 0 | 0 | 0 | 0 | 0 | 0 | 0 | 0 | 0
1996 | 1 | 6 | 0.11 | 0.11 | 0.06 | 0 | 0.11 | 0.06 | 0 | 0 | 0 | 0 | 0 | 0 | 0
1996 | 1 | 7 | 1.19 | 1 | 0.95 | 0 | 1 | 0.95 | 0 | 0 | 0 | 0 | 0 | 0 | 0
1996 | 1 | 8 | 0.16 | 0.16 | 0.11 | 0 | 0.16 | 0.11 | 0 | 0 | 0 | 0 | 0 | 0 | 0
1996 | 1 | 9 | 0.26 | 0.26 | 0.21 | 0 | 0.26 | 0.21 | 0 | 0 | 0 | 0 | 0 | 0 | 0
1996 | 1 | 10 | 0.01 | 0.01 | 0 | 0 | 0.01 | 0 | 0 | 0 | 0 | 0 | 0 | 0 | 0
1996 | 1 | 11 | 0 | 0 | 0 | 0 | 0 | 0 | 0 | 0 | 0 | 0 | 0 | 0 | 0
1996 | 1 | 12 | 0.43 | 0.43 | 0.38 | 0 | 0.43 | 0.38 | 0 | 0 | 0 | 0 | 0 | 0 | 0
1996 | 1 | 13 | 0 | 0 | 0 | 0 | 0 | 0 | 0 | 0 | 0 | 0 | 0 | 0 | 0
1996 | 1 | 14 | 0 | 0 | 0 | 0 | 0 | 0 | 0 | 0 | 0 | 0 | 0 | 0 | 0
1996 | 1 | 15 | 0 | 0 | 0 | 0 | 0 | 0 | 0 | 0 | 0 | 0 | 0 | 0 | 0
1996 | 1 | 16 | 0 | 0 | 0 | 0 | 0 | 0 | 0 | 0 | 0 | 0 | 0 | 0 | 0
1996 | 1 | 17 | 0 | 0 | 0 | 0 | 0 | 0 | 0 | 0 | 0 | 0 | 0 | 0 | 0
1996 | 1 | 18 | 0.07 | 0.07 | 0.02 | 0 | 0.07 | 0.02 | 0 | 0 | 0 | 0 | 0 | 0 | 0
1996 | 1 | 19 | 0.79 | 0.79 | 0.74 | 0 | 0.79 | 0.74 | 0 | 0 | 0 | 0 | 0 | 0 | 0
1996 | 1 | 20 | 0 | 0 | 0 | 0 | 0 | 0 | 0 | 0 | 0 | 0 | 0 | 0 | 0
1996 | 1 | 21 | 0 | 0 | 0 | 0 | 0 | 0 | 0 | 0 | 0 | 0 | 0 | 0 | 0
1996 | 1 | 22 | 0 | 0 | 0 | 0 | 0 | 0 | 0 | 0 | 0 | 0 | 0 | 0 | 0
1996 | 1 | 23 | 0 | 0 | 0 | 0 | 0 | 0 | 0 | 0 | 0 | 0 | 0 | 0 | 0
1996 | 1 | 24 | 0.22 | 0.22 | 0.17 | 0 | 0.22 | 0.17 | 0 | 0 | 0 | 0 | 0 | 0 | 0
1996 | 1 | 25 | 0 | 0 | 0 | 0 | 0 | 0 | 0 | 0 | 0 | 0 | 0 | 0 | 0
1996 | 1 | 26 | 0.01 | 0.01 | 0 | 0 | 0.01 | 0 | 0 | 0 | 0 | 0 | 0 | 0 | 0
1996 | 1 | 27 | 0.55 | 0.55 | 0.5 | 0 | 0.55 | 0.5 | 0 | 0 | 0 | 0 | 0 | 0 | 0
1996 | 1 | 28 | 0 | 0 | 0 | 0 | 0 | 0 | 0 | 0 | 0 | 0 | 0 | 0 | 0
1996 | 1 | 29 | 0 | 0 | 0 | 0 | 0 | 0 | 0 | 0 | 0 | 0 | 0 | 0 | 0
1996 | 1 | 30 | 0 | 0 | 0 | 0 | 0 | 0 | 0 | 0 | 0 | 0 | 0 | 0 | 0
1996 | 1 | 31 | 0 | 0 | 0 | 0 | 0 | 0 | 0 | 0 | 0 | 0 | 0 | 0 | 0
1996 | 2 | 1 | 0 | 0 | 0 | 0 | 0 | 0 | 0 | 0 | 0 | 0 | 0 | 0 | 0
1996 | 2 | 2 | 0.48 | 0.48 | 0.43 | 0 | 0.48 | 0.43 | 0 | 0 | 0 | 0 | 0 | 0 | 0
1996 | 2 | 3 | 0.27 | 0.27 | 0.22 | 0 | 0.27 | 0.22 | 0 | 0 | 0 | 0 | 0 | 0 | 0
1996 | 2 | 4 | 0 | 0 | 0 | 0 | 0 | 0 | 0 | 0 | 0 | 0 | 0 | 0 | 0
1996 | 2 | 5 | 0 | 0 | 0 | 0 | 0 | 0 | 0 | 0 | 0 | 0 | 0 | 0 | 0
1996 | 2 | 6 | 0 | 0 | 0 | 0 | 0 | 0 | 0 | 0 | 0 | 0 | 0 | 0 | 0
1996 | 2 | 7 | 0.08 | 0.08 | 0.03 | 0 | 0.08 | 0.03 | 0 | 0 | 0 | 0 | 0 | 0 | 0
1996 | 2 | 8 | 0.21 | 0.21 | 0.16 | 0 | 0.21 | 0.16 | 0 | 0 | 0 | 0 | 0 | 0 | 0
1996 | 2 | 9 | 0 | 0 | 0 | 0 | 0 | 0 | 0 | 0 | 0 | 0 | 0 | 0 | 0
1996 | 2 | 10 | 0 | 0 | 0 | 0 | 0 | 0 | 0 | 0 | 0 | 0 | 0 | 0 | 0
1996 | 2 | 11 | 0 | 0 | 0 | 0 | 0 | 0 | 0 | 0 | 0 | 0 | 0 | 0 | 0
1996 | 2 | 12 | 0 | 0 | 0 | 0 | 0 | 0 | 0 | 0 | 0 | 0 | 0 | 0 | 0
1996 | 2 | 13 | 0 | 0 | 0 | 0 | 0 | 0 | 0 | 0 | 0 | 0 | 0 | 0 | 0
1996 | 2 | 14 | 0 | 0 | 0 | 0 | 0 | 0 | 0 | 0 | 0 | 0 | 0 | 0 | 0
1996 | 2 | 15 | 0 | 0 | 0 | 0 | 0 | 0 | 0 | 0 | 0 | 0 | 0 | 0 | 0
1996 | 2 | 16 | 0.22 | 0.22 | 0.17 | 0 | 0.22 | 0.17 | 0 | 0 | 0 | 0 | 0 | 0 | 0
1996 | 2 | 17 | 0 | 0 | 0 | 0 | 0 | 0 | 0 | 0 | 0 | 0 | 0 | 0 | 0
1996 | 2 | 18 | 0 | 0 | 0 | 0 | 0 | 0 | 0 | 0 | 0 | 0 | 0 | 0 | 0
1996 | 2 | 19 | 0 | 0 | 0 | 0 | 0 | 0 | 0 | 0 | 0 | 0 | 0 | 0 | 0
1996 | 2 | 20 | 0.42 | 0.42 | 0.37 | 0 | 0.42 | 0.37 | 0 | 0 | 0 | 0 | 0 | 0 | 0
1996 | 2 | 21 | 0.09 | 0.09 | 0.04 | 0 | 0.09 | 0.04 | 0 | 0 | 0 | 0 | 0 | 0 | 0
1996 | 2 | 22 | 0.16 | 0.16 | 0.11 | 0 | 0.16 | 0.11 | 0 | 0 | 0 | 0 | 0 | 0 | 0
1996 | 2 | 23 | 0 | 0 | 0 | 0 | 0 | 0 | 0 | 0 | 0 | 0 | 0 | 0 | 0
1996 | 2 | 24 | 0 | 0 | 0 | 0 | 0 | 0 | 0 | 0 | 0 | 0 | 0 | 0 | 0
1996 | 2 | 25 | 0 | 0 | 0 | 0 | 0 | 0 | 0 | 0 | 0 | 0 | 0 | 0 | 0
1996 | 2 | 26 | 0.04 | 0.04 | 0 | 0 | 0.04 | 0 | 0 | 0 | 0 | 0 | 0 | 0 | 0
1996 | 2 | 27 | 0.01 | 0.01 | 0 | 0 | 0.01 | 0 | 0 | 0 | 0 | 0 | 0 | 0 | 0
1996 | 2 | 28 | 0.01 | 0.01 | 0 | 0 | 0.01 | 0 | 0 | 0 | 0 | 0 | 0 | 0 | 0
1996 | 2 | 29 | 0 | 0 | 0 | 0 | 0 | 0 | 0 | 0 | 0 | 0 | 0 | 0 | 0
1996 | 3 | 1 | 0 | 0 | 0 | 0 | 0 | 0 | 0 | 0 | 0 | 0 | 0 | 0 | 0
1996 | 3 | 2 | 0.1 | 0.1 | 0.05 | 0 | 0.1 | 0.05 | 0 | 0 | 0 | 0 | 0 | 0 | 0
1996 | 3 | 3 | 0 | 0 | 0 | 0 | 0 | 0 | 0 | 0 | 0 | 0 | 0 | 0 | 0
1996 | 3 | 4 | 0 | 0 | 0 | 0 | 0 | 0 | 0 | 0 | 0 | 0 | 0 | 0 | 0
1996 | 3 | 5 | 0 | 0 | 0 | 0 | 0 | 0 | 0 | 0 | 0 | 0 | 0 | 0 | 0
1996 | 3 | 6 | 0.46 | 0.46 | 0.41 | 0 | 0.46 | 0.41 | 0 | 0 | 0 | 0 | 0 | 0 | 0
1996 | 3 | 7 | 0.4 | 0.4 | 0.35 | 0 | 0.4 | 0.35 | 0 | 0 | 0 | 0 | 0 | 0 | 0
1996 | 3 | 8 | 0.1 | 0.1 | 0.05 | 0 | 0.1 | 0.05 | 0 | 0 | 0 | 0 | 0 | 0 | 0
1996 | 3 | 9 | 0 | 0 | 0 | 0 | 0 | 0 | 0 | 0 | 0 | 0 | 0 | 0 | 0
1996 | 3 | 10 | 0 | 0 | 0 | 0 | 0 | 0 | 0 | 0 | 0 | 0 | 0 | 0 | 0
1996 | 3 | 11 | 0 | 0 | 0 | 0 | 0 | 0 | 0 | 0 | 0 | 0 | 0 | 0 | 0
1996 | 3 | 12 | 0 | 0 | 0 | 0 | 0 | 0 | 0 | 0 | 0 | 0 | 0 | 0 | 0
1996 | 3 | 13 | 0 | 0 | 0 | 0 | 0 | 0 | 0 | 0 | 0 | 0 | 0 | 0 | 0
1996 | 3 | 14 | 0 | 0 | 0 | 0 | 0 | 0 | 0 | 0 | 0 | 0 | 0 | 0 | 0
1996 | 3 | 15 | 0.09 | 0.09 | 0.04 | 0 | 0.09 | 0.04 | 0 | 0 | 0 | 0 | 0 | 0 | 0
1996 | 3 | 16 | 0 | 0 | 0 | 0 | 0 | 0 | 0 | 0 | 0 | 0 | 0 | 0 | 0
1996 | 3 | 17 | 0.06 | 0.06 | 0.01 | 0 | 0.06 | 0.01 | 0 | 0 | 0 | 0 | 0 | 0 | 0
1996 | 3 | 18 | 0 | 0 | 0 | 0 | 0 | 0 | 0 | 0 | 0 | 0 | 0 | 0 | 0
1996 | 3 | 19 | 1.01 | 1 | 0.95 | 0 | 1 | 0.95 | 0 | 0 | 0 | 0 | 0 | 0 | 0
1996 | 3 | 20 | 0 | 0 | 0 | 0 | 0 | 0 | 0 | 0 | 0 | 0 | 0 | 0 | 0
1996 | 3 | 21 | 0 | 0 | 0 | 0 | 0 | 0 | 0 | 0 | 0 | 0 | 0 | 0 | 0
1996 | 3 | 22 | 0 | 0 | 0 | 0 | 0 | 0 | 0 | 0 | 0 | 0 | 0 | 0 | 0
1996 | 3 | 23 | 0 | 0 | 0 | 0 | 0 | 0 | 0 | 0 | 0 | 0 | 0 | 0 | 0
1996 | 3 | 24 | 0 | 0 | 0 | 0 | 0 | 0 | 0 | 0 | 0 | 0 | 0 | 0 | 0
1996 | 3 | 25 | 0 | 0 | 0 | 0 | 0 | 0 | 0 | 0 | 0 | 0 | 0 | 0 | 0
1996 | 3 | 26 | 0 | 0 | 0 | 0 | 0 | 0 | 0 | 0 | 0 | 0 | 0 | 0 | 0
1996 | 3 | 27 | 0 | 0 | 0 | 0 | 0 | 0 | 0 | 0 | 0 | 0 | 0 | 0 | 0
1996 | 3 | 28 | 1.18 | 1 | 0.95 | 0 | 1 | 0.95 | 0 | 0 | 0 | 0 | 0 | 0 | 0
1996 | 3 | 29 | 0.2 | 0.2 | 0.15 | 0 | 0.2 | 0.15 | 0 | 0 | 0 | 0 | 0 | 0 | 0
1996 | 3 | 30 | 0 | 0 | 0 | 0 | 0 | 0 | 0 | 0 | 0 | 0 | 0 | 0 | 0
1996 | 3 | 31 | 0 | 0 | 0 | 0 | 0 | 0 | 0 | 0 | 0 | 0 | 0 | 0 | 0
1996 | 4 | 1 | 0.95 | 0.95 | 0.9 | 0 | 0.95 | 0.9 | 0 | 0 | 0 | 0 | 0 | 0 | 0
1996 | 4 | 2 | 0 | 0 | 0 | 0 | 0 | 0 | 0 | 0 | 0 | 0 | 0 | 0 | 0
1996 | 4 | 3 | 0 | 0 | 0 | 0 | 0 | 0 | 0 | 0 | 0 | 0 | 0 | 0 | 0
1996 | 4 | 4 | 0 | 0 | 0 | 0 | 0 | 0 | 0 | 0 | 0 | 0 | 0 | 0 | 0
1996 | 4 | 5 | 0 | 0 | 0 | 0 | 0 | 0 | 0 | 0 | 0 | 0 | 0 | 0 | 0
1996 | 4 | 6 | 0.03 | 0.03 | 0 | 0 | 0.03 | 0 | 0 | 0 | 0 | 0 | 0 | 0 | 0
1996 | 4 | 7 | 0 | 0 | 0 | 0 | 0 | 0 | 0 | 0 | 0 | 0 | 0 | 0 | 0
1996 | 4 | 8 | 0 | 0 | 0 | 0 | 0 | 0 | 0 | 0 | 0 | 0 | 0 | 0 | 0
1996 | 4 | 9 | 0.37 | 0.37 | 0.32 | 0 | 0.37 | 0.32 | 0 | 0 | 0 | 0 | 0 | 0 | 0
1996 | 4 | 10 | 0.02 | 0.02 | 0 | 0 | 0.02 | 0 | 0 | 0 | 0 | 0 | 0 | 0 | 0
1996 | 4 | 11 | 0 | 0 | 0 | 0 | 0 | 0 | 0 | 0 | 0 | 0 | 0 | 0 | 0
1996 | 4 | 12 | 0 | 0 | 0 | 0 | 0 | 0 | 0 | 0 | 0 | 0 | 0 | 0 | 0
1996 | 4 | 13 | 0 | 0 | 0 | 0 | 0 | 0 | 0 | 0 | 0 | 0 | 0 | 0 | 0
1996 | 4 | 14 | 0 | 0 | 0 | 0 | 0 | 0 | 0 | 0 | 0 | 0 | 0 | 0 | 0
1996 | 4 | 15 | 0.89 | 0.89 | 0.84 | 0 | 0.89 | 0.84 | 0 | 0 | 0 | 0 | 0 | 0 | 0
1996 | 4 | 16 | 0.21 | 0.21 | 0.16 | 0 | 0.21 | 0.16 | 0 | 0 | 0 | 0 | 0 | 0 | 0
1996 | 4 | 17 | 0 | 0 | 0 | 0 | 0 | 0 | 0 | 0 | 0 | 0 | 0 | 0 | 0
1996 | 4 | 18 | 0 | 0 | 0 | 0 | 0 | 0 | 0 | 0 | 0 | 0 | 0 | 0 | 0
1996 | 4 | 19 | 0 | 0 | 0 | 0 | 0 | 0 | 0 | 0 | 0 | 0 | 0 | 0 | 0
1996 | 4 | 20 | 0 | 0 | 0 | 0 | 0 | 0 | 0 | 0 | 0 | 0 | 0 | 0 | 0
1996 | 4 | 21 | 0 | 0 | 0 | 0 | 0 | 0 | 0 | 0 | 0 | 0 | 0 | 0 | 0
1996 | 4 | 22 | 0 | 0 | 0 | 0 | 0 | 0 | 0 | 0 | 0 | 0 | 0 | 0 | 0
1996 | 4 | 23 | 0.13 | 0.13 | 0.08 | 0 | 0.13 | 0.08 | 0 | 0 | 0 | 0 | 0 | 0 | 0
1996 | 4 | 24 | 0 | 0 | 0 | 0 | 0 | 0 | 0 | 0 | 0 | 0 | 0 | 0 | 0
1996 | 4 | 25 | 0 | 0 | 0 | 0 | 0 | 0 | 0 | 0 | 0 | 0 | 0 | 0 | 0
1996 | 4 | 26 | 0.02 | 0.02 | 0 | 0 | 0.02 | 0 | 0 | 0 | 0 | 0 | 0 | 0 | 0
1996 | 4 | 27 | 0 | 0 | 0 | 0 | 0 | 0 | 0 | 0 | 0 | 0 | 0 | 0 | 0
1996 | 4 | 28 | 0 | 0 | 0 | 0 | 0 | 0 | 0 | 0 | 0 | 0 | 0 | 0 | 0
1996 | 4 | 29 | 0 | 0 | 0 | 0 | 0 | 0 | 0 | 0 | 0 | 0 | 0 | 0 | 0
1996 | 4 | 30 | 0.55 | 0.55 | 0.5 | 0 | 0.55 | 0.5 | 0 | 0 | 0 | 0 | 0 | 0 | 0
1996 | 5 | 1 | 0 | 0 | 0 | 0 | 0 | 0 | 0 | 0 | 0 | 0 | 0 | 0 | 0
1996 | 5 | 2 | 0 | 0 | 0 | 0 | 0 | 0 | 0 | 0 | 0 | 0 | 0 | 0 | 0
1996 | 5 | 3 | 0.05 | 0.05 | 0 | 0 | 0.05 | 0 | 0 | 0 | 0 | 0 | 0 | 0 | 0
1996 | 5 | 4 | 0.87 | 0.87 | 0.82 | 0 | 0.87 | 0.82 | 0 | 0 | 0 | 0 | 0 | 0 | 0
1996 | 5 | 5 | 0.76 | 0.76 | 0.71 | 0 | 0.76 | 0.71 | 0 | 0 | 0 | 0 | 0 | 0 | 0
1996 | 5 | 6 | 0 | 0 | 0 | 0 | 0 | 0 | 0 | 0 | 0 | 0 | 0 | 0 | 0
1996 | 5 | 7 | 0.35 | 0.35 | 0.3 | 0 | 0.35 | 0.3 | 0 | 0 | 0 | 0 | 0 | 0 | 0
1996 | 5 | 8 | 0.26 | 0.26 | 0.21 | 0 | 0.26 | 0.21 | 0 | 0 | 0 | 0 | 0 | 0 | 0
1996 | 5 | 9 | 0.32 | 0.32 | 0.27 | 0 | 0.32 | 0.27 | 0 | 0 | 0 | 0 | 0 | 0 | 0
1996 | 5 | 10 | 0 | 0 | 0 | 0 | 0 | 0 | 0 | 0 | 0 | 0 | 0 | 0 | 0
1996 | 5 | 11 | 0.39 | 0.39 | 0.34 | 0 | 0.39 | 0.34 | 0 | 0 | 0 | 0 | 0 | 0 | 0
1996 | 5 | 12 | 0 | 0 | 0 | 0 | 0 | 0 | 0 | 0 | 0 | 0 | 0 | 0 | 0
1996 | 5 | 13 | 0 | 0 | 0 | 0 | 0 | 0 | 0 | 0 | 0 | 0 | 0 | 0 | 0
1996 | 5 | 14 | 0 | 0 | 0 | 0 | 0 | 0 | 0 | 0 | 0 | 0 | 0 | 0 | 0
1996 | 5 | 15 | 0.07 | 0.07 | 0.02 | 0 | 0.07 | 0.02 | 0 | 0 | 0 | 0 | 0 | 0 | 0
1996 | 5 | 16 | 0.26 | 0.26 | 0.21 | 0 | 0.26 | 0.21 | 0 | 0 | 0 | 0 | 0 | 0 | 0
1996 | 5 | 17 | 0.07 | 0.07 | 0.02 | 0 | 0.07 | 0.02 | 0 | 0 | 0 | 0 | 0 | 0 | 0
1996 | 5 | 18 | 0 | 0 | 0 | 0 | 0 | 0 | 0 | 0 | 0 | 0 | 0 | 0 | 0
1996 | 5 | 19 | 0 | 0 | 0 | 0 | 0 | 0 | 0 | 0 | 0 | 0 | 0 | 0 | 0
1996 | 5 | 20 | 0 | 0 | 0 | 0 | 0 | 0 | 0 | 0 | 0 | 0 | 0 | 0 | 0
1996 | 5 | 21 | 0.53 | 0.53 | 0.48 | 0 | 0.53 | 0.48 | 0 | 0 | 0 | 0 | 0 | 0 | 0
1996 | 5 | 22 | 0 | 0 | 0 | 0 | 0 | 0 | 0 | 0 | 0 | 0 | 0 | 0 | 0
1996 | 5 | 23 | 0 | 0 | 0 | 0 | 0 | 0 | 0 | 0 | 0 | 0 | 0 | 0 | 0
1996 | 5 | 24 | 0 | 0 | 0 | 0 | 0 | 0 | 0 | 0 | 0 | 0 | 0 | 0 | 0
1996 | 5 | 25 | 0 | 0 | 0 | 0 | 0 | 0 | 0 | 0 | 0 | 0 | 0 | 0 | 0
1996 | 5 | 26 | 0.08 | 0.08 | 0.03 | 0 | 0.08 | 0.03 | 0 | 0 | 0 | 0 | 0 | 0 | 0
1996 | 5 | 27 | 0.31 | 0.31 | 0.26 | 0 | 0.31 | 0.26 | 0 | 0 | 0 | 0 | 0 | 0 | 0
1996 | 5 | 28 | 0.29 | 0.29 | 0.24 | 0 | 0.29 | 0.24 | 0 | 0 | 0 | 0 | 0 | 0 | 0
1996 | 5 | 29 | 0.35 | 0.35 | 0.3 | 0 | 0.35 | 0.3 | 0 | 0 | 0 | 0 | 0 | 0 | 0
1996 | 5 | 30 | 0 | 0 | 0 | 0 | 0 | 0 | 0 | 0 | 0 | 0 | 0 | 0 | 0
1996 | 5 | 31 | 0 | 0 | 0 | 0 | 0 | 0 | 0 | 0 | 0 | 0 | 0 | 0 | 0
1996 | 6 | 1 | 0 | 0 | 0 | 0 | 0 | 0 | 0 | 0 | 0 | 0 | 0 | 0 | 0
1996 | 6 | 2 | 0 | 0 | 0 | 0 | 0 | 0 | 0 | 0 | 0 | 0 | 0 | 0 | 0
1996 | 6 | 3 | 0 | 0 | 0 | 0 | 0 | 0 | 0 | 0 | 0 | 0 | 0 | 0 | 0
1996 | 6 | 4 | 0.2 | 0.2 | 0.15 | 0 | 0.2 | 0.15 | 0 | 0 | 0 | 0 | 0 | 0 | 0
1996 | 6 | 5 | 0 | 0 | 0 | 0 | 0 | 0 | 0 | 0 | 0 | 0 | 0 | 0 | 0
1996 | 6 | 6 | 0 | 0 | 0 | 0 | 0 | 0 | 0 | 0 | 0 | 0 | 0 | 0 | 0
1996 | 6 | 7 | 0 | 0 | 0 | 0 | 0 | 0 | 0 | 0 | 0 | 0 | 0 | 0 | 0
1996 | 6 | 8 | 0 | 0 | 0 | 0 | 0 | 0 | 0 | 0 | 0 | 0 | 0 | 0 | 0
1996 | 6 | 9 | 0.38 | 0.38 | 0.33 | 0 | 0.38 | 0.33 | 0 | 0 | 0 | 0 | 0 | 0 | 0
1996 | 6 | 10 | 0 | 0 | 0 | 0 | 0 | 0 | 0 | 0 | 0 | 0 | 0 | 0 | 0
1996 | 6 | 11 | 0 | 0 | 0 | 0 | 0 | 0 | 0 | 0 | 0 | 0 | 0 | 0 | 0
1996 | 6 | 12 | 0 | 0 | 0 | 0 | 0 | 0 | 0 | 0 | 0 | 0 | 0 | 0 | 0
1996 | 6 | 13 | 0 | 0 | 0 | 0 | 0 | 0 | 0 | 0 | 0 | 0 | 0 | 0 | 0
1996 | 6 | 14 | 0 | 0 | 0 | 0 | 0 | 0 | 0 | 0 | 0 | 0 | 0 | 0 | 0
1996 | 6 | 15 | 0 | 0 | 0 | 0 | 0 | 0 | 0 | 0 | 0 | 0 | 0 | 0 | 0
1996 | 6 | 16 | 0 | 0 | 0 | 0 | 0 | 0 | 0 | 0 | 0 | 0 | 0 | 0 | 0
1996 | 6 | 17 | 0.03 | 0.03 | 0 | 0 | 0.03 | 0 | 0 | 0 | 0 | 0 | 0 | 0 | 0
1996 | 6 | 18 | 0.72 | 0.72 | 0.67 | 0 | 0.72 | 0.67 | 0 | 0 | 0 | 0 | 0 | 0 | 0
1996 | 6 | 19 | 0.15 | 0.15 | 0.1 | 0 | 0.15 | 0.1 | 0 | 0 | 0 | 0 | 0 | 0 | 0
1996 | 6 | 20 | 0.61 | 0.61 | 0.56 | 0 | 0.61 | 0.56 | 0 | 0 | 0 | 0 | 0 | 0 | 0
1996 | 6 | 21 | 0 | 0 | 0 | 0 | 0 | 0 | 0 | 0 | 0 | 0 | 0 | 0 | 0
1996 | 6 | 22 | 0 | 0 | 0 | 0 | 0 | 0 | 0 | 0 | 0 | 0 | 0 | 0 | 0
1996 | 6 | 23 | 0 | 0 | 0 | 0 | 0 | 0 | 0 | 0 | 0 | 0 | 0 | 0 | 0
1996 | 6 | 24 | 0.74 | 0.74 | 0.69 | 0 | 0.74 | 0.69 | 0 | 0 | 0 | 0 | 0 | 0 | 0
1996 | 6 | 25 | 0 | 0 | 0 | 0 | 0 | 0 | 0 | 0 | 0 | 0 | 0 | 0 | 0
1996 | 6 | 26 | 0 | 0 | 0 | 0 | 0 | 0 | 0 | 0 | 0 | 0 | 0 | 0 | 0
1996 | 6 | 27 | 0 | 0 | 0 | 0 | 0 | 0 | 0 | 0 | 0 | 0 | 0 | 0 | 0
1996 | 6 | 28 | 0 | 0 | 0 | 0 | 0 | 0 | 0 | 0 | 0 | 0 | 0 | 0 | 0
1996 | 6 | 29 | 0.01 | 0.01 | 0 | 0 | 0.01 | 0 | 0 | 0 | 0 | 0 | 0 | 0 | 0
1996 | 6 | 30 | 0.3 | 0.3 | 0.25 | 0 | 0.3 | 0.25 | 0 | 0 | 0 | 0 | 0 | 0 | 0
1996 | 7 | 1 | 0 | 0 | 0 | 0 | 0 | 0 | 0 | 0 | 0 | 0 | 0 | 0 | 0
1996 | 7 | 2 | 0 | 0 | 0 | 0 | 0 | 0 | 0 | 0 | 0 | 0 | 0 | 0 | 0
1996 | 7 | 3 | 0.18 | 0.18 | 0.13 | 0 | 0.18 | 0.13 | 0 | 0 | 0 | 0 | 0 | 0 | 0
1996 | 7 | 4 | 0 | 0 | 0 | 0 | 0 | 0 | 0 | 0 | 0 | 0 | 0 | 0 | 0
1996 | 7 | 5 | 0 | 0 | 0 | 0 | 0 | 0 | 0 | 0 | 0 | 0 | 0 | 0 | 0
1996 | 7 | 6 | 0 | 0 | 0 | 0 | 0 | 0 | 0 | 0 | 0 | 0 | 0 | 0 | 0
1996 | 7 | 7 | 0 | 0 | 0 | 0 | 0 | 0 | 0 | 0 | 0 | 0 | 0 | 0 | 0
1996 | 7 | 8 | 0 | 0 | 0 | 0 | 0 | 0 | 0 | 0 | 0 | 0 | 0 | 0 | 0
1996 | 7 | 9 | 0.54 | 0.54 | 0.49 | 0 | 0.54 | 0.49 | 0 | 0 | 0 | 0 | 0 | 0 | 0
1996 | 7 | 10 | 0 | 0 | 0 | 0 | 0 | 0 | 0 | 0 | 0 | 0 | 0 | 0 | 0
1996 | 7 | 11 | 0 | 0 | 0 | 0 | 0 | 0 | 0 | 0 | 0 | 0 | 0 | 0 | 0
1996 | 7 | 12 | 0.62 | 0.62 | 0.57 | 0 | 0.62 | 0.57 | 0 | 0 | 0 | 0 | 0 | 0 | 0
1996 | 7 | 13 | 1.06 | 1 | 0.95 | 0 | 1 | 0.95 | 0 | 0 | 0 | 0 | 0 | 0 | 0
1996 | 7 | 14 | 0 | 0 | 0 | 0 | 0 | 0 | 0 | 0 | 0 | 0 | 0 | 0 | 0
1996 | 7 | 15 | 0.06 | 0.06 | 0.01 | 0 | 0.06 | 0.01 | 0 | 0 | 0 | 0 | 0 | 0 | 0
1996 | 7 | 16 | 0 | 0 | 0 | 0 | 0 | 0 | 0 | 0 | 0 | 0 | 0 | 0 | 0
1996 | 7 | 17 | 0 | 0 | 0 | 0 | 0 | 0 | 0 | 0 | 0 | 0 | 0 | 0 | 0
1996 | 7 | 18 | 0.29 | 0.29 | 0.24 | 0 | 0.29 | 0.24 | 0 | 0 | 0 | 0 | 0 | 0 | 0
1996 | 7 | 19 | 1.15 | 1 | 0.95 | 0 | 1 | 0.95 | 0 | 0 | 0 | 0 | 0 | 0 | 0
1996 | 7 | 20 | 0 | 0 | 0 | 0 | 0 | 0 | 0 | 0 | 0 | 0 | 0 | 0 | 0
1996 | 7 | 21 | 0 | 0 | 0 | 0 | 0 | 0 | 0 | 0 | 0 | 0 | 0 | 0 | 0
1996 | 7 | 22 | 0.08 | 0.08 | 0.03 | 0 | 0.08 | 0.03 | 0 | 0 | 0 | 0 | 0 | 0 | 0
1996 | 7 | 23 | 0 | 0 | 0 | 0 | 0 | 0 | 0 | 0 | 0 | 0 | 0 | 0 | 0
1996 | 7 | 24 | 0 | 0 | 0 | 0 | 0 | 0 | 0 | 0 | 0 | 0 | 0 | 0 | 0
1996 | 7 | 25 | 0.62 | 0.62 | 0.57 | 0 | 0.62 | 0.57 | 0 | 0 | 0 | 0 | 0 | 0 | 0
1996 | 7 | 26 | 0.54 | 0.54 | 0.49 | 0 | 0.54 | 0.49 | 0 | 0 | 0 | 0 | 0 | 0 | 0
1996 | 7 | 27 | 0 | 0 | 0 | 0 | 0 | 0 | 0 | 0 | 0 | 0 | 0 | 0 | 0
1996 | 7 | 28 | 0 | 0 | 0 | 0 | 0 | 0 | 0 | 0 | 0 | 0 | 0 | 0 | 0
1996 | 7 | 29 | 0.2 | 0.2 | 0.15 | 0 | 0.2 | 0.15 | 0 | 0 | 0 | 0 | 0 | 0 | 0
1996 | 7 | 30 | 0.15 | 0.15 | 0.1 | 0 | 0.15 | 0.1 | 0 | 0 | 0 | 0 | 0 | 0 | 0
1996 | 7 | 31 | 0.11 | 0.11 | 0.06 | 0 | 0.11 | 0.06 | 0 | 0 | 0 | 0 | 0 | 0 | 0
1996 | 8 | 1 | 0.01 | 0.01 | 0 | 0 | 0.01 | 0 | 0 | 0 | 0 | 0 | 0 | 0 | 0
1996 | 8 | 2 | 0 | 0 | 0 | 0 | 0 | 0 | 0 | 0 | 0 | 0 | 0 | 0 | 0
1996 | 8 | 3 | 0 | 0 | 0 | 0 | 0 | 0 | 0 | 0 | 0 | 0 | 0 | 0 | 0
1996 | 8 | 4 | 0 | 0 | 0 | 0 | 0 | 0 | 0 | 0 | 0 | 0 | 0 | 0 | 0
1996 | 8 | 5 | 0 | 0 | 0 | 0 | 0 | 0 | 0 | 0 | 0 | 0 | 0 | 0 | 0
1996 | 8 | 6 | 0.29 | 0.29 | 0.24 | 0 | 0.29 | 0.24 | 0 | 0 | 0 | 0 | 0 | 0 | 0
1996 | 8 | 7 | 0 | 0 | 0 | 0 | 0 | 0 | 0 | 0 | 0 | 0 | 0 | 0 | 0
1996 | 8 | 8 | 0 | 0 | 0 | 0 | 0 | 0 | 0 | 0 | 0 | 0 | 0 | 0 | 0
1996 | 8 | 9 | 0.05 | 0.05 | 0 | 0 | 0.05 | 0 | 0 | 0 | 0 | 0 | 0 | 0 | 0
1996 | 8 | 10 | 0 | 0 | 0 | 0 | 0 | 0 | 0 | 0 | 0 | 0 | 0 | 0 | 0
1996 | 8 | 11 | 0 | 0 | 0 | 0 | 0 | 0 | 0 | 0 | 0 | 0 | 0 | 0 | 0
1996 | 8 | 12 | 1.53 | 1 | 0.95 | 0 | 1 | 0.95 | 0 | 0 | 0 | 0 | 0 | 0 | 0
1996 | 8 | 13 | 0.22 | 0.22 | 0.17 | 0 | 0.22 | 0.17 | 0 | 0 | 0 | 0 | 0 | 0 | 0
1996 | 8 | 14 | 0 | 0 | 0 | 0 | 0 | 0 | 0 | 0 | 0 | 0 | 0 | 0 | 0
1996 | 8 | 15 | 0 | 0 | 0 | 0 | 0 | 0 | 0 | 0 | 0 | 0 | 0 | 0 | 0
1996 | 8 | 16 | 0.52 | 0.52 | 0.47 | 0 | 0.52 | 0.47 | 0 | 0 | 0 | 0 | 0 | 0 | 0
1996 | 8 | 17 | 0 | 0 | 0 | 0 | 0 | 0 | 0 | 0 | 0 | 0 | 0 | 0 | 0
1996 | 8 | 18 | 0 | 0 | 0 | 0 | 0 | 0 | 0 | 0 | 0 | 0 | 0 | 0 | 0
1996 | 8 | 19 | 0 | 0 | 0 | 0 | 0 | 0 | 0 | 0 | 0 | 0 | 0 | 0 | 0
1996 | 8 | 20 | 0 | 0 | 0 | 0 | 0 | 0 | 0 | 0 | 0 | 0 | 0 | 0 | 0
1996 | 8 | 21 | 0 | 0 | 0 | 0 | 0 | 0 | 0 | 0 | 0 | 0 | 0 | 0 | 0
1996 | 8 | 22 | 0 | 0 | 0 | 0 | 0 | 0 | 0 | 0 | 0 | 0 | 0 | 0 | 0
1996 | 8 | 23 | 0 | 0 | 0 | 0 | 0 | 0 | 0 | 0 | 0 | 0 | 0 | 0 | 0
1996 | 8 | 24 | 0 | 0 | 0 | 0 | 0 | 0 | 0 | 0 | 0 | 0 | 0 | 0 | 0
1996 | 8 | 25 | 0 | 0 | 0 | 0 | 0 | 0 | 0 | 0 | 0 | 0 | 0 | 0 | 0
1996 | 8 | 26 | 0 | 0 | 0 | 0 | 0 | 0 | 0 | 0 | 0 | 0 | 0 | 0 | 0
1996 | 8 | 27 | 0.01 | 0.01 | 0 | 0 | 0.01 | 0 | 0 | 0 | 0 | 0 | 0 | 0 | 0
1996 | 8 | 28 | 0 | 0 | 0 | 0 | 0 | 0 | 0 | 0 | 0 | 0 | 0 | 0 | 0
1996 | 8 | 29 | 0 | 0 | 0 | 0 | 0 | 0 | 0 | 0 | 0 | 0 | 0 | 0 | 0
1996 | 8 | 30 | 0 | 0 | 0 | 0 | 0 | 0 | 0 | 0 | 0 | 0 | 0 | 0 | 0
1996 | 8 | 31 | 0 | 0 | 0 | 0 | 0 | 0 | 0 | 0 | 0 | 0 | 0 | 0 | 0
1996 | 9 | 1 | 0 | 0 | 0 | 0 | 0 | 0 | 0 | 0 | 0 | 0 | 0 | 0 | 0
1996 | 9 | 2 | 0 | 0 | 0 | 0 | 0 | 0 | 0 | 0 | 0 | 0 | 0 | 0 | 0
1996 | 9 | 3 | 0.17 | 0.17 | 0.12 | 0 | 0.17 | 0.12 | 0 | 0 | 0 | 0 | 0 | 0 | 0
1996 | 9 | 4 | 1.83 | 1 | 0.95 | 0 | 1 | 0.95 | 0 | 0 | 0 | 0 | 0 | 0 | 0
1996 | 9 | 5 | 0 | 0 | 0 | 0 | 0 | 0 | 0 | 0 | 0 | 0 | 0 | 0 | 0
1996 | 9 | 6 | 1.55 | 1 | 0.95 | 0 | 1 | 0.95 | 0 | 0 | 0 | 0 | 0 | 0 | 0
1996 | 9 | 7 | 0 | 0 | 0 | 0 | 0 | 0 | 0 | 0 | 0 | 0 | 0 | 0 | 0
1996 | 9 | 8 | 0 | 0 | 0 | 0 | 0 | 0 | 0 | 0 | 0 | 0 | 0 | 0 | 0
1996 | 9 | 9 | 0 | 0 | 0 | 0 | 0 | 0 | 0 | 0 | 0 | 0 | 0 | 0 | 0
1996 | 9 | 10 | 0 | 0 | 0 | 0 | 0 | 0 | 0 | 0 | 0 | 0 | 0 | 0 | 0
1996 | 9 | 11 | 1.15 | 1 | 0.95 | 0 | 1 | 0.95 | 0 | 0 | 0 | 0 | 0 | 0 | 0
1996 | 9 | 12 | 0 | 0 | 0 | 0 | 0 | 0 | 0 | 0 | 0 | 0 | 0 | 0 | 0
1996 | 9 | 13 | 0.84 | 0.84 | 0.79 | 0 | 0.84 | 0.79 | 0 | 0 | 0 | 0 | 0 | 0 | 0
1996 | 9 | 14 | 0 | 0 | 0 | 0 | 0 | 0 | 0 | 0 | 0 | 0 | 0 | 0 | 0
1996 | 9 | 15 | 0 | 0 | 0 | 0 | 0 | 0 | 0 | 0 | 0 | 0 | 0 | 0 | 0
1996 | 9 | 16 | 0.67 | 0.67 | 0.62 | 0 | 0.67 | 0.62 | 0 | 0 | 0 | 0 | 0 | 0 | 0
1996 | 9 | 17 | 0.25 | 0.25 | 0.2 | 0 | 0.25 | 0.2 | 0 | 0 | 0 | 0 | 0 | 0 | 0
1996 | 9 | 18 | 0 | 0 | 0 | 0 | 0 | 0 | 0 | 0 | 0 | 0 | 0 | 0 | 0
1996 | 9 | 19 | 0 | 0 | 0 | 0 | 0 | 0 | 0 | 0 | 0 | 0 | 0 | 0 | 0
1996 | 9 | 20 | 0 | 0 | 0 | 0 | 0 | 0 | 0 | 0 | 0 | 0 | 0 | 0 | 0
1996 | 9 | 21 | 0 | 0 | 0 | 0 | 0 | 0 | 0 | 0 | 0 | 0 | 0 | 0 | 0
1996 | 9 | 22 | 0.63 | 0.63 | 0.58 | 0 | 0.63 | 0.58 | 0 | 0 | 0 | 0 | 0 | 0 | 0
1996 | 9 | 23 | 0 | 0 | 0 | 0 | 0 | 0 | 0 | 0 | 0 | 0 | 0 | 0 | 0
1996 | 9 | 24 | 0 | 0 | 0 | 0 | 0 | 0 | 0 | 0 | 0 | 0 | 0 | 0 | 0
1996 | 9 | 25 | 0 | 0 | 0 | 0 | 0 | 0 | 0 | 0 | 0 | 0 | 0 | 0 | 0
1996 | 9 | 26 | 0 | 0 | 0 | 0 | 0 | 0 | 0 | 0 | 0 | 0 | 0 | 0 | 0
1996 | 9 | 27 | 0.06 | 0.06 | 0.01 | 0 | 0.06 | 0.01 | 0 | 0 | 0 | 0 | 0 | 0 | 0
1996 | 9 | 28 | 0.64 | 0.64 | 0.59 | 0 | 0.64 | 0.59 | 0 | 0 | 0 | 0 | 0 | 0 | 0
1996 | 9 | 29 | 0 | 0 | 0 | 0 | 0 | 0 | 0 | 0 | 0 | 0 | 0 | 0 | 0
1996 | 9 | 30 | 0 | 0 | 0 | 0 | 0 | 0 | 0 | 0 | 0 | 0 | 0 | 0 | 0
1996 | 10 | 1 | 0 | 0 | 0 | 0 | 0 | 0 | 0 | 0 | 0 | 0 | 0 | 0 | 0
1996 | 10 | 2 | 0.39 | 0.39 | 0.34 | 0 | 0.39 | 0.34 | 0 | 0 | 0 | 0 | 0 | 0 | 0
1996 | 10 | 3 | 0 | 0 | 0 | 0 | 0 | 0 | 0 | 0 | 0 | 0 | 0 | 0 | 0
1996 | 10 | 4 | 0 | 0 | 0 | 0 | 0 | 0 | 0 | 0 | 0 | 0 | 0 | 0 | 0
1996 | 10 | 5 | 0 | 0 | 0 | 0 | 0 | 0 | 0 | 0 | 0 | 0 | 0 | 0 | 0
1996 | 10 | 6 | 0 | 0 | 0 | 0 | 0 | 0 | 0 | 0 | 0 | 0 | 0 | 0 | 0
1996 | 10 | 7 | 0 | 0 | 0 | 0 | 0 | 0 | 0 | 0 | 0 | 0 | 0 | 0 | 0
1996 | 10 | 8 | 1.49 | 1 | 0.95 | 0 | 1 | 0.95 | 0 | 0 | 0 | 0 | 0 | 0 | 0
1996 | 10 | 9 | 0.28 | 0.28 | 0.23 | 0 | 0.28 | 0.23 | 0 | 0 | 0 | 0 | 0 | 0 | 0
1996 | 10 | 10 | 0 | 0 | 0 | 0 | 0 | 0 | 0 | 0 | 0 | 0 | 0 | 0 | 0
1996 | 10 | 11 | 0 | 0 | 0 | 0 | 0 | 0 | 0 | 0 | 0 | 0 | 0 | 0 | 0
1996 | 10 | 12 | 0 | 0 | 0 | 0 | 0 | 0 | 0 | 0 | 0 | 0 | 0 | 0 | 0
1996 | 10 | 13 | 0 | 0 | 0 | 0 | 0 | 0 | 0 | 0 | 0 | 0 | 0 | 0 | 0
1996 | 10 | 14 | 0 | 0 | 0 | 0 | 0 | 0 | 0 | 0 | 0 | 0 | 0 | 0 | 0
1996 | 10 | 15 | 0 | 0 | 0 | 0 | 0 | 0 | 0 | 0 | 0 | 0 | 0 | 0 | 0
1996 | 10 | 16 | 0 | 0 | 0 | 0 | 0 | 0 | 0 | 0 | 0 | 0 | 0 | 0 | 0
1996 | 10 | 17 | 0 | 0 | 0 | 0 | 0 | 0 | 0 | 0 | 0 | 0 | 0 | 0 | 0
1996 | 10 | 18 | 1.44 | 1 | 0.95 | 0 | 1 | 0.95 | 0 | 0 | 0 | 0 | 0 | 0 | 0
1996 | 10 | 19 | 0.32 | 0.32 | 0.27 | 0 | 0.32 | 0.27 | 0 | 0 | 0 | 0 | 0 | 0 | 0
1996 | 10 | 20 | 0.11 | 0.11 | 0.06 | 0 | 0.11 | 0.06 | 0 | 0 | 0 | 0 | 0 | 0 | 0
1996 | 10 | 21 | 0 | 0 | 0 | 0 | 0 | 0 | 0 | 0 | 0 | 0 | 0 | 0 | 0
1996 | 10 | 22 | 0 | 0 | 0 | 0 | 0 | 0 | 0 | 0 | 0 | 0 | 0 | 0 | 0
1996 | 10 | 23 | 0.01 | 0.01 | 0 | 0 | 0.01 | 0 | 0 | 0 | 0 | 0 | 0 | 0 | 0
1996 | 10 | 24 | 0 | 0 | 0 | 0 | 0 | 0 | 0 | 0 | 0 | 0 | 0 | 0 | 0
1996 | 10 | 25 | 0 | 0 | 0 | 0 | 0 | 0 | 0 | 0 | 0 | 0 | 0 | 0 | 0
1996 | 10 | 26 | 0 | 0 | 0 | 0 | 0 | 0 | 0 | 0 | 0 | 0 | 0 | 0 | 0
1996 | 10 | 27 | 0 | 0 | 0 | 0 | 0 | 0 | 0 | 0 | 0 | 0 | 0 | 0 | 0
1996 | 10 | 28 | 0 | 0 | 0 | 0 | 0 | 0 | 0 | 0 | 0 | 0 | 0 | 0 | 0
1996 | 10 | 29 | 0 | 0 | 0 | 0 | 0 | 0 | 0 | 0 | 0 | 0 | 0 | 0 | 0
1996 | 10 | 30 | 0 | 0 | 0 | 0 | 0 | 0 | 0 | 0 | 0 | 0 | 0 | 0 | 0
1996 | 10 | 31 | 0 | 0 | 0 | 0 | 0 | 0 | 0 | 0 | 0 | 0 | 0 | 0 | 0
1996 | 11 | 1 | 0.01 | 0.01 | 0 | 0 | 0.01 | 0 | 0 | 0 | 0 | 0 | 0 | 0 | 0
1996 | 11 | 2 | 0 | 0 | 0 | 0 | 0 | 0 | 0 | 0 | 0 | 0 | 0 | 0 | 0
1996 | 11 | 3 | 0 | 0 | 0 | 0 | 0 | 0 | 0 | 0 | 0 | 0 | 0 | 0 | 0
1996 | 11 | 4 | 0 | 0 | 0 | 0 | 0 | 0 | 0 | 0 | 0 | 0 | 0 | 0 | 0
1996 | 11 | 5 | 0 | 0 | 0 | 0 | 0 | 0 | 0 | 0 | 0 | 0 | 0 | 0 | 0
1996 | 11 | 6 | 0 | 0 | 0 | 0 | 0 | 0 | 0 | 0 | 0 | 0 | 0 | 0 | 0
1996 | 11 | 7 | 0 | 0 | 0 | 0 | 0 | 0 | 0 | 0 | 0 | 0 | 0 | 0 | 0
1996 | 11 | 8 | 2.57 | 1 | 0.95 | 0 | 1 | 0.95 | 0 | 0 | 0 | 0 | 0 | 0 | 0
1996 | 11 | 9 | 0.02 | 0.02 | 0 | 0 | 0.02 | 0 | 0 | 0 | 0 | 0 | 0 | 0 | 0
1996 | 11 | 10 | 0 | 0 | 0 | 0 | 0 | 0 | 0 | 0 | 0 | 0 | 0 | 0 | 0
1996 | 11 | 11 | 0 | 0 | 0 | 0 | 0 | 0 | 0 | 0 | 0 | 0 | 0 | 0 | 0
1996 | 11 | 12 | 0 | 0 | 0 | 0 | 0 | 0 | 0 | 0 | 0 | 0 | 0 | 0 | 0
1996 | 11 | 13 | 0 | 0 | 0 | 0 | 0 | 0 | 0 | 0 | 0 | 0 | 0 | 0 | 0
1996 | 11 | 14 | 0.08 | 0.08 | 0.03 | 0 | 0.08 | 0.03 | 0 | 0 | 0 | 0 | 0 | 0 | 0
1996 | 11 | 15 | 0 | 0 | 0 | 0 | 0 | 0 | 0 | 0 | 0 | 0 | 0 | 0 | 0
1996 | 11 | 16 | 0 | 0 | 0 | 0 | 0 | 0 | 0 | 0 | 0 | 0 | 0 | 0 | 0
1996 | 11 | 17 | 0 | 0 | 0 | 0 | 0 | 0 | 0 | 0 | 0 | 0 | 0 | 0 | 0
1996 | 11 | 18 | 0.08 | 0.08 | 0.03 | 0 | 0.08 | 0.03 | 0 | 0 | 0 | 0 | 0 | 0 | 0
1996 | 11 | 19 | 0 | 0 | 0 | 0 | 0 | 0 | 0 | 0 | 0 | 0 | 0 | 0 | 0
1996 | 11 | 20 | 0 | 0 | 0 | 0 | 0 | 0 | 0 | 0 | 0 | 0 | 0 | 0 | 0
1996 | 11 | 21 | 0 | 0 | 0 | 0 | 0 | 0 | 0 | 0 | 0 | 0 | 0 | 0 | 0
1996 | 11 | 22 | 0 | 0 | 0 | 0 | 0 | 0 | 0 | 0 | 0 | 0 | 0 | 0 | 0
1996 | 11 | 23 | 0 | 0 | 0 | 0 | 0 | 0 | 0 | 0 | 0 | 0 | 0 | 0 | 0
1996 | 11 | 24 | 0 | 0 | 0 | 0 | 0 | 0 | 0 | 0 | 0 | 0 | 0 | 0 | 0
1996 | 11 | 25 | 0.14 | 0.14 | 0.09 | 0 | 0.14 | 0.09 | 0 | 0 | 0 | 0 | 0 | 0 | 0
1996 | 11 | 26 | 0.48 | 0.48 | 0.43 | 0 | 0.48 | 0.43 | 0 | 0 | 0 | 0 | 0 | 0 | 0
1996 | 11 | 27 | 0 | 0 | 0 | 0 | 0 | 0 | 0 | 0 | 0 | 0 | 0 | 0 | 0
1996 | 11 | 28 | 0 | 0 | 0 | 0 | 0 | 0 | 0 | 0 | 0 | 0 | 0 | 0 | 0
1996 | 11 | 29 | 0 | 0 | 0 | 0 | 0 | 0 | 0 | 0 | 0 | 0 | 0 | 0 | 0
1996 | 11 | 30 | 0.2 | 0.2 | 0.15 | 0 | 0.2 | 0.15 | 0 | 0 | 0 | 0 | 0 | 0 | 0
1996 | 12 | 1 | 1.01 | 1 | 0.95 | 0 | 1 | 0.95 | 0 | 0 | 0 | 0 | 0 | 0 | 0
1996 | 12 | 2 | 0.43 | 0.43 | 0.38 | 0 | 0.43 | 0.38 | 0 | 0 | 0 | 0 | 0 | 0 | 0
1996 | 12 | 3 | 0 | 0 | 0 | 0 | 0 | 0 | 0 | 0 | 0 | 0 | 0 | 0 | 0
1996 | 12 | 4 | 0 | 0 | 0 | 0 | 0 | 0 | 0 | 0 | 0 | 0 | 0 | 0 | 0
1996 | 12 | 5 | 0.78 | 0.78 | 0.73 | 0 | 0.78 | 0.73 | 0 | 0 | 0 | 0 | 0 | 0 | 0
1996 | 12 | 6 | 0.16 | 0.16 | 0.11 | 0 | 0.16 | 0.11 | 0 | 0 | 0 | 0 | 0 | 0 | 0
1996 | 12 | 7 | 0.47 | 0.47 | 0.42 | 0 | 0.47 | 0.42 | 0 | 0 | 0 | 0 | 0 | 0 | 0
1996 | 12 | 8 | 0 | 0 | 0 | 0 | 0 | 0 | 0 | 0 | 0 | 0 | 0 | 0 | 0
1996 | 12 | 9 | 0 | 0 | 0 | 0 | 0 | 0 | 0 | 0 | 0 | 0 | 0 | 0 | 0
1996 | 12 | 10 | 0 | 0 | 0 | 0 | 0 | 0 | 0 | 0 | 0 | 0 | 0 | 0 | 0
1996 | 12 | 11 | 0.08 | 0.08 | 0.03 | 0 | 0.08 | 0.03 | 0 | 0 | 0 | 0 | 0 | 0 | 0
1996 | 12 | 12 | 0 | 0 | 0 | 0 | 0 | 0 | 0 | 0 | 0 | 0 | 0 | 0 | 0
1996 | 12 | 13 | 1.91 | 1 | 0.95 | 0 | 1 | 0.95 | 0 | 0 | 0 | 0 | 0 | 0 | 0
1996 | 12 | 14 | 0 | 0 | 0 | 0 | 0 | 0 | 0 | 0 | 0 | 0 | 0 | 0 | 0
1996 | 12 | 15 | 0 | 0 | 0 | 0 | 0 | 0 | 0 | 0 | 0 | 0 | 0 | 0 | 0
1996 | 12 | 16 | 0 | 0 | 0 | 0 | 0 | 0 | 0 | 0 | 0 | 0 | 0 | 0 | 0
1996 | 12 | 17 | 0.04 | 0.04 | 0 | 0 | 0.04 | 0 | 0 | 0 | 0 | 0 | 0 | 0 | 0
1996 | 12 | 18 | 0.09 | 0.09 | 0.04 | 0 | 0.09 | 0.04 | 0 | 0 | 0 | 0 | 0 | 0 | 0
1996 | 12 | 19 | 0.18 | 0.18 | 0.13 | 0 | 0.18 | 0.13 | 0 | 0 | 0 | 0 | 0 | 0 | 0
1996 | 12 | 20 | 0 | 0 | 0 | 0 | 0 | 0 | 0 | 0 | 0 | 0 | 0 | 0 | 0
1996 | 12 | 21 | 0 | 0 | 0 | 0 | 0 | 0 | 0 | 0 | 0 | 0 | 0 | 0 | 0
1996 | 12 | 22 | 0 | 0 | 0 | 0 | 0 | 0 | 0 | 0 | 0 | 0 | 0 | 0 | 0
1996 | 12 | 23 | 0 | 0 | 0 | 0 | 0 | 0 | 0 | 0 | 0 | 0 | 0 | 0 | 0
1996 | 12 | 24 | 0.19 | 0.19 | 0.14 | 0 | 0.19 | 0.14 | 0 | 0 | 0 | 0 | 0 | 0 | 0
1996 | 12 | 25 | 0 | 0 | 0 | 0 | 0 | 0 | 0 | 0 | 0 | 0 | 0 | 0 | 0
1996 | 12 | 26 | 0.01 | 0.01 | 0 | 0 | 0.01 | 0 | 0 | 0 | 0 | 0 | 0 | 0 | 0
1996 | 12 | 27 | 0.08 | 0.08 | 0.03 | 0 | 0.08 | 0.03 | 0 | 0 | 0 | 0 | 0 | 0 | 0
1996 | 12 | 28 | 0 | 0 | 0 | 0 | 0 | 0 | 0 | 0 | 0 | 0 | 0 | 0 | 0
1996 | 12 | 29 | 0.08 | 0.08 | 0.03 | 0 | 0.08 | 0.03 | 0 | 0 | 0 | 0 | 0 | 0 | 0
1996 | 12 | 30 | 0 | 0 | 0 | 0 | 0 | 0 | 0 | 0 | 0 | 0 | 0 | 0 | 0
1996 | 12 | 31 | 0 | 0 | 0 | 0 | 0 | 0 | 0 | 0 | 0 | 0 | 0 | 0 | 0
1997 | 1 | 1 | 0 | 0 | 0 | 0 | 0 | 0 | 0 | 0 | 0 | 0 | 0 | 0 | 0
1997 | 1 | 2 | 0 | 0 | 0 | 0 | 0 | 0 | 0 | 0 | 0 | 0 | 0 | 0 | 0
1997 | 1 | 3 | 0 | 0 | 0 | 0 | 0 | 0 | 0 | 0 | 0 | 0 | 0 | 0 | 0
1997 | 1 | 4 | 0 | 0 | 0 | 0 | 0 | 0 | 0 | 0 | 0 | 0 | 0 | 0 | 0
1997 | 1 | 5 | 0.01 | 0.01 | 0 | 0 | 0.01 | 0 | 0 | 0 | 0 | 0 | 0 | 0 | 0
1997 | 1 | 6 | 0 | 0 | 0 | 0 | 0 | 0 | 0 | 0 | 0 | 0 | 0 | 0 | 0
1997 | 1 | 7 | 0 | 0 | 0 | 0 | 0 | 0 | 0 | 0 | 0 | 0 | 0 | 0 | 0
1997 | 1 | 8 | 0 | 0 | 0 | 0 | 0 | 0 | 0 | 0 | 0 | 0 | 0 | 0 | 0
1997 | 1 | 9 | 0.53 | 0.53 | 0.48 | 0 | 0.53 | 0.48 | 0 | 0 | 0 | 0 | 0 | 0 | 0
1997 | 1 | 10 | 0 | 0 | 0 | 0 | 0 | 0 | 0 | 0 | 0 | 0 | 0 | 0 | 0
1997 | 1 | 11 | 0.11 | 0.11 | 0.06 | 0 | 0.11 | 0.06 | 0 | 0 | 0 | 0 | 0 | 0 | 0
1997 | 1 | 12 | 0 | 0 | 0 | 0 | 0 | 0 | 0 | 0 | 0 | 0 | 0 | 0 | 0
1997 | 1 | 13 | 0 | 0 | 0 | 0 | 0 | 0 | 0 | 0 | 0 | 0 | 0 | 0 | 0
1997 | 1 | 14 | 0 | 0 | 0 | 0 | 0 | 0 | 0 | 0 | 0 | 0 | 0 | 0 | 0
1997 | 1 | 15 | 0 | 0 | 0 | 0 | 0 | 0 | 0 | 0 | 0 | 0 | 0 | 0 | 0
1997 | 1 | 16 | 0.44 | 0.44 | 0.39 | 0 | 0.44 | 0.39 | 0 | 0 | 0 | 0 | 0 | 0 | 0
1997 | 1 | 17 | 0 | 0 | 0 | 0 | 0 | 0 | 0 | 0 | 0 | 0 | 0 | 0 | 0
1997 | 1 | 18 | 0 | 0 | 0 | 0 | 0 | 0 | 0 | 0 | 0 | 0 | 0 | 0 | 0
1997 | 1 | 19 | 0 | 0 | 0 | 0 | 0 | 0 | 0 | 0 | 0 | 0 | 0 | 0 | 0
1997 | 1 | 20 | 0 | 0 | 0 | 0 | 0 | 0 | 0 | 0 | 0 | 0 | 0 | 0 | 0
1997 | 1 | 21 | 0 | 0 | 0 | 0 | 0 | 0 | 0 | 0 | 0 | 0 | 0 | 0 | 0
1997 | 1 | 22 | 0.15 | 0.15 | 0.1 | 0 | 0.15 | 0.1 | 0 | 0 | 0 | 0 | 0 | 0 | 0
1997 | 1 | 23 | 0.01 | 0.01 | 0 | 0 | 0.01 | 0 | 0 | 0 | 0 | 0 | 0 | 0 | 0
1997 | 1 | 24 | 0.91 | 0.91 | 0.86 | 0 | 0.91 | 0.86 | 0 | 0 | 0 | 0 | 0 | 0 | 0
1997 | 1 | 25 | 0.02 | 0.02 | 0 | 0 | 0.02 | 0 | 0 | 0 | 0 | 0 | 0 | 0 | 0
1997 | 1 | 26 | 0 | 0 | 0 | 0 | 0 | 0 | 0 | 0 | 0 | 0 | 0 | 0 | 0
1997 | 1 | 27 | 0.01 | 0.01 | 0 | 0 | 0.01 | 0 | 0 | 0 | 0 | 0 | 0 | 0 | 0
1997 | 1 | 28 | 0.35 | 0.35 | 0.3 | 0 | 0.35 | 0.3 | 0 | 0 | 0 | 0 | 0 | 0 | 0
1997 | 1 | 29 | 0 | 0 | 0 | 0 | 0 | 0 | 0 | 0 | 0 | 0 | 0 | 0 | 0
1997 | 1 | 30 | 0 | 0 | 0 | 0 | 0 | 0 | 0 | 0 | 0 | 0 | 0 | 0 | 0
1997 | 1 | 31 | 0.01 | 0.01 | 0 | 0 | 0.01 | 0 | 0 | 0 | 0 | 0 | 0 | 0 | 0
1997 | 2 | 1 | 0 | 0 | 0 | 0 | 0 | 0 | 0 | 0 | 0 | 0 | 0 | 0 | 0
1997 | 2 | 2 | 0 | 0 | 0 | 0 | 0 | 0 | 0 | 0 | 0 | 0 | 0 | 0 | 0
1997 | 2 | 3 | 0 | 0 | 0 | 0 | 0 | 0 | 0 | 0 | 0 | 0 | 0 | 0 | 0
1997 | 2 | 4 | 0.52 | 0.52 | 0.47 | 0 | 0.52 | 0.47 | 0 | 0 | 0 | 0 | 0 | 0 | 0
1997 | 2 | 5 | 0.35 | 0.35 | 0.3 | 0 | 0.35 | 0.3 | 0 | 0 | 0 | 0 | 0 | 0 | 0
1997 | 2 | 6 | 0 | 0 | 0 | 0 | 0 | 0 | 0 | 0 | 0 | 0 | 0 | 0 | 0
1997 | 2 | 7 | 0 | 0 | 0 | 0 | 0 | 0 | 0 | 0 | 0 | 0 | 0 | 0 | 0
1997 | 2 | 8 | 0.4 | 0.4 | 0.35 | 0 | 0.4 | 0.35 | 0 | 0 | 0 | 0 | 0 | 0 | 0
1997 | 2 | 9 | 0 | 0 | 0 | 0 | 0 | 0 | 0 | 0 | 0 | 0 | 0 | 0 | 0
1997 | 2 | 10 | 0 | 0 | 0 | 0 | 0 | 0 | 0 | 0 | 0 | 0 | 0 | 0 | 0
1997 | 2 | 11 | 0 | 0 | 0 | 0 | 0 | 0 | 0 | 0 | 0 | 0 | 0 | 0 | 0
1997 | 2 | 12 | 0 | 0 | 0 | 0 | 0 | 0 | 0 | 0 | 0 | 0 | 0 | 0 | 0
1997 | 2 | 13 | 0.1 | 0.1 | 0.05 | 0 | 0.1 | 0.05 | 0 | 0 | 0 | 0 | 0 | 0 | 0
1997 | 2 | 14 | 0.58 | 0.58 | 0.53 | 0 | 0.58 | 0.53 | 0 | 0 | 0 | 0 | 0 | 0 | 0
1997 | 2 | 15 | 0.35 | 0.35 | 0.3 | 0 | 0.35 | 0.3 | 0 | 0 | 0 | 0 | 0 | 0 | 0
1997 | 2 | 16 | 0 | 0 | 0 | 0 | 0 | 0 | 0 | 0 | 0 | 0 | 0 | 0 | 0
1997 | 2 | 17 | 0 | 0 | 0 | 0 | 0 | 0 | 0 | 0 | 0 | 0 | 0 | 0 | 0
1997 | 2 | 18 | 0 | 0 | 0 | 0 | 0 | 0 | 0 | 0 | 0 | 0 | 0 | 0 | 0
1997 | 2 | 19 | 0 | 0 | 0 | 0 | 0 | 0 | 0 | 0 | 0 | 0 | 0 | 0 | 0
1997 | 2 | 20 | 0 | 0 | 0 | 0 | 0 | 0 | 0 | 0 | 0 | 0 | 0 | 0 | 0
1997 | 2 | 21 | 0 | 0 | 0 | 0 | 0 | 0 | 0 | 0 | 0 | 0 | 0 | 0 | 0
1997 | 2 | 22 | 0 | 0 | 0 | 0 | 0 | 0 | 0 | 0 | 0 | 0 | 0 | 0 | 0
1997 | 2 | 23 | 0 | 0 | 0 | 0 | 0 | 0 | 0 | 0 | 0 | 0 | 0 | 0 | 0
1997 | 2 | 24 | 0 | 0 | 0 | 0 | 0 | 0 | 0 | 0 | 0 | 0 | 0 | 0 | 0
1997 | 2 | 25 | 0 | 0 | 0 | 0 | 0 | 0 | 0 | 0 | 0 | 0 | 0 | 0 | 0
1997 | 2 | 26 | 0.13 | 0.13 | 0.08 | 0 | 0.13 | 0.08 | 0 | 0 | 0 | 0 | 0 | 0 | 0
1997 | 2 | 27 | 0 | 0 | 0 | 0 | 0 | 0 | 0 | 0 | 0 | 0 | 0 | 0 | 0
1997 | 2 | 28 | 0 | 0 | 0 | 0 | 0 | 0 | 0 | 0 | 0 | 0 | 0 | 0 | 0
1997 | 3 | 1 | 0.7 | 0.7 | 0.65 | 0 | 0.7 | 0.65 | 0 | 0 | 0 | 0 | 0 | 0 | 0
1997 | 3 | 2 | 0 | 0 | 0 | 0 | 0 | 0 | 0 | 0 | 0 | 0 | 0 | 0 | 0
1997 | 3 | 3 | 1.02 | 1 | 0.95 | 0 | 1 | 0.95 | 0 | 0 | 0 | 0 | 0 | 0 | 0
1997 | 3 | 4 | 0 | 0 | 0 | 0 | 0 | 0 | 0 | 0 | 0 | 0 | 0 | 0 | 0
1997 | 3 | 5 | 0.06 | 0.06 | 0.01 | 0 | 0.06 | 0.01 | 0 | 0 | 0 | 0 | 0 | 0 | 0
1997 | 3 | 6 | 0.03 | 0.03 | 0 | 0 | 0.03 | 0 | 0 | 0 | 0 | 0 | 0 | 0 | 0
1997 | 3 | 7 | 0 | 0 | 0 | 0 | 0 | 0 | 0 | 0 | 0 | 0 | 0 | 0 | 0
1997 | 3 | 8 | 0 | 0 | 0 | 0 | 0 | 0 | 0 | 0 | 0 | 0 | 0 | 0 | 0
1997 | 3 | 9 | 0.04 | 0.04 | 0 | 0 | 0.04 | 0 | 0 | 0 | 0 | 0 | 0 | 0 | 0
1997 | 3 | 10 | 0.07 | 0.07 | 0.02 | 0 | 0.07 | 0.02 | 0 | 0 | 0 | 0 | 0 | 0 | 0
1997 | 3 | 11 | 0 | 0 | 0 | 0 | 0 | 0 | 0 | 0 | 0 | 0 | 0 | 0 | 0
1997 | 3 | 12 | 0 | 0 | 0 | 0 | 0 | 0 | 0 | 0 | 0 | 0 | 0 | 0 | 0
1997 | 3 | 13 | 0.02 | 0.02 | 0 | 0 | 0.02 | 0 | 0 | 0 | 0 | 0 | 0 | 0 | 0
1997 | 3 | 14 | 0.42 | 0.42 | 0.37 | 0 | 0.42 | 0.37 | 0 | 0 | 0 | 0 | 0 | 0 | 0
1997 | 3 | 15 | 0 | 0 | 0 | 0 | 0 | 0 | 0 | 0 | 0 | 0 | 0 | 0 | 0
1997 | 3 | 16 | 0 | 0 | 0 | 0 | 0 | 0 | 0 | 0 | 0 | 0 | 0 | 0 | 0
1997 | 3 | 17 | 0 | 0 | 0 | 0 | 0 | 0 | 0 | 0 | 0 | 0 | 0 | 0 | 0
1997 | 3 | 18 | 0.37 | 0.37 | 0.32 | 0 | 0.37 | 0.32 | 0 | 0 | 0 | 0 | 0 | 0 | 0
1997 | 3 | 19 | 0.5 | 0.5 | 0.45 | 0 | 0.5 | 0.45 | 0 | 0 | 0 | 0 | 0 | 0 | 0
1997 | 3 | 20 | 0 | 0 | 0 | 0 | 0 | 0 | 0 | 0 | 0 | 0 | 0 | 0 | 0
1997 | 3 | 21 | 0 | 0 | 0 | 0 | 0 | 0 | 0 | 0 | 0 | 0 | 0 | 0 | 0
1997 | 3 | 22 | 0 | 0 | 0 | 0 | 0 | 0 | 0 | 0 | 0 | 0 | 0 | 0 | 0
1997 | 3 | 23 | 0 | 0 | 0 | 0 | 0 | 0 | 0 | 0 | 0 | 0 | 0 | 0 | 0
1997 | 3 | 24 | 0 | 0 | 0 | 0 | 0 | 0 | 0 | 0 | 0 | 0 | 0 | 0 | 0
1997 | 3 | 25 | 0 | 0 | 0 | 0 | 0 | 0 | 0 | 0 | 0 | 0 | 0 | 0 | 0
1997 | 3 | 26 | 0.34 | 0.34 | 0.29 | 0 | 0.34 | 0.29 | 0 | 0 | 0 | 0 | 0 | 0 | 0
1997 | 3 | 27 | 0 | 0 | 0 | 0 | 0 | 0 | 0 | 0 | 0 | 0 | 0 | 0 | 0
1997 | 3 | 28 | 0 | 0 | 0 | 0 | 0 | 0 | 0 | 0 | 0 | 0 | 0 | 0 | 0
1997 | 3 | 29 | 0.14 | 0.14 | 0.09 | 0 | 0.14 | 0.09 | 0 | 0 | 0 | 0 | 0 | 0 | 0
1997 | 3 | 30 | 0.05 | 0.05 | 0 | 0 | 0.05 | 0 | 0 | 0 | 0 | 0 | 0 | 0 | 0
1997 | 3 | 31 | 0.39 | 0.39 | 0.34 | 0 | 0.39 | 0.34 | 0 | 0 | 0 | 0 | 0 | 0 | 0
1997 | 4 | 1 | 0 | 0 | 0 | 0 | 0 | 0 | 0 | 0 | 0 | 0 | 0 | 0 | 0
1997 | 4 | 2 | 0 | 0 | 0 | 0 | 0 | 0 | 0 | 0 | 0 | 0 | 0 | 0 | 0
1997 | 4 | 3 | 0 | 0 | 0 | 0 | 0 | 0 | 0 | 0 | 0 | 0 | 0 | 0 | 0
1997 | 4 | 4 | 0 | 0 | 0 | 0 | 0 | 0 | 0 | 0 | 0 | 0 | 0 | 0 | 0
1997 | 4 | 5 | 0 | 0 | 0 | 0 | 0 | 0 | 0 | 0 | 0 | 0 | 0 | 0 | 0
1997 | 4 | 6 | 0.12 | 0.12 | 0.07 | 0 | 0.12 | 0.07 | 0 | 0 | 0 | 0 | 0 | 0 | 0
1997 | 4 | 7 | 0 | 0 | 0 | 0 | 0 | 0 | 0 | 0 | 0 | 0 | 0 | 0 | 0
1997 | 4 | 8 | 0 | 0 | 0 | 0 | 0 | 0 | 0 | 0 | 0 | 0 | 0 | 0 | 0
1997 | 4 | 9 | 0 | 0 | 0 | 0 | 0 | 0 | 0 | 0 | 0 | 0 | 0 | 0 | 0
1997 | 4 | 10 | 0 | 0 | 0 | 0 | 0 | 0 | 0 | 0 | 0 | 0 | 0 | 0 | 0
1997 | 4 | 11 | 0 | 0 | 0 | 0 | 0 | 0 | 0 | 0 | 0 | 0 | 0 | 0 | 0
1997 | 4 | 12 | 0.4 | 0.4 | 0.35 | 0 | 0.4 | 0.35 | 0 | 0 | 0 | 0 | 0 | 0 | 0
1997 | 4 | 13 | 0 | 0 | 0 | 0 | 0 | 0 | 0 | 0 | 0 | 0 | 0 | 0 | 0
1997 | 4 | 14 | 0 | 0 | 0 | 0 | 0 | 0 | 0 | 0 | 0 | 0 | 0 | 0 | 0
1997 | 4 | 15 | 0 | 0 | 0 | 0 | 0 | 0 | 0 | 0 | 0 | 0 | 0 | 0 | 0
1997 | 4 | 16 | 0 | 0 | 0 | 0 | 0 | 0 | 0 | 0 | 0 | 0 | 0 | 0 | 0
1997 | 4 | 17 | 0.22 | 0.22 | 0.17 | 0 | 0.22 | 0.17 | 0 | 0 | 0 | 0 | 0 | 0 | 0
1997 | 4 | 18 | 0 | 0 | 0 | 0 | 0 | 0 | 0 | 0 | 0 | 0 | 0 | 0 | 0
1997 | 4 | 19 | 0 | 0 | 0 | 0 | 0 | 0 | 0 | 0 | 0 | 0 | 0 | 0 | 0
1997 | 4 | 20 | 0 | 0 | 0 | 0 | 0 | 0 | 0 | 0 | 0 | 0 | 0 | 0 | 0
1997 | 4 | 21 | 0.16 | 0.16 | 0.11 | 0 | 0.16 | 0.11 | 0 | 0 | 0 | 0 | 0 | 0 | 0
1997 | 4 | 22 | 0 | 0 | 0 | 0 | 0 | 0 | 0 | 0 | 0 | 0 | 0 | 0 | 0
1997 | 4 | 23 | 0.05 | 0.05 | 0 | 0 | 0.05 | 0 | 0 | 0 | 0 | 0 | 0 | 0 | 0
1997 | 4 | 24 | 0.02 | 0.02 | 0 | 0 | 0.02 | 0 | 0 | 0 | 0 | 0 | 0 | 0 | 0
1997 | 4 | 25 | 0 | 0 | 0 | 0 | 0 | 0 | 0 | 0 | 0 | 0 | 0 | 0 | 0
1997 | 4 | 26 | 0 | 0 | 0 | 0 | 0 | 0 | 0 | 0 | 0 | 0 | 0 | 0 | 0
1997 | 4 | 27 | 1.06 | 1 | 0.95 | 0 | 1 | 0.95 | 0 | 0 | 0 | 0 | 0 | 0 | 0
1997 | 4 | 28 | 0.38 | 0.38 | 0.33 | 0 | 0.38 | 0.33 | 0 | 0 | 0 | 0 | 0 | 0 | 0
1997 | 4 | 29 | 0 | 0 | 0 | 0 | 0 | 0 | 0 | 0 | 0 | 0 | 0 | 0 | 0
1997 | 4 | 30 | 0 | 0 | 0 | 0 | 0 | 0 | 0 | 0 | 0 | 0 | 0 | 0 | 0
1997 | 5 | 1 | 0 | 0 | 0 | 0 | 0 | 0 | 0 | 0 | 0 | 0 | 0 | 0 | 0
1997 | 5 | 2 | 0 | 0 | 0 | 0 | 0 | 0 | 0 | 0 | 0 | 0 | 0 | 0 | 0
1997 | 5 | 3 | 0.03 | 0.03 | 0 | 0 | 0.03 | 0 | 0 | 0 | 0 | 0 | 0 | 0 | 0
1997 | 5 | 4 | 0 | 0 | 0 | 0 | 0 | 0 | 0 | 0 | 0 | 0 | 0 | 0 | 0
1997 | 5 | 5 | 0 | 0 | 0 | 0 | 0 | 0 | 0 | 0 | 0 | 0 | 0 | 0 | 0
1997 | 5 | 6 | 0.05 | 0.05 | 0 | 0 | 0.05 | 0 | 0 | 0 | 0 | 0 | 0 | 0 | 0
1997 | 5 | 7 | 0 | 0 | 0 | 0 | 0 | 0 | 0 | 0 | 0 | 0 | 0 | 0 | 0
1997 | 5 | 8 | 0.02 | 0.02 | 0 | 0 | 0.02 | 0 | 0 | 0 | 0 | 0 | 0 | 0 | 0
1997 | 5 | 9 | 0.14 | 0.14 | 0.09 | 0 | 0.14 | 0.09 | 0 | 0 | 0 | 0 | 0 | 0 | 0
1997 | 5 | 10 | 0.01 | 0.01 | 0 | 0 | 0.01 | 0 | 0 | 0 | 0 | 0 | 0 | 0 | 0
1997 | 5 | 11 | 0 | 0 | 0 | 0 | 0 | 0 | 0 | 0 | 0 | 0 | 0 | 0 | 0
1997 | 5 | 12 | 0 | 0 | 0 | 0 | 0 | 0 | 0 | 0 | 0 | 0 | 0 | 0 | 0
1997 | 5 | 13 | 0 | 0 | 0 | 0 | 0 | 0 | 0 | 0 | 0 | 0 | 0 | 0 | 0
1997 | 5 | 14 | 0 | 0 | 0 | 0 | 0 | 0 | 0 | 0 | 0 | 0 | 0 | 0 | 0
1997 | 5 | 15 | 0.01 | 0.01 | 0 | 0 | 0.01 | 0 | 0 | 0 | 0 | 0 | 0 | 0 | 0
1997 | 5 | 16 | 0 | 0 | 0 | 0 | 0 | 0 | 0 | 0 | 0 | 0 | 0 | 0 | 0
1997 | 5 | 17 | 0.01 | 0.01 | 0 | 0 | 0.01 | 0 | 0 | 0 | 0 | 0 | 0 | 0 | 0
1997 | 5 | 18 | 0 | 0 | 0 | 0 | 0 | 0 | 0 | 0 | 0 | 0 | 0 | 0 | 0
1997 | 5 | 19 | 0 | 0 | 0 | 0 | 0 | 0 | 0 | 0 | 0 | 0 | 0 | 0 | 0
1997 | 5 | 20 | 0 | 0 | 0 | 0 | 0 | 0 | 0 | 0 | 0 | 0 | 0 | 0 | 0
1997 | 5 | 21 | 0 | 0 | 0 | 0 | 0 | 0 | 0 | 0 | 0 | 0 | 0 | 0 | 0
1997 | 5 | 22 | 0 | 0 | 0 | 0 | 0 | 0 | 0 | 0 | 0 | 0 | 0 | 0 | 0
1997 | 5 | 23 | 0 | 0 | 0 | 0 | 0 | 0 | 0 | 0 | 0 | 0 | 0 | 0 | 0
1997 | 5 | 24 | 0 | 0 | 0 | 0 | 0 | 0 | 0 | 0 | 0 | 0 | 0 | 0 | 0
1997 | 5 | 25 | 2.17 | 1 | 0.95 | 0 | 1 | 0.95 | 0 | 0 | 0 | 0 | 0 | 0 | 0
1997 | 5 | 26 | 0.55 | 0.55 | 0.5 | 0 | 0.55 | 0.5 | 0 | 0 | 0 | 0 | 0 | 0 | 0
1997 | 5 | 27 | 0 | 0 | 0 | 0 | 0 | 0 | 0 | 0 | 0 | 0 | 0 | 0 | 0
1997 | 5 | 28 | 0 | 0 | 0 | 0 | 0 | 0 | 0 | 0 | 0 | 0 | 0 | 0 | 0
1997 | 5 | 29 | 0 | 0 | 0 | 0 | 0 | 0 | 0 | 0 | 0 | 0 | 0 | 0 | 0
1997 | 5 | 30 | 0.05 | 0.05 | 0 | 0 | 0.05 | 0 | 0 | 0 | 0 | 0 | 0 | 0 | 0
1997 | 5 | 31 | 0 | 0 | 0 | 0 | 0 | 0 | 0 | 0 | 0 | 0 | 0 | 0 | 0
1997 | 6 | 1 | 0.39 | 0.39 | 0.34 | 0 | 0.39 | 0.34 | 0 | 0 | 0 | 0 | 0 | 0 | 0
1997 | 6 | 2 | 1.12 | 1 | 0.95 | 0 | 1 | 0.95 | 0 | 0 | 0 | 0 | 0 | 0 | 0
1997 | 6 | 3 | 0.54 | 0.54 | 0.49 | 0 | 0.54 | 0.49 | 0 | 0 | 0 | 0 | 0 | 0 | 0
1997 | 6 | 4 | 0 | 0 | 0 | 0 | 0 | 0 | 0 | 0 | 0 | 0 | 0 | 0 | 0
1997 | 6 | 5 | 0 | 0 | 0 | 0 | 0 | 0 | 0 | 0 | 0 | 0 | 0 | 0 | 0
1997 | 6 | 6 | 0 | 0 | 0 | 0 | 0 | 0 | 0 | 0 | 0 | 0 | 0 | 0 | 0
1997 | 6 | 7 | 0 | 0 | 0 | 0 | 0 | 0 | 0 | 0 | 0 | 0 | 0 | 0 | 0
1997 | 6 | 8 | 0 | 0 | 0 | 0 | 0 | 0 | 0 | 0 | 0 | 0 | 0 | 0 | 0
1997 | 6 | 9 | 0 | 0 | 0 | 0 | 0 | 0 | 0 | 0 | 0 | 0 | 0 | 0 | 0
1997 | 6 | 10 | 0 | 0 | 0 | 0 | 0 | 0 | 0 | 0 | 0 | 0 | 0 | 0 | 0
1997 | 6 | 11 | 0 | 0 | 0 | 0 | 0 | 0 | 0 | 0 | 0 | 0 | 0 | 0 | 0
1997 | 6 | 12 | 0.02 | 0.02 | 0 | 0 | 0.02 | 0 | 0 | 0 | 0 | 0 | 0 | 0 | 0
1997 | 6 | 13 | 0.33 | 0.33 | 0.28 | 0 | 0.33 | 0.28 | 0 | 0 | 0 | 0 | 0 | 0 | 0
1997 | 6 | 14 | 0.03 | 0.03 | 0 | 0 | 0.03 | 0 | 0 | 0 | 0 | 0 | 0 | 0 | 0
1997 | 6 | 15 | 0 | 0 | 0 | 0 | 0 | 0 | 0 | 0 | 0 | 0 | 0 | 0 | 0
1997 | 6 | 16 | 0 | 0 | 0 | 0 | 0 | 0 | 0 | 0 | 0 | 0 | 0 | 0 | 0
1997 | 6 | 17 | 0 | 0 | 0 | 0 | 0 | 0 | 0 | 0 | 0 | 0 | 0 | 0 | 0
1997 | 6 | 18 | 0.24 | 0.24 | 0.19 | 0 | 0.24 | 0.19 | 0 | 0 | 0 | 0 | 0 | 0 | 0
1997 | 6 | 19 | 0 | 0 | 0 | 0 | 0 | 0 | 0 | 0 | 0 | 0 | 0 | 0 | 0
1997 | 6 | 20 | 0 | 0 | 0 | 0 | 0 | 0 | 0 | 0 | 0 | 0 | 0 | 0 | 0
1997 | 6 | 21 | 0 | 0 | 0 | 0 | 0 | 0 | 0 | 0 | 0 | 0 | 0 | 0 | 0
1997 | 6 | 22 | 0.01 | 0.01 | 0 | 0 | 0.01 | 0 | 0 | 0 | 0 | 0 | 0 | 0 | 0
1997 | 6 | 23 | 0 | 0 | 0 | 0 | 0 | 0 | 0 | 0 | 0 | 0 | 0 | 0 | 0
1997 | 6 | 24 | 0 | 0 | 0 | 0 | 0 | 0 | 0 | 0 | 0 | 0 | 0 | 0 | 0
1997 | 6 | 25 | 0 | 0 | 0 | 0 | 0 | 0 | 0 | 0 | 0 | 0 | 0 | 0 | 0
1997 | 6 | 26 | 0.26 | 0.26 | 0.21 | 0 | 0.26 | 0.21 | 0 | 0 | 0 | 0 | 0 | 0 | 0
1997 | 6 | 27 | 0 | 0 | 0 | 0 | 0 | 0 | 0 | 0 | 0 | 0 | 0 | 0 | 0
1997 | 6 | 28 | 0 | 0 | 0 | 0 | 0 | 0 | 0 | 0 | 0 | 0 | 0 | 0 | 0
1997 | 6 | 29 | 0 | 0 | 0 | 0 | 0 | 0 | 0 | 0 | 0 | 0 | 0 | 0 | 0
1997 | 6 | 30 | 0 | 0 | 0 | 0 | 0 | 0 | 0 | 0 | 0 | 0 | 0 | 0 | 0
1997 | 7 | 1 | 0.08 | 0.08 | 0.03 | 0 | 0.08 | 0.03 | 0 | 0 | 0 | 0 | 0 | 0 | 0
1997 | 7 | 2 | 0.28 | 0.28 | 0.23 | 0 | 0.28 | 0.23 | 0 | 0 | 0 | 0 | 0 | 0 | 0
1997 | 7 | 3 | 0 | 0 | 0 | 0 | 0 | 0 | 0 | 0 | 0 | 0 | 0 | 0 | 0
1997 | 7 | 4 | 0 | 0 | 0 | 0 | 0 | 0 | 0 | 0 | 0 | 0 | 0 | 0 | 0
1997 | 7 | 5 | 0 | 0 | 0 | 0 | 0 | 0 | 0 | 0 | 0 | 0 | 0 | 0 | 0
1997 | 7 | 6 | 0 | 0 | 0 | 0 | 0 | 0 | 0 | 0 | 0 | 0 | 0 | 0 | 0
1997 | 7 | 7 | 0 | 0 | 0 | 0 | 0 | 0 | 0 | 0 | 0 | 0 | 0 | 0 | 0
1997 | 7 | 8 | 0 | 0 | 0 | 0 | 0 | 0 | 0 | 0 | 0 | 0 | 0 | 0 | 0
1997 | 7 | 9 | 0.01 | 0.01 | 0 | 0 | 0.01 | 0 | 0 | 0 | 0 | 0 | 0 | 0 | 0
1997 | 7 | 10 | 0 | 0 | 0 | 0 | 0 | 0 | 0 | 0 | 0 | 0 | 0 | 0 | 0
1997 | 7 | 11 | 0 | 0 | 0 | 0 | 0 | 0 | 0 | 0 | 0 | 0 | 0 | 0 | 0
1997 | 7 | 12 | 0 | 0 | 0 | 0 | 0 | 0 | 0 | 0 | 0 | 0 | 0 | 0 | 0
1997 | 7 | 13 | 0 | 0 | 0 | 0 | 0 | 0 | 0 | 0 | 0 | 0 | 0 | 0 | 0
1997 | 7 | 14 | 0 | 0 | 0 | 0 | 0 | 0 | 0 | 0 | 0 | 0 | 0 | 0 | 0
1997 | 7 | 15 | 0 | 0 | 0 | 0 | 0 | 0 | 0 | 0 | 0 | 0 | 0 | 0 | 0
1997 | 7 | 16 | 0 | 0 | 0 | 0 | 0 | 0 | 0 | 0 | 0 | 0 | 0 | 0 | 0
1997 | 7 | 17 | 0 | 0 | 0 | 0 | 0 | 0 | 0 | 0 | 0 | 0 | 0 | 0 | 0
1997 | 7 | 18 | 0.1 | 0.1 | 0.05 | 0 | 0.1 | 0.05 | 0 | 0 | 0 | 0 | 0 | 0 | 0
1997 | 7 | 19 | 0 | 0 | 0 | 0 | 0 | 0 | 0 | 0 | 0 | 0 | 0 | 0 | 0
1997 | 7 | 20 | 0 | 0 | 0 | 0 | 0 | 0 | 0 | 0 | 0 | 0 | 0 | 0 | 0
1997 | 7 | 21 | 0 | 0 | 0 | 0 | 0 | 0 | 0 | 0 | 0 | 0 | 0 | 0 | 0
1997 | 7 | 22 | 0 | 0 | 0 | 0 | 0 | 0 | 0 | 0 | 0 | 0 | 0 | 0 | 0
1997 | 7 | 23 | 0.17 | 0.17 | 0.12 | 0 | 0.17 | 0.12 | 0 | 0 | 0 | 0 | 0 | 0 | 0
1997 | 7 | 24 | 0.34 | 0.34 | 0.29 | 0 | 0.34 | 0.29 | 0 | 0 | 0 | 0 | 0 | 0 | 0
1997 | 7 | 25 | 0 | 0 | 0 | 0 | 0 | 0 | 0 | 0 | 0 | 0 | 0 | 0 | 0
1997 | 7 | 26 | 0 | 0 | 0 | 0 | 0 | 0 | 0 | 0 | 0 | 0 | 0 | 0 | 0
1997 | 7 | 27 | 0 | 0 | 0 | 0 | 0 | 0 | 0 | 0 | 0 | 0 | 0 | 0 | 0
1997 | 7 | 28 | 0.16 | 0.16 | 0.11 | 0 | 0.16 | 0.11 | 0 | 0 | 0 | 0 | 0 | 0 | 0
1997 | 7 | 29 | 0 | 0 | 0 | 0 | 0 | 0 | 0 | 0 | 0 | 0 | 0 | 0 | 0
1997 | 7 | 30 | 0 | 0 | 0 | 0 | 0 | 0 | 0 | 0 | 0 | 0 | 0 | 0 | 0
1997 | 7 | 31 | 0 | 0 | 0 | 0 | 0 | 0 | 0 | 0 | 0 | 0 | 0 | 0 | 0
1997 | 8 | 1 | 0 | 0 | 0 | 0 | 0 | 0 | 0 | 0 | 0 | 0 | 0 | 0 | 0
1997 | 8 | 2 | 0 | 0 | 0 | 0 | 0 | 0 | 0 | 0 | 0 | 0 | 0 | 0 | 0
1997 | 8 | 3 | 0 | 0 | 0 | 0 | 0 | 0 | 0 | 0 | 0 | 0 | 0 | 0 | 0
1997 | 8 | 4 | 0.03 | 0.03 | 0 | 0 | 0.03 | 0 | 0 | 0 | 0 | 0 | 0 | 0 | 0
1997 | 8 | 5 | 0 | 0 | 0 | 0 | 0 | 0 | 0 | 0 | 0 | 0 | 0 | 0 | 0
1997 | 8 | 6 | 0 | 0 | 0 | 0 | 0 | 0 | 0 | 0 | 0 | 0 | 0 | 0 | 0
1997 | 8 | 7 | 0 | 0 | 0 | 0 | 0 | 0 | 0 | 0 | 0 | 0 | 0 | 0 | 0
1997 | 8 | 8 | 0 | 0 | 0 | 0 | 0 | 0 | 0 | 0 | 0 | 0 | 0 | 0 | 0
1997 | 8 | 9 | 0 | 0 | 0 | 0 | 0 | 0 | 0 | 0 | 0 | 0 | 0 | 0 | 0
1997 | 8 | 10 | 0 | 0 | 0 | 0 | 0 | 0 | 0 | 0 | 0 | 0 | 0 | 0 | 0
1997 | 8 | 11 | 0 | 0 | 0 | 0 | 0 | 0 | 0 | 0 | 0 | 0 | 0 | 0 | 0
1997 | 8 | 12 | 0 | 0 | 0 | 0 | 0 | 0 | 0 | 0 | 0 | 0 | 0 | 0 | 0
1997 | 8 | 13 | 0 | 0 | 0 | 0 | 0 | 0 | 0 | 0 | 0 | 0 | 0 | 0 | 0
1997 | 8 | 14 | 0.07 | 0.07 | 0.02 | 0 | 0.07 | 0.02 | 0 | 0 | 0 | 0 | 0 | 0 | 0
1997 | 8 | 15 | 0 | 0 | 0 | 0 | 0 | 0 | 0 | 0 | 0 | 0 | 0 | 0 | 0
1997 | 8 | 16 | 0 | 0 | 0 | 0 | 0 | 0 | 0 | 0 | 0 | 0 | 0 | 0 | 0
1997 | 8 | 17 | 1.35 | 1 | 0.95 | 0 | 1 | 0.95 | 0 | 0 | 0 | 0 | 0 | 0 | 0
1997 | 8 | 18 | 0 | 0 | 0 | 0 | 0 | 0 | 0 | 0 | 0 | 0 | 0 | 0 | 0
1997 | 8 | 19 | 0 | 0 | 0 | 0 | 0 | 0 | 0 | 0 | 0 | 0 | 0 | 0 | 0
1997 | 8 | 20 | 2.06 | 1 | 0.95 | 0 | 1 | 0.95 | 0 | 0 | 0 | 0 | 0 | 0 | 0
1997 | 8 | 21 | 0 | 0 | 0 | 0 | 0 | 0 | 0 | 0 | 0 | 0 | 0 | 0 | 0
1997 | 8 | 22 | 0 | 0 | 0 | 0 | 0 | 0 | 0 | 0 | 0 | 0 | 0 | 0 | 0
1997 | 8 | 23 | 0 | 0 | 0 | 0 | 0 | 0 | 0 | 0 | 0 | 0 | 0 | 0 | 0
1997 | 8 | 24 | 0 | 0 | 0 | 0 | 0 | 0 | 0 | 0 | 0 | 0 | 0 | 0 | 0
1997 | 8 | 25 | 0 | 0 | 0 | 0 | 0 | 0 | 0 | 0 | 0 | 0 | 0 | 0 | 0
1997 | 8 | 26 | 0 | 0 | 0 | 0 | 0 | 0 | 0 | 0 | 0 | 0 | 0 | 0 | 0
1997 | 8 | 27 | 0 | 0 | 0 | 0 | 0 | 0 | 0 | 0 | 0 | 0 | 0 | 0 | 0
1997 | 8 | 28 | 0 | 0 | 0 | 0 | 0 | 0 | 0 | 0 | 0 | 0 | 0 | 0 | 0
1997 | 8 | 29 | 0 | 0 | 0 | 0 | 0 | 0 | 0 | 0 | 0 | 0 | 0 | 0 | 0
1997 | 8 | 30 | 0 | 0 | 0 | 0 | 0 | 0 | 0 | 0 | 0 | 0 | 0 | 0 | 0
1997 | 8 | 31 | 0 | 0 | 0 | 0 | 0 | 0 | 0 | 0 | 0 | 0 | 0 | 0 | 0
1997 | 9 | 1 | 0 | 0 | 0 | 0 | 0 | 0 | 0 | 0 | 0 | 0 | 0 | 0 | 0
1997 | 9 | 2 | 0.19 | 0.19 | 0.14 | 0 | 0.19 | 0.14 | 0 | 0 | 0 | 0 | 0 | 0 | 0
1997 | 9 | 3 | 0.01 | 0.01 | 0 | 0 | 0.01 | 0 | 0 | 0 | 0 | 0 | 0 | 0 | 0
1997 | 9 | 4 | 0 | 0 | 0 | 0 | 0 | 0 | 0 | 0 | 0 | 0 | 0 | 0 | 0
1997 | 9 | 5 | 0 | 0 | 0 | 0 | 0 | 0 | 0 | 0 | 0 | 0 | 0 | 0 | 0
1997 | 9 | 6 | 0 | 0 | 0 | 0 | 0 | 0 | 0 | 0 | 0 | 0 | 0 | 0 | 0
1997 | 9 | 7 | 0 | 0 | 0 | 0 | 0 | 0 | 0 | 0 | 0 | 0 | 0 | 0 | 0
1997 | 9 | 8 | 0 | 0 | 0 | 0 | 0 | 0 | 0 | 0 | 0 | 0 | 0 | 0 | 0
1997 | 9 | 9 | 0 | 0 | 0 | 0 | 0 | 0 | 0 | 0 | 0 | 0 | 0 | 0 | 0
1997 | 9 | 10 | 0.43 | 0.43 | 0.38 | 0 | 0.43 | 0.38 | 0 | 0 | 0 | 0 | 0 | 0 | 0
1997 | 9 | 11 | 0.02 | 0.02 | 0 | 0 | 0.02 | 0 | 0 | 0 | 0 | 0 | 0 | 0 | 0
1997 | 9 | 12 | 0 | 0 | 0 | 0 | 0 | 0 | 0 | 0 | 0 | 0 | 0 | 0 | 0
1997 | 9 | 13 | 0 | 0 | 0 | 0 | 0 | 0 | 0 | 0 | 0 | 0 | 0 | 0 | 0
1997 | 9 | 14 | 0 | 0 | 0 | 0 | 0 | 0 | 0 | 0 | 0 | 0 | 0 | 0 | 0
1997 | 9 | 15 | 0 | 0 | 0 | 0 | 0 | 0 | 0 | 0 | 0 | 0 | 0 | 0 | 0
1997 | 9 | 16 | 0 | 0 | 0 | 0 | 0 | 0 | 0 | 0 | 0 | 0 | 0 | 0 | 0
1997 | 9 | 17 | 0 | 0 | 0 | 0 | 0 | 0 | 0 | 0 | 0 | 0 | 0 | 0 | 0
1997 | 9 | 18 | 0.23 | 0.23 | 0.18 | 0 | 0.23 | 0.18 | 0 | 0 | 0 | 0 | 0 | 0 | 0
1997 | 9 | 19 | 0 | 0 | 0 | 0 | 0 | 0 | 0 | 0 | 0 | 0 | 0 | 0 | 0
1997 | 9 | 20 | 0 | 0 | 0 | 0 | 0 | 0 | 0 | 0 | 0 | 0 | 0 | 0 | 0
1997 | 9 | 21 | 0 | 0 | 0 | 0 | 0 | 0 | 0 | 0 | 0 | 0 | 0 | 0 | 0
1997 | 9 | 22 | 0 | 0 | 0 | 0 | 0 | 0 | 0 | 0 | 0 | 0 | 0 | 0 | 0
1997 | 9 | 23 | 0 | 0 | 0 | 0 | 0 | 0 | 0 | 0 | 0 | 0 | 0 | 0 | 0
1997 | 9 | 24 | 0 | 0 | 0 | 0 | 0 | 0 | 0 | 0 | 0 | 0 | 0 | 0 | 0
1997 | 9 | 25 | 0 | 0 | 0 | 0 | 0 | 0 | 0 | 0 | 0 | 0 | 0 | 0 | 0
1997 | 9 | 26 | 0 | 0 | 0 | 0 | 0 | 0 | 0 | 0 | 0 | 0 | 0 | 0 | 0
1997 | 9 | 27 | 0 | 0 | 0 | 0 | 0 | 0 | 0 | 0 | 0 | 0 | 0 | 0 | 0
1997 | 9 | 28 | 0.68 | 0.68 | 0.63 | 0 | 0.68 | 0.63 | 0 | 0 | 0 | 0 | 0 | 0 | 0
1997 | 9 | 29 | 0.03 | 0.03 | 0 | 0 | 0.03 | 0 | 0 | 0 | 0 | 0 | 0 | 0 | 0
1997 | 9 | 30 | 0 | 0 | 0 | 0 | 0 | 0 | 0 | 0 | 0 | 0 | 0 | 0 | 0
1997 | 10 | 1 | 0 | 0 | 0 | 0 | 0 | 0 | 0 | 0 | 0 | 0 | 0 | 0 | 0
1997 | 10 | 2 | 0 | 0 | 0 | 0 | 0 | 0 | 0 | 0 | 0 | 0 | 0 | 0 | 0
1997 | 10 | 3 | 0 | 0 | 0 | 0 | 0 | 0 | 0 | 0 | 0 | 0 | 0 | 0 | 0
1997 | 10 | 4 | 0 | 0 | 0 | 0 | 0 | 0 | 0 | 0 | 0 | 0 | 0 | 0 | 0
1997 | 10 | 5 | 0 | 0 | 0 | 0 | 0 | 0 | 0 | 0 | 0 | 0 | 0 | 0 | 0
1997 | 10 | 6 | 0 | 0 | 0 | 0 | 0 | 0 | 0 | 0 | 0 | 0 | 0 | 0 | 0
1997 | 10 | 7 | 0 | 0 | 0 | 0 | 0 | 0 | 0 | 0 | 0 | 0 | 0 | 0 | 0
1997 | 10 | 8 | 0 | 0 | 0 | 0 | 0 | 0 | 0 | 0 | 0 | 0 | 0 | 0 | 0
1997 | 10 | 9 | 0 | 0 | 0 | 0 | 0 | 0 | 0 | 0 | 0 | 0 | 0 | 0 | 0
1997 | 10 | 10 | 0.01 | 0.01 | 0 | 0 | 0.01 | 0 | 0 | 0 | 0 | 0 | 0 | 0 | 0
1997 | 10 | 11 | 0 | 0 | 0 | 0 | 0 | 0 | 0 | 0 | 0 | 0 | 0 | 0 | 0
1997 | 10 | 12 | 0 | 0 | 0 | 0 | 0 | 0 | 0 | 0 | 0 | 0 | 0 | 0 | 0
1997 | 10 | 13 | 0 | 0 | 0 | 0 | 0 | 0 | 0 | 0 | 0 | 0 | 0 | 0 | 0
1997 | 10 | 14 | 0.01 | 0.01 | 0 | 0 | 0.01 | 0 | 0 | 0 | 0 | 0 | 0 | 0 | 0
1997 | 10 | 15 | 0.29 | 0.29 | 0.24 | 0 | 0.29 | 0.24 | 0 | 0 | 0 | 0 | 0 | 0 | 0
1997 | 10 | 16 | 0 | 0 | 0 | 0 | 0 | 0 | 0 | 0 | 0 | 0 | 0 | 0 | 0
1997 | 10 | 17 | 1.13 | 1 | 0.95 | 0 | 1 | 0.95 | 0 | 0 | 0 | 0 | 0 | 0 | 0
1997 | 10 | 18 | 0.59 | 0.59 | 0.54 | 0 | 0.59 | 0.54 | 0 | 0 | 0 | 0 | 0 | 0 | 0
1997 | 10 | 19 | 0.05 | 0.05 | 0 | 0 | 0.05 | 0 | 0 | 0 | 0 | 0 | 0 | 0 | 0
1997 | 10 | 20 | 0 | 0 | 0 | 0 | 0 | 0 | 0 | 0 | 0 | 0 | 0 | 0 | 0
1997 | 10 | 21 | 0 | 0 | 0 | 0 | 0 | 0 | 0 | 0 | 0 | 0 | 0 | 0 | 0
1997 | 10 | 22 | 0 | 0 | 0 | 0 | 0 | 0 | 0 | 0 | 0 | 0 | 0 | 0 | 0
1997 | 10 | 23 | 0 | 0 | 0 | 0 | 0 | 0 | 0 | 0 | 0 | 0 | 0 | 0 | 0
1997 | 10 | 24 | 0.4 | 0.4 | 0.35 | 0 | 0.4 | 0.35 | 0 | 0 | 0 | 0 | 0 | 0 | 0
1997 | 10 | 25 | 0.45 | 0.45 | 0.4 | 0 | 0.45 | 0.4 | 0 | 0 | 0 | 0 | 0 | 0 | 0
1997 | 10 | 26 | 0.77 | 0.77 | 0.72 | 0 | 0.77 | 0.72 | 0 | 0 | 0 | 0 | 0 | 0 | 0
1997 | 10 | 27 | 0.01 | 0.01 | 0 | 0 | 0.01 | 0 | 0 | 0 | 0 | 0 | 0 | 0 | 0
1997 | 10 | 28 | 0 | 0 | 0 | 0 | 0 | 0 | 0 | 0 | 0 | 0 | 0 | 0 | 0
1997 | 10 | 29 | 0 | 0 | 0 | 0 | 0 | 0 | 0 | 0 | 0 | 0 | 0 | 0 | 0
1997 | 10 | 30 | 0 | 0 | 0 | 0 | 0 | 0 | 0 | 0 | 0 | 0 | 0 | 0 | 0
1997 | 10 | 31 | 0.01 | 0.01 | 0 | 0 | 0.01 | 0 | 0 | 0 | 0 | 0 | 0 | 0 | 0
1997 | 11 | 1 | 0.33 | 0.33 | 0.28 | 0 | 0.33 | 0.28 | 0 | 0 | 0 | 0 | 0 | 0 | 0
1997 | 11 | 2 | 0.18 | 0.18 | 0.13 | 0 | 0.18 | 0.13 | 0 | 0 | 0 | 0 | 0 | 0 | 0
1997 | 11 | 3 | 0 | 0 | 0 | 0 | 0 | 0 | 0 | 0 | 0 | 0 | 0 | 0 | 0
1997 | 11 | 4 | 0 | 0 | 0 | 0 | 0 | 0 | 0 | 0 | 0 | 0 | 0 | 0 | 0
1997 | 11 | 5 | 0 | 0 | 0 | 0 | 0 | 0 | 0 | 0 | 0 | 0 | 0 | 0 | 0
1997 | 11 | 6 | 0 | 0 | 0 | 0 | 0 | 0 | 0 | 0 | 0 | 0 | 0 | 0 | 0
1997 | 11 | 7 | 2 | 1 | 0.95 | 0 | 1 | 0.95 | 0 | 0 | 0 | 0 | 0 | 0 | 0
1997 | 11 | 8 | 0.43 | 0.43 | 0.38 | 0 | 0.43 | 0.38 | 0 | 0 | 0 | 0 | 0 | 0 | 0
1997 | 11 | 9 | 0.27 | 0.27 | 0.22 | 0 | 0.27 | 0.22 | 0 | 0 | 0 | 0 | 0 | 0 | 0
1997 | 11 | 10 | 0 | 0 | 0 | 0 | 0 | 0 | 0 | 0 | 0 | 0 | 0 | 0 | 0
1997 | 11 | 11 | 0 | 0 | 0 | 0 | 0 | 0 | 0 | 0 | 0 | 0 | 0 | 0 | 0
1997 | 11 | 12 | 0 | 0 | 0 | 0 | 0 | 0 | 0 | 0 | 0 | 0 | 0 | 0 | 0
1997 | 11 | 13 | 0.36 | 0.36 | 0.31 | 0 | 0.36 | 0.31 | 0 | 0 | 0 | 0 | 0 | 0 | 0
1997 | 11 | 14 | 0.33 | 0.33 | 0.28 | 0 | 0.33 | 0.28 | 0 | 0 | 0 | 0 | 0 | 0 | 0
1997 | 11 | 15 | 0 | 0 | 0 | 0 | 0 | 0 | 0 | 0 | 0 | 0 | 0 | 0 | 0
1997 | 11 | 16 | 0 | 0 | 0 | 0 | 0 | 0 | 0 | 0 | 0 | 0 | 0 | 0 | 0
1997 | 11 | 17 | 0 | 0 | 0 | 0 | 0 | 0 | 0 | 0 | 0 | 0 | 0 | 0 | 0
1997 | 11 | 18 | 0 | 0 | 0 | 0 | 0 | 0 | 0 | 0 | 0 | 0 | 0 | 0 | 0
1997 | 11 | 19 | 0 | 0 | 0 | 0 | 0 | 0 | 0 | 0 | 0 | 0 | 0 | 0 | 0
1997 | 11 | 20 | 0 | 0 | 0 | 0 | 0 | 0 | 0 | 0 | 0 | 0 | 0 | 0 | 0
1997 | 11 | 21 | 0.5 | 0.5 | 0.45 | 0 | 0.5 | 0.45 | 0 | 0 | 0 | 0 | 0 | 0 | 0
1997 | 11 | 22 | 0.13 | 0.13 | 0.08 | 0 | 0.13 | 0.08 | 0 | 0 | 0 | 0 | 0 | 0 | 0
1997 | 11 | 23 | 0 | 0 | 0 | 0 | 0 | 0 | 0 | 0 | 0 | 0 | 0 | 0 | 0
1997 | 11 | 24 | 0 | 0 | 0 | 0 | 0 | 0 | 0 | 0 | 0 | 0 | 0 | 0 | 0
1997 | 11 | 25 | 0 | 0 | 0 | 0 | 0 | 0 | 0 | 0 | 0 | 0 | 0 | 0 | 0
1997 | 11 | 26 | 0 | 0 | 0 | 0 | 0 | 0 | 0 | 0 | 0 | 0 | 0 | 0 | 0
1997 | 11 | 27 | 0 | 0 | 0 | 0 | 0 | 0 | 0 | 0 | 0 | 0 | 0 | 0 | 0
1997 | 11 | 28 | 0 | 0 | 0 | 0 | 0 | 0 | 0 | 0 | 0 | 0 | 0 | 0 | 0
1997 | 11 | 29 | 0 | 0 | 0 | 0 | 0 | 0 | 0 | 0 | 0 | 0 | 0 | 0 | 0
1997 | 11 | 30 | 0.07 | 0.07 | 0.02 | 0 | 0.07 | 0.02 | 0 | 0 | 0 | 0 | 0 | 0 | 0
1997 | 12 | 1 | 0 | 0 | 0 | 0 | 0 | 0 | 0 | 0 | 0 | 0 | 0 | 0 | 0
1997 | 12 | 2 | 0 | 0 | 0 | 0 | 0 | 0 | 0 | 0 | 0 | 0 | 0 | 0 | 0
1997 | 12 | 3 | 0.02 | 0.02 | 0 | 0 | 0.02 | 0 | 0 | 0 | 0 | 0 | 0 | 0 | 0
1997 | 12 | 4 | 0.06 | 0.06 | 0.01 | 0 | 0.06 | 0.01 | 0 | 0 | 0 | 0 | 0 | 0 | 0
1997 | 12 | 5 | 0 | 0 | 0 | 0 | 0 | 0 | 0 | 0 | 0 | 0 | 0 | 0 | 0
1997 | 12 | 6 | 0 | 0 | 0 | 0 | 0 | 0 | 0 | 0 | 0 | 0 | 0 | 0 | 0
1997 | 12 | 7 | 0 | 0 | 0 | 0 | 0 | 0 | 0 | 0 | 0 | 0 | 0 | 0 | 0
1997 | 12 | 8 | 0 | 0 | 0 | 0 | 0 | 0 | 0 | 0 | 0 | 0 | 0 | 0 | 0
1997 | 12 | 9 | 0.09 | 0.09 | 0.04 | 0 | 0.09 | 0.04 | 0 | 0 | 0 | 0 | 0 | 0 | 0
1997 | 12 | 10 | 0.2 | 0.2 | 0.15 | 0 | 0.2 | 0.15 | 0 | 0 | 0 | 0 | 0 | 0 | 0
1997 | 12 | 11 | 0.03 | 0.03 | 0 | 0 | 0.03 | 0 | 0 | 0 | 0 | 0 | 0 | 0 | 0
1997 | 12 | 12 | 0 | 0 | 0 | 0 | 0 | 0 | 0 | 0 | 0 | 0 | 0 | 0 | 0
1997 | 12 | 13 | 0 | 0 | 0 | 0 | 0 | 0 | 0 | 0 | 0 | 0 | 0 | 0 | 0
1997 | 12 | 14 | 0 | 0 | 0 | 0 | 0 | 0 | 0 | 0 | 0 | 0 | 0 | 0 | 0
1997 | 12 | 15 | 0 | 0 | 0 | 0 | 0 | 0 | 0 | 0 | 0 | 0 | 0 | 0 | 0
1997 | 12 | 16 | 0 | 0 | 0 | 0 | 0 | 0 | 0 | 0 | 0 | 0 | 0 | 0 | 0
1997 | 12 | 17 | 0 | 0 | 0 | 0 | 0 | 0 | 0 | 0 | 0 | 0 | 0 | 0 | 0
1997 | 12 | 18 | 0 | 0 | 0 | 0 | 0 | 0 | 0 | 0 | 0 | 0 | 0 | 0 | 0
1997 | 12 | 19 | 0 | 0 | 0 | 0 | 0 | 0 | 0 | 0 | 0 | 0 | 0 | 0 | 0
1997 | 12 | 20 | 0 | 0 | 0 | 0 | 0 | 0 | 0 | 0 | 0 | 0 | 0 | 0 | 0
1997 | 12 | 21 | 0 | 0 | 0 | 0 | 0 | 0 | 0 | 0 | 0 | 0 | 0 | 0 | 0
1997 | 12 | 22 | 0.32 | 0.32 | 0.27 | 0 | 0.32 | 0.27 | 0 | 0 | 0 | 0 | 0 | 0 | 0
1997 | 12 | 23 | 0 | 0 | 0 | 0 | 0 | 0 | 0 | 0 | 0 | 0 | 0 | 0 | 0
1997 | 12 | 24 | 0.27 | 0.27 | 0.22 | 0 | 0.27 | 0.22 | 0 | 0 | 0 | 0 | 0 | 0 | 0
1997 | 12 | 25 | 0.27 | 0.27 | 0.22 | 0 | 0.27 | 0.22 | 0 | 0 | 0 | 0 | 0 | 0 | 0
1997 | 12 | 26 | 0 | 0 | 0 | 0 | 0 | 0 | 0 | 0 | 0 | 0 | 0 | 0 | 0
1997 | 12 | 27 | 0.25 | 0.25 | 0.2 | 0 | 0.25 | 0.2 | 0 | 0 | 0 | 0 | 0 | 0 | 0
1997 | 12 | 28 | 0 | 0 | 0 | 0 | 0 | 0 | 0 | 0 | 0 | 0 | 0 | 0 | 0
1997 | 12 | 29 | 0.18 | 0.18 | 0.13 | 0 | 0.18 | 0.13 | 0 | 0 | 0 | 0 | 0 | 0 | 0
1997 | 12 | 30 | 0.05 | 0.05 | 0 | 0 | 0.05 | 0 | 0 | 0 | 0 | 0 | 0 | 0 | 0
1997 | 12 | 31 | 0 | 0 | 0 | 0 | 0 | 0 | 0 | 0 | 0 | 0 | 0 | 0 | 0
1998 | 1 | 1 | 0 | 0 | 0 | 0 | 0 | 0 | 0 | 0 | 0 | 0 | 0 | 0 | 0
1998 | 1 | 2 | 0 | 0 | 0 | 0 | 0 | 0 | 0 | 0 | 0 | 0 | 0 | 0 | 0
1998 | 1 | 3 | 0 | 0 | 0 | 0 | 0 | 0 | 0 | 0 | 0 | 0 | 0 | 0 | 0
1998 | 1 | 4 | 0 | 0 | 0 | 0 | 0 | 0 | 0 | 0 | 0 | 0 | 0 | 0 | 0
1998 | 1 | 5 | 0 | 0 | 0 | 0 | 0 | 0 | 0 | 0 | 0 | 0 | 0 | 0 | 0
1998 | 1 | 6 | 0 | 0 | 0 | 0 | 0 | 0 | 0 | 0 | 0 | 0 | 0 | 0 | 0
1998 | 1 | 7 | 0.14 | 0.14 | 0.09 | 0 | 0.14 | 0.09 | 0 | 0 | 0 | 0 | 0 | 0 | 0
1998 | 1 | 8 | 0.12 | 0.12 | 0.07 | 0 | 0.12 | 0.07 | 0 | 0 | 0 | 0 | 0 | 0 | 0
1998 | 1 | 9 | 0.07 | 0.07 | 0.02 | 0 | 0.07 | 0.02 | 0 | 0 | 0 | 0 | 0 | 0 | 0
1998 | 1 | 10 | 0 | 0 | 0 | 0 | 0 | 0 | 0 | 0 | 0 | 0 | 0 | 0 | 0
1998 | 1 | 11 | 0 | 0 | 0 | 0 | 0 | 0 | 0 | 0 | 0 | 0 | 0 | 0 | 0
1998 | 1 | 12 | 0.06 | 0.06 | 0.01 | 0 | 0.06 | 0.01 | 0 | 0 | 0 | 0 | 0 | 0 | 0
1998 | 1 | 13 | 0.03 | 0.03 | 0 | 0 | 0.03 | 0 | 0 | 0 | 0 | 0 | 0 | 0 | 0
1998 | 1 | 14 | 0 | 0 | 0 | 0 | 0 | 0 | 0 | 0 | 0 | 0 | 0 | 0 | 0
1998 | 1 | 15 | 0.73 | 0.73 | 0.68 | 0 | 0.73 | 0.68 | 0 | 0 | 0 | 0 | 0 | 0 | 0
1998 | 1 | 16 | 0 | 0 | 0 | 0 | 0 | 0 | 0 | 0 | 0 | 0 | 0 | 0 | 0
1998 | 1 | 17 | 0.09 | 0.09 | 0.04 | 0 | 0.09 | 0.04 | 0 | 0 | 0 | 0 | 0 | 0 | 0
1998 | 1 | 18 | 0 | 0 | 0 | 0 | 0 | 0 | 0 | 0 | 0 | 0 | 0 | 0 | 0
1998 | 1 | 19 | 0.08 | 0.08 | 0.03 | 0 | 0.08 | 0.03 | 0 | 0 | 0 | 0 | 0 | 0 | 0
1998 | 1 | 20 | 0 | 0 | 0 | 0 | 0 | 0 | 0 | 0 | 0 | 0 | 0 | 0 | 0
1998 | 1 | 21 | 0 | 0 | 0 | 0 | 0 | 0 | 0 | 0 | 0 | 0 | 0 | 0 | 0
1998 | 1 | 22 | 0.11 | 0.11 | 0.06 | 0 | 0.11 | 0.06 | 0 | 0 | 0 | 0 | 0 | 0 | 0
1998 | 1 | 23 | 1.79 | 1 | 0.95 | 0 | 1 | 0.95 | 0 | 0 | 0 | 0 | 0 | 0 | 0
1998 | 1 | 24 | 0.14 | 0.14 | 0.09 | 0 | 0.14 | 0.09 | 0 | 0 | 0 | 0 | 0 | 0 | 0
1998 | 1 | 25 | 0 | 0 | 0 | 0 | 0 | 0 | 0 | 0 | 0 | 0 | 0 | 0 | 0
1998 | 1 | 26 | 0 | 0 | 0 | 0 | 0 | 0 | 0 | 0 | 0 | 0 | 0 | 0 | 0
1998 | 1 | 27 | 0.46 | 0.46 | 0.41 | 0 | 0.46 | 0.41 | 0 | 0 | 0 | 0 | 0 | 0 | 0
1998 | 1 | 28 | 1.61 | 1 | 0.95 | 0 | 1 | 0.95 | 0 | 0 | 0 | 0 | 0 | 0 | 0
1998 | 1 | 29 | 0 | 0 | 0 | 0 | 0 | 0 | 0 | 0 | 0 | 0 | 0 | 0 | 0
1998 | 1 | 30 | 0 | 0 | 0 | 0 | 0 | 0 | 0 | 0 | 0 | 0 | 0 | 0 | 0
1998 | 1 | 31 | 0 | 0 | 0 | 0 | 0 | 0 | 0 | 0 | 0 | 0 | 0 | 0 | 0
1998 | 2 | 1 | 0 | 0 | 0 | 0 | 0 | 0 | 0 | 0 | 0 | 0 | 0 | 0 | 0
1998 | 2 | 2 | 0 | 0 | 0 | 0 | 0 | 0 | 0 | 0 | 0 | 0 | 0 | 0 | 0
1998 | 2 | 3 | 0 | 0 | 0 | 0 | 0 | 0 | 0 | 0 | 0 | 0 | 0 | 0 | 0
1998 | 2 | 4 | 2.02 | 1 | 0.95 | 0 | 1 | 0.95 | 0 | 0 | 0 | 0 | 0 | 0 | 0
1998 | 2 | 5 | 0.45 | 0.45 | 0.4 | 0 | 0.45 | 0.4 | 0 | 0 | 0 | 0 | 0 | 0 | 0
1998 | 2 | 6 | 0.05 | 0.05 | 0 | 0 | 0.05 | 0 | 0 | 0 | 0 | 0 | 0 | 0 | 0
1998 | 2 | 7 | 0.01 | 0.01 | 0 | 0 | 0.01 | 0 | 0 | 0 | 0 | 0 | 0 | 0 | 0
1998 | 2 | 8 | 0 | 0 | 0 | 0 | 0 | 0 | 0 | 0 | 0 | 0 | 0 | 0 | 0
1998 | 2 | 9 | 0 | 0 | 0 | 0 | 0 | 0 | 0 | 0 | 0 | 0 | 0 | 0 | 0
1998 | 2 | 10 | 0 | 0 | 0 | 0 | 0 | 0 | 0 | 0 | 0 | 0 | 0 | 0 | 0
1998 | 2 | 11 | 0.43 | 0.43 | 0.38 | 0 | 0.43 | 0.38 | 0 | 0 | 0 | 0 | 0 | 0 | 0
1998 | 2 | 12 | 0.02 | 0.02 | 0 | 0 | 0.02 | 0 | 0 | 0 | 0 | 0 | 0 | 0 | 0
1998 | 2 | 13 | 0 | 0 | 0 | 0 | 0 | 0 | 0 | 0 | 0 | 0 | 0 | 0 | 0
1998 | 2 | 14 | 0 | 0 | 0 | 0 | 0 | 0 | 0 | 0 | 0 | 0 | 0 | 0 | 0
1998 | 2 | 15 | 0 | 0 | 0 | 0 | 0 | 0 | 0 | 0 | 0 | 0 | 0 | 0 | 0
1998 | 2 | 16 | 0 | 0 | 0 | 0 | 0 | 0 | 0 | 0 | 0 | 0 | 0 | 0 | 0
1998 | 2 | 17 | 0.86 | 0.86 | 0.81 | 0 | 0.86 | 0.81 | 0 | 0 | 0 | 0 | 0 | 0 | 0
1998 | 2 | 18 | 0.1 | 0.1 | 0.05 | 0 | 0.1 | 0.05 | 0 | 0 | 0 | 0 | 0 | 0 | 0
1998 | 2 | 19 | 0 | 0 | 0 | 0 | 0 | 0 | 0 | 0 | 0 | 0 | 0 | 0 | 0
1998 | 2 | 20 | 0.06 | 0.06 | 0.01 | 0 | 0.06 | 0.01 | 0 | 0 | 0 | 0 | 0 | 0 | 0
1998 | 2 | 21 | 0 | 0 | 0 | 0 | 0 | 0 | 0 | 0 | 0 | 0 | 0 | 0 | 0
1998 | 2 | 22 | 0 | 0 | 0 | 0 | 0 | 0 | 0 | 0 | 0 | 0 | 0 | 0 | 0
1998 | 2 | 23 | 0.96 | 0.96 | 0.91 | 0 | 0.96 | 0.91 | 0 | 0 | 0 | 0 | 0 | 0 | 0
1998 | 2 | 24 | 0.22 | 0.22 | 0.17 | 0 | 0.22 | 0.17 | 0 | 0 | 0 | 0 | 0 | 0 | 0
1998 | 2 | 25 | 0 | 0 | 0 | 0 | 0 | 0 | 0 | 0 | 0 | 0 | 0 | 0 | 0
1998 | 2 | 26 | 0 | 0 | 0 | 0 | 0 | 0 | 0 | 0 | 0 | 0 | 0 | 0 | 0
1998 | 2 | 27 | 0 | 0 | 0 | 0 | 0 | 0 | 0 | 0 | 0 | 0 | 0 | 0 | 0
1998 | 2 | 28 | 0.05 | 0.05 | 0 | 0 | 0.05 | 0 | 0 | 0 | 0 | 0 | 0 | 0 | 0
1998 | 3 | 1 | 0.02 | 0.02 | 0 | 0 | 0.02 | 0 | 0 | 0 | 0 | 0 | 0 | 0 | 0
1998 | 3 | 2 | 0.46 | 0.46 | 0.41 | 0 | 0.46 | 0.41 | 0 | 0 | 0 | 0 | 0 | 0 | 0
1998 | 3 | 3 | 0.13 | 0.13 | 0.08 | 0 | 0.13 | 0.08 | 0 | 0 | 0 | 0 | 0 | 0 | 0
1998 | 3 | 4 | 0 | 0 | 0 | 0 | 0 | 0 | 0 | 0 | 0 | 0 | 0 | 0 | 0
1998 | 3 | 5 | 0 | 0 | 0 | 0 | 0 | 0 | 0 | 0 | 0 | 0 | 0 | 0 | 0
1998 | 3 | 6 | 0 | 0 | 0 | 0 | 0 | 0 | 0 | 0 | 0 | 0 | 0 | 0 | 0
1998 | 3 | 7 | 0.1 | 0.1 | 0.05 | 0 | 0.1 | 0.05 | 0 | 0 | 0 | 0 | 0 | 0 | 0
1998 | 3 | 8 | 0.88 | 0.88 | 0.83 | 0 | 0.88 | 0.83 | 0 | 0 | 0 | 0 | 0 | 0 | 0
1998 | 3 | 9 | 0.82 | 0.82 | 0.77 | 0 | 0.82 | 0.77 | 0 | 0 | 0 | 0 | 0 | 0 | 0
1998 | 3 | 10 | 0 | 0 | 0 | 0 | 0 | 0 | 0 | 0 | 0 | 0 | 0 | 0 | 0
1998 | 3 | 11 | 0 | 0 | 0 | 0 | 0 | 0 | 0 | 0 | 0 | 0 | 0 | 0 | 0
1998 | 3 | 12 | 0 | 0 | 0 | 0 | 0 | 0 | 0 | 0 | 0 | 0 | 0 | 0 | 0
1998 | 3 | 13 | 0 | 0 | 0 | 0 | 0 | 0 | 0 | 0 | 0 | 0 | 0 | 0 | 0
1998 | 3 | 14 | 0 | 0 | 0 | 0 | 0 | 0 | 0 | 0 | 0 | 0 | 0 | 0 | 0
1998 | 3 | 15 | 0 | 0 | 0 | 0 | 0 | 0 | 0 | 0 | 0 | 0 | 0 | 0 | 0
1998 | 3 | 16 | 0 | 0 | 0 | 0 | 0 | 0 | 0 | 0 | 0 | 0 | 0 | 0 | 0
1998 | 3 | 17 | 0.02 | 0.02 | 0 | 0 | 0.02 | 0 | 0 | 0 | 0 | 0 | 0 | 0 | 0
1998 | 3 | 18 | 0.8 | 0.8 | 0.75 | 0 | 0.8 | 0.75 | 0 | 0 | 0 | 0 | 0 | 0 | 0
1998 | 3 | 19 | 0.62 | 0.62 | 0.57 | 0 | 0.62 | 0.57 | 0 | 0 | 0 | 0 | 0 | 0 | 0
1998 | 3 | 20 | 0.97 | 0.97 | 0.92 | 0 | 0.97 | 0.92 | 0 | 0 | 0 | 0 | 0 | 0 | 0
1998 | 3 | 21 | 0.58 | 0.58 | 0.53 | 0 | 0.58 | 0.53 | 0 | 0 | 0 | 0 | 0 | 0 | 0
1998 | 3 | 22 | 0 | 0 | 0 | 0 | 0 | 0 | 0 | 0 | 0 | 0 | 0 | 0 | 0
1998 | 3 | 23 | 0 | 0 | 0 | 0 | 0 | 0 | 0 | 0 | 0 | 0 | 0 | 0 | 0
1998 | 3 | 24 | 0 | 0 | 0 | 0 | 0 | 0 | 0 | 0 | 0 | 0 | 0 | 0 | 0
1998 | 3 | 25 | 0 | 0 | 0 | 0 | 0 | 0 | 0 | 0 | 0 | 0 | 0 | 0 | 0
1998 | 3 | 26 | 0 | 0 | 0 | 0 | 0 | 0 | 0 | 0 | 0 | 0 | 0 | 0 | 0
1998 | 3 | 27 | 0 | 0 | 0 | 0 | 0 | 0 | 0 | 0 | 0 | 0 | 0 | 0 | 0
1998 | 3 | 28 | 0 | 0 | 0 | 0 | 0 | 0 | 0 | 0 | 0 | 0 | 0 | 0 | 0
1998 | 3 | 29 | 0 | 0 | 0 | 0 | 0 | 0 | 0 | 0 | 0 | 0 | 0 | 0 | 0
1998 | 3 | 30 | 0 | 0 | 0 | 0 | 0 | 0 | 0 | 0 | 0 | 0 | 0 | 0 | 0
1998 | 3 | 31 | 0 | 0 | 0 | 0 | 0 | 0 | 0 | 0 | 0 | 0 | 0 | 0 | 0
1998 | 4 | 1 | 0.76 | 0.76 | 0.71 | 0 | 0.76 | 0.71 | 0 | 0 | 0 | 0 | 0 | 0 | 0
1998 | 4 | 2 | 0 | 0 | 0 | 0 | 0 | 0 | 0 | 0 | 0 | 0 | 0 | 0 | 0
1998 | 4 | 3 | 0 | 0 | 0 | 0 | 0 | 0 | 0 | 0 | 0 | 0 | 0 | 0 | 0
1998 | 4 | 4 | 0.74 | 0.74 | 0.69 | 0 | 0.74 | 0.69 | 0 | 0 | 0 | 0 | 0 | 0 | 0
1998 | 4 | 5 | 0 | 0 | 0 | 0 | 0 | 0 | 0 | 0 | 0 | 0 | 0 | 0 | 0
1998 | 4 | 6 | 0 | 0 | 0 | 0 | 0 | 0 | 0 | 0 | 0 | 0 | 0 | 0 | 0
1998 | 4 | 7 | 0 | 0 | 0 | 0 | 0 | 0 | 0 | 0 | 0 | 0 | 0 | 0 | 0
1998 | 4 | 8 | 0.03 | 0.03 | 0 | 0 | 0.03 | 0 | 0 | 0 | 0 | 0 | 0 | 0 | 0
1998 | 4 | 9 | 1.17 | 1 | 0.95 | 0 | 1 | 0.95 | 0 | 0 | 0 | 0 | 0 | 0 | 0
1998 | 4 | 10 | 0 | 0 | 0 | 0 | 0 | 0 | 0 | 0 | 0 | 0 | 0 | 0 | 0
1998 | 4 | 11 | 0 | 0 | 0 | 0 | 0 | 0 | 0 | 0 | 0 | 0 | 0 | 0 | 0
1998 | 4 | 12 | 0 | 0 | 0 | 0 | 0 | 0 | 0 | 0 | 0 | 0 | 0 | 0 | 0
1998 | 4 | 13 | 0 | 0 | 0 | 0 | 0 | 0 | 0 | 0 | 0 | 0 | 0 | 0 | 0
1998 | 4 | 14 | 0.01 | 0.01 | 0 | 0 | 0.01 | 0 | 0 | 0 | 0 | 0 | 0 | 0 | 0
1998 | 4 | 15 | 0 | 0 | 0 | 0 | 0 | 0 | 0 | 0 | 0 | 0 | 0 | 0 | 0
1998 | 4 | 16 | 0 | 0 | 0 | 0 | 0 | 0 | 0 | 0 | 0 | 0 | 0 | 0 | 0
1998 | 4 | 17 | 0.51 | 0.51 | 0.46 | 0 | 0.51 | 0.46 | 0 | 0 | 0 | 0 | 0 | 0 | 0
1998 | 4 | 18 | 0 | 0 | 0 | 0 | 0 | 0 | 0 | 0 | 0 | 0 | 0 | 0 | 0
1998 | 4 | 19 | 0.59 | 0.59 | 0.54 | 0 | 0.59 | 0.54 | 0 | 0 | 0 | 0 | 0 | 0 | 0
1998 | 4 | 20 | 0.01 | 0.01 | 0 | 0 | 0.01 | 0 | 0 | 0 | 0 | 0 | 0 | 0 | 0
1998 | 4 | 21 | 0 | 0 | 0 | 0 | 0 | 0 | 0 | 0 | 0 | 0 | 0 | 0 | 0
1998 | 4 | 22 | 0 | 0 | 0 | 0 | 0 | 0 | 0 | 0 | 0 | 0 | 0 | 0 | 0
1998 | 4 | 23 | 0 | 0 | 0 | 0 | 0 | 0 | 0 | 0 | 0 | 0 | 0 | 0 | 0
1998 | 4 | 24 | 0 | 0 | 0 | 0 | 0 | 0 | 0 | 0 | 0 | 0 | 0 | 0 | 0
1998 | 4 | 25 | 0 | 0 | 0 | 0 | 0 | 0 | 0 | 0 | 0 | 0 | 0 | 0 | 0
1998 | 4 | 26 | 0.03 | 0.03 | 0 | 0 | 0.03 | 0 | 0 | 0 | 0 | 0 | 0 | 0 | 0
1998 | 4 | 27 | 0.11 | 0.11 | 0.06 | 0 | 0.11 | 0.06 | 0 | 0 | 0 | 0 | 0 | 0 | 0
1998 | 4 | 28 | 0 | 0 | 0 | 0 | 0 | 0 | 0 | 0 | 0 | 0 | 0 | 0 | 0
1998 | 4 | 29 | 0 | 0 | 0 | 0 | 0 | 0 | 0 | 0 | 0 | 0 | 0 | 0 | 0
1998 | 4 | 30 | 0 | 0 | 0 | 0 | 0 | 0 | 0 | 0 | 0 | 0 | 0 | 0 | 0
1998 | 5 | 1 | 0.52 | 0.52 | 0.47 | 0 | 0.52 | 0.47 | 0 | 0 | 0 | 0 | 0 | 0 | 0
1998 | 5 | 2 | 0.5 | 0.5 | 0.45 | 0 | 0.5 | 0.45 | 0 | 0 | 0 | 0 | 0 | 0 | 0
1998 | 5 | 3 | 0.62 | 0.62 | 0.57 | 0 | 0.62 | 0.57 | 0 | 0 | 0 | 0 | 0 | 0 | 0
1998 | 5 | 4 | 0.01 | 0.01 | 0 | 0 | 0.01 | 0 | 0 | 0 | 0 | 0 | 0 | 0 | 0
1998 | 5 | 5 | 0.22 | 0.22 | 0.17 | 0 | 0.22 | 0.17 | 0 | 0 | 0 | 0 | 0 | 0 | 0
1998 | 5 | 6 | 0 | 0 | 0 | 0 | 0 | 0 | 0 | 0 | 0 | 0 | 0 | 0 | 0
1998 | 5 | 7 | 0.66 | 0.66 | 0.61 | 0 | 0.66 | 0.61 | 0 | 0 | 0 | 0 | 0 | 0 | 0
1998 | 5 | 8 | 0.35 | 0.35 | 0.3 | 0 | 0.35 | 0.3 | 0 | 0 | 0 | 0 | 0 | 0 | 0
1998 | 5 | 9 | 0.08 | 0.08 | 0.03 | 0 | 0.08 | 0.03 | 0 | 0 | 0 | 0 | 0 | 0 | 0
1998 | 5 | 10 | 0.06 | 0.06 | 0.01 | 0 | 0.06 | 0.01 | 0 | 0 | 0 | 0 | 0 | 0 | 0
1998 | 5 | 11 | 0.31 | 0.31 | 0.26 | 0 | 0.31 | 0.26 | 0 | 0 | 0 | 0 | 0 | 0 | 0
1998 | 5 | 12 | 0.54 | 0.54 | 0.49 | 0 | 0.54 | 0.49 | 0 | 0 | 0 | 0 | 0 | 0 | 0
1998 | 5 | 13 | 0 | 0 | 0 | 0 | 0 | 0 | 0 | 0 | 0 | 0 | 0 | 0 | 0
1998 | 5 | 14 | 0 | 0 | 0 | 0 | 0 | 0 | 0 | 0 | 0 | 0 | 0 | 0 | 0
1998 | 5 | 15 | 0 | 0 | 0 | 0 | 0 | 0 | 0 | 0 | 0 | 0 | 0 | 0 | 0
1998 | 5 | 16 | 0 | 0 | 0 | 0 | 0 | 0 | 0 | 0 | 0 | 0 | 0 | 0 | 0
1998 | 5 | 17 | 0 | 0 | 0 | 0 | 0 | 0 | 0 | 0 | 0 | 0 | 0 | 0 | 0
1998 | 5 | 18 | 0 | 0 | 0 | 0 | 0 | 0 | 0 | 0 | 0 | 0 | 0 | 0 | 0
1998 | 5 | 19 | 0 | 0 | 0 | 0 | 0 | 0 | 0 | 0 | 0 | 0 | 0 | 0 | 0
1998 | 5 | 20 | 0 | 0 | 0 | 0 | 0 | 0 | 0 | 0 | 0 | 0 | 0 | 0 | 0
1998 | 5 | 21 | 0 | 0 | 0 | 0 | 0 | 0 | 0 | 0 | 0 | 0 | 0 | 0 | 0
1998 | 5 | 22 | 0 | 0 | 0 | 0 | 0 | 0 | 0 | 0 | 0 | 0 | 0 | 0 | 0
1998 | 5 | 23 | 0 | 0 | 0 | 0 | 0 | 0 | 0 | 0 | 0 | 0 | 0 | 0 | 0
1998 | 5 | 24 | 0.09 | 0.09 | 0.04 | 0 | 0.09 | 0.04 | 0 | 0 | 0 | 0 | 0 | 0 | 0
1998 | 5 | 25 | 0.08 | 0.08 | 0.03 | 0 | 0.08 | 0.03 | 0 | 0 | 0 | 0 | 0 | 0 | 0
1998 | 5 | 26 | 0 | 0 | 0 | 0 | 0 | 0 | 0 | 0 | 0 | 0 | 0 | 0 | 0
1998 | 5 | 27 | 0.01 | 0.01 | 0 | 0 | 0.01 | 0 | 0 | 0 | 0 | 0 | 0 | 0 | 0
1998 | 5 | 28 | 0 | 0 | 0 | 0 | 0 | 0 | 0 | 0 | 0 | 0 | 0 | 0 | 0
1998 | 5 | 29 | 0 | 0 | 0 | 0 | 0 | 0 | 0 | 0 | 0 | 0 | 0 | 0 | 0
1998 | 5 | 30 | 0 | 0 | 0 | 0 | 0 | 0 | 0 | 0 | 0 | 0 | 0 | 0 | 0
1998 | 5 | 31 | 0 | 0 | 0 | 0 | 0 | 0 | 0 | 0 | 0 | 0 | 0 | 0 | 0
1998 | 6 | 1 | 0.04 | 0.04 | 0 | 0 | 0.04 | 0 | 0 | 0 | 0 | 0 | 0 | 0 | 0
1998 | 6 | 2 | 0.04 | 0.04 | 0 | 0 | 0.04 | 0 | 0 | 0 | 0 | 0 | 0 | 0 | 0
1998 | 6 | 3 | 0.02 | 0.02 | 0 | 0 | 0.02 | 0 | 0 | 0 | 0 | 0 | 0 | 0 | 0
1998 | 6 | 4 | 0 | 0 | 0 | 0 | 0 | 0 | 0 | 0 | 0 | 0 | 0 | 0 | 0
1998 | 6 | 5 | 0.08 | 0.08 | 0.03 | 0 | 0.08 | 0.03 | 0 | 0 | 0 | 0 | 0 | 0 | 0
1998 | 6 | 6 | 0 | 0 | 0 | 0 | 0 | 0 | 0 | 0 | 0 | 0 | 0 | 0 | 0
1998 | 6 | 7 | 0 | 0 | 0 | 0 | 0 | 0 | 0 | 0 | 0 | 0 | 0 | 0 | 0
1998 | 6 | 8 | 0 | 0 | 0 | 0 | 0 | 0 | 0 | 0 | 0 | 0 | 0 | 0 | 0
1998 | 6 | 9 | 0.27 | 0.27 | 0.22 | 0 | 0.27 | 0.22 | 0 | 0 | 0 | 0 | 0 | 0 | 0
1998 | 6 | 10 | 0.07 | 0.07 | 0.02 | 0 | 0.07 | 0.02 | 0 | 0 | 0 | 0 | 0 | 0 | 0
1998 | 6 | 11 | 0.07 | 0.07 | 0.02 | 0 | 0.07 | 0.02 | 0 | 0 | 0 | 0 | 0 | 0 | 0
1998 | 6 | 12 | 0.71 | 0.71 | 0.66 | 0 | 0.71 | 0.66 | 0 | 0 | 0 | 0 | 0 | 0 | 0
1998 | 6 | 13 | 0.44 | 0.44 | 0.39 | 0 | 0.44 | 0.39 | 0 | 0 | 0 | 0 | 0 | 0 | 0
1998 | 6 | 14 | 0 | 0 | 0 | 0 | 0 | 0 | 0 | 0 | 0 | 0 | 0 | 0 | 0
1998 | 6 | 15 | 1.35 | 1 | 0.95 | 0 | 1 | 0.95 | 0 | 0 | 0 | 0 | 0 | 0 | 0
1998 | 6 | 16 | 0.06 | 0.06 | 0.01 | 0 | 0.06 | 0.01 | 0 | 0 | 0 | 0 | 0 | 0 | 0
1998 | 6 | 17 | 0 | 0 | 0 | 0 | 0 | 0 | 0 | 0 | 0 | 0 | 0 | 0 | 0
1998 | 6 | 18 | 0 | 0 | 0 | 0 | 0 | 0 | 0 | 0 | 0 | 0 | 0 | 0 | 0
1998 | 6 | 19 | 0.02 | 0.02 | 0 | 0 | 0.02 | 0 | 0 | 0 | 0 | 0 | 0 | 0 | 0
1998 | 6 | 20 | 0.15 | 0.15 | 0.1 | 0 | 0.15 | 0.1 | 0 | 0 | 0 | 0 | 0 | 0 | 0
1998 | 6 | 21 | 0 | 0 | 0 | 0 | 0 | 0 | 0 | 0 | 0 | 0 | 0 | 0 | 0
1998 | 6 | 22 | 0.08 | 0.08 | 0.03 | 0 | 0.08 | 0.03 | 0 | 0 | 0 | 0 | 0 | 0 | 0
1998 | 6 | 23 | 0.82 | 0.82 | 0.77 | 0 | 0.82 | 0.77 | 0 | 0 | 0 | 0 | 0 | 0 | 0
1998 | 6 | 24 | 0 | 0 | 0 | 0 | 0 | 0 | 0 | 0 | 0 | 0 | 0 | 0 | 0
1998 | 6 | 25 | 0 | 0 | 0 | 0 | 0 | 0 | 0 | 0 | 0 | 0 | 0 | 0 | 0
1998 | 6 | 26 | 0 | 0 | 0 | 0 | 0 | 0 | 0 | 0 | 0 | 0 | 0 | 0 | 0
1998 | 6 | 27 | 0.03 | 0.03 | 0 | 0 | 0.03 | 0 | 0 | 0 | 0 | 0 | 0 | 0 | 0
1998 | 6 | 28 | 0.15 | 0.15 | 0.1 | 0 | 0.15 | 0.1 | 0 | 0 | 0 | 0 | 0 | 0 | 0
1998 | 6 | 29 | 0 | 0 | 0 | 0 | 0 | 0 | 0 | 0 | 0 | 0 | 0 | 0 | 0
1998 | 6 | 30 | 0.02 | 0.02 | 0 | 0 | 0.02 | 0 | 0 | 0 | 0 | 0 | 0 | 0 | 0
1998 | 7 | 1 | 0 | 0 | 0 | 0 | 0 | 0 | 0 | 0 | 0 | 0 | 0 | 0 | 0
1998 | 7 | 2 | 0 | 0 | 0 | 0 | 0 | 0 | 0 | 0 | 0 | 0 | 0 | 0 | 0
1998 | 7 | 3 | 0 | 0 | 0 | 0 | 0 | 0 | 0 | 0 | 0 | 0 | 0 | 0 | 0
1998 | 7 | 4 | 0 | 0 | 0 | 0 | 0 | 0 | 0 | 0 | 0 | 0 | 0 | 0 | 0
1998 | 7 | 5 | 0 | 0 | 0 | 0 | 0 | 0 | 0 | 0 | 0 | 0 | 0 | 0 | 0
1998 | 7 | 6 | 0 | 0 | 0 | 0 | 0 | 0 | 0 | 0 | 0 | 0 | 0 | 0 | 0
1998 | 7 | 7 | 0 | 0 | 0 | 0 | 0 | 0 | 0 | 0 | 0 | 0 | 0 | 0 | 0
1998 | 7 | 8 | 0.85 | 0.85 | 0.8 | 0 | 0.85 | 0.8 | 0 | 0 | 0 | 0 | 0 | 0 | 0
1998 | 7 | 9 | 0 | 0 | 0 | 0 | 0 | 0 | 0 | 0 | 0 | 0 | 0 | 0 | 0
1998 | 7 | 10 | 0 | 0 | 0 | 0 | 0 | 0 | 0 | 0 | 0 | 0 | 0 | 0 | 0
1998 | 7 | 11 | 0 | 0 | 0 | 0 | 0 | 0 | 0 | 0 | 0 | 0 | 0 | 0 | 0
1998 | 7 | 12 | 0 | 0 | 0 | 0 | 0 | 0 | 0 | 0 | 0 | 0 | 0 | 0 | 0
1998 | 7 | 13 | 0 | 0 | 0 | 0 | 0 | 0 | 0 | 0 | 0 | 0 | 0 | 0 | 0
1998 | 7 | 14 | 0 | 0 | 0 | 0 | 0 | 0 | 0 | 0 | 0 | 0 | 0 | 0 | 0
1998 | 7 | 15 | 0 | 0 | 0 | 0 | 0 | 0 | 0 | 0 | 0 | 0 | 0 | 0 | 0
1998 | 7 | 16 | 0 | 0 | 0 | 0 | 0 | 0 | 0 | 0 | 0 | 0 | 0 | 0 | 0
1998 | 7 | 17 | 0.01 | 0.01 | 0 | 0 | 0.01 | 0 | 0 | 0 | 0 | 0 | 0 | 0 | 0
1998 | 7 | 18 | 0 | 0 | 0 | 0 | 0 | 0 | 0 | 0 | 0 | 0 | 0 | 0 | 0
1998 | 7 | 19 | 0 | 0 | 0 | 0 | 0 | 0 | 0 | 0 | 0 | 0 | 0 | 0 | 0
1998 | 7 | 20 | 0 | 0 | 0 | 0 | 0 | 0 | 0 | 0 | 0 | 0 | 0 | 0 | 0
1998 | 7 | 21 | 0.33 | 0.33 | 0.28 | 0 | 0.33 | 0.28 | 0 | 0 | 0 | 0 | 0 | 0 | 0
1998 | 7 | 22 | 0 | 0 | 0 | 0 | 0 | 0 | 0 | 0 | 0 | 0 | 0 | 0 | 0
1998 | 7 | 23 | 0.14 | 0.14 | 0.09 | 0 | 0.14 | 0.09 | 0 | 0 | 0 | 0 | 0 | 0 | 0
1998 | 7 | 24 | 0 | 0 | 0 | 0 | 0 | 0 | 0 | 0 | 0 | 0 | 0 | 0 | 0
1998 | 7 | 25 | 0 | 0 | 0 | 0 | 0 | 0 | 0 | 0 | 0 | 0 | 0 | 0 | 0
1998 | 7 | 26 | 0.03 | 0.03 | 0 | 0 | 0.03 | 0 | 0 | 0 | 0 | 0 | 0 | 0 | 0
1998 | 7 | 27 | 0 | 0 | 0 | 0 | 0 | 0 | 0 | 0 | 0 | 0 | 0 | 0 | 0
1998 | 7 | 28 | 0 | 0 | 0 | 0 | 0 | 0 | 0 | 0 | 0 | 0 | 0 | 0 | 0
1998 | 7 | 29 | 0 | 0 | 0 | 0 | 0 | 0 | 0 | 0 | 0 | 0 | 0 | 0 | 0
1998 | 7 | 30 | 0.16 | 0.16 | 0.11 | 0 | 0.16 | 0.11 | 0 | 0 | 0 | 0 | 0 | 0 | 0
1998 | 7 | 31 | 0.27 | 0.27 | 0.22 | 0 | 0.27 | 0.22 | 0 | 0 | 0 | 0 | 0 | 0 | 0
1998 | 8 | 1 | 0 | 0 | 0 | 0 | 0 | 0 | 0 | 0 | 0 | 0 | 0 | 0 | 0
1998 | 8 | 2 | 0 | 0 | 0 | 0 | 0 | 0 | 0 | 0 | 0 | 0 | 0 | 0 | 0
1998 | 8 | 3 | 0 | 0 | 0 | 0 | 0 | 0 | 0 | 0 | 0 | 0 | 0 | 0 | 0
1998 | 8 | 4 | 0 | 0 | 0 | 0 | 0 | 0 | 0 | 0 | 0 | 0 | 0 | 0 | 0
1998 | 8 | 5 | 0 | 0 | 0 | 0 | 0 | 0 | 0 | 0 | 0 | 0 | 0 | 0 | 0
1998 | 8 | 6 | 0 | 0 | 0 | 0 | 0 | 0 | 0 | 0 | 0 | 0 | 0 | 0 | 0
1998 | 8 | 7 | 0 | 0 | 0 | 0 | 0 | 0 | 0 | 0 | 0 | 0 | 0 | 0 | 0
1998 | 8 | 8 | 0 | 0 | 0 | 0 | 0 | 0 | 0 | 0 | 0 | 0 | 0 | 0 | 0
1998 | 8 | 9 | 0 | 0 | 0 | 0 | 0 | 0 | 0 | 0 | 0 | 0 | 0 | 0 | 0
1998 | 8 | 10 | 0.25 | 0.25 | 0.2 | 0 | 0.25 | 0.2 | 0 | 0 | 0 | 0 | 0 | 0 | 0
1998 | 8 | 11 | 0 | 0 | 0 | 0 | 0 | 0 | 0 | 0 | 0 | 0 | 0 | 0 | 0
1998 | 8 | 12 | 0 | 0 | 0 | 0 | 0 | 0 | 0 | 0 | 0 | 0 | 0 | 0 | 0
1998 | 8 | 13 | 0 | 0 | 0 | 0 | 0 | 0 | 0 | 0 | 0 | 0 | 0 | 0 | 0
1998 | 8 | 14 | 0 | 0 | 0 | 0 | 0 | 0 | 0 | 0 | 0 | 0 | 0 | 0 | 0
1998 | 8 | 15 | 0 | 0 | 0 | 0 | 0 | 0 | 0 | 0 | 0 | 0 | 0 | 0 | 0
1998 | 8 | 16 | 0.01 | 0.01 | 0 | 0 | 0.01 | 0 | 0 | 0 | 0 | 0 | 0 | 0 | 0
1998 | 8 | 17 | 0.33 | 0.33 | 0.28 | 0 | 0.33 | 0.28 | 0 | 0 | 0 | 0 | 0 | 0 | 0
1998 | 8 | 18 | 0 | 0 | 0 | 0 | 0 | 0 | 0 | 0 | 0 | 0 | 0 | 0 | 0
1998 | 8 | 19 | 0 | 0 | 0 | 0 | 0 | 0 | 0 | 0 | 0 | 0 | 0 | 0 | 0
1998 | 8 | 20 | 0 | 0 | 0 | 0 | 0 | 0 | 0 | 0 | 0 | 0 | 0 | 0 | 0
1998 | 8 | 21 | 0 | 0 | 0 | 0 | 0 | 0 | 0 | 0 | 0 | 0 | 0 | 0 | 0
1998 | 8 | 22 | 0 | 0 | 0 | 0 | 0 | 0 | 0 | 0 | 0 | 0 | 0 | 0 | 0
1998 | 8 | 23 | 0 | 0 | 0 | 0 | 0 | 0 | 0 | 0 | 0 | 0 | 0 | 0 | 0
1998 | 8 | 24 | 0 | 0 | 0 | 0 | 0 | 0 | 0 | 0 | 0 | 0 | 0 | 0 | 0
1998 | 8 | 25 | 0 | 0 | 0 | 0 | 0 | 0 | 0 | 0 | 0 | 0 | 0 | 0 | 0
1998 | 8 | 26 | 0 | 0 | 0 | 0 | 0 | 0 | 0 | 0 | 0 | 0 | 0 | 0 | 0
1998 | 8 | 27 | 0 | 0 | 0 | 0 | 0 | 0 | 0 | 0 | 0 | 0 | 0 | 0 | 0
1998 | 8 | 28 | 0 | 0 | 0 | 0 | 0 | 0 | 0 | 0 | 0 | 0 | 0 | 0 | 0
1998 | 8 | 29 | 0 | 0 | 0 | 0 | 0 | 0 | 0 | 0 | 0 | 0 | 0 | 0 | 0
1998 | 8 | 30 | 0 | 0 | 0 | 0 | 0 | 0 | 0 | 0 | 0 | 0 | 0 | 0 | 0
1998 | 8 | 31 | 0 | 0 | 0 | 0 | 0 | 0 | 0 | 0 | 0 | 0 | 0 | 0 | 0
1998 | 9 | 1 | 0 | 0 | 0 | 0 | 0 | 0 | 0 | 0 | 0 | 0 | 0 | 0 | 0
1998 | 9 | 2 | 0 | 0 | 0 | 0 | 0 | 0 | 0 | 0 | 0 | 0 | 0 | 0 | 0
1998 | 9 | 3 | 0 | 0 | 0 | 0 | 0 | 0 | 0 | 0 | 0 | 0 | 0 | 0 | 0
1998 | 9 | 4 | 0 | 0 | 0 | 0 | 0 | 0 | 0 | 0 | 0 | 0 | 0 | 0 | 0
1998 | 9 | 5 | 0 | 0 | 0 | 0 | 0 | 0 | 0 | 0 | 0 | 0 | 0 | 0 | 0
1998 | 9 | 6 | 0 | 0 | 0 | 0 | 0 | 0 | 0 | 0 | 0 | 0 | 0 | 0 | 0
1998 | 9 | 7 | 0.25 | 0.25 | 0.2 | 0 | 0.25 | 0.2 | 0 | 0 | 0 | 0 | 0 | 0 | 0
1998 | 9 | 8 | 0.12 | 0.12 | 0.07 | 0 | 0.12 | 0.07 | 0 | 0 | 0 | 0 | 0 | 0 | 0
1998 | 9 | 9 | 0 | 0 | 0 | 0 | 0 | 0 | 0 | 0 | 0 | 0 | 0 | 0 | 0
1998 | 9 | 10 | 0 | 0 | 0 | 0 | 0 | 0 | 0 | 0 | 0 | 0 | 0 | 0 | 0
1998 | 9 | 11 | 0 | 0 | 0 | 0 | 0 | 0 | 0 | 0 | 0 | 0 | 0 | 0 | 0
1998 | 9 | 12 | 0 | 0 | 0 | 0 | 0 | 0 | 0 | 0 | 0 | 0 | 0 | 0 | 0
1998 | 9 | 13 | 0 | 0 | 0 | 0 | 0 | 0 | 0 | 0 | 0 | 0 | 0 | 0 | 0
1998 | 9 | 14 | 0 | 0 | 0 | 0 | 0 | 0 | 0 | 0 | 0 | 0 | 0 | 0 | 0
1998 | 9 | 15 | 0 | 0 | 0 | 0 | 0 | 0 | 0 | 0 | 0 | 0 | 0 | 0 | 0
1998 | 9 | 16 | 0 | 0 | 0 | 0 | 0 | 0 | 0 | 0 | 0 | 0 | 0 | 0 | 0
1998 | 9 | 17 | 0.1 | 0.1 | 0.05 | 0 | 0.1 | 0.05 | 0 | 0 | 0 | 0 | 0 | 0 | 0
1998 | 9 | 18 | 0 | 0 | 0 | 0 | 0 | 0 | 0 | 0 | 0 | 0 | 0 | 0 | 0
1998 | 9 | 19 | 0 | 0 | 0 | 0 | 0 | 0 | 0 | 0 | 0 | 0 | 0 | 0 | 0
1998 | 9 | 20 | 0 | 0 | 0 | 0 | 0 | 0 | 0 | 0 | 0 | 0 | 0 | 0 | 0
1998 | 9 | 21 | 0.06 | 0.06 | 0.01 | 0 | 0.06 | 0.01 | 0 | 0 | 0 | 0 | 0 | 0 | 0
1998 | 9 | 22 | 1.24 | 1 | 0.95 | 0 | 1 | 0.95 | 0 | 0 | 0 | 0 | 0 | 0 | 0
1998 | 9 | 23 | 0 | 0 | 0 | 0 | 0 | 0 | 0 | 0 | 0 | 0 | 0 | 0 | 0
1998 | 9 | 24 | 0 | 0 | 0 | 0 | 0 | 0 | 0 | 0 | 0 | 0 | 0 | 0 | 0
1998 | 9 | 25 | 0.03 | 0.03 | 0 | 0 | 0.03 | 0 | 0 | 0 | 0 | 0 | 0 | 0 | 0
1998 | 9 | 26 | 0 | 0 | 0 | 0 | 0 | 0 | 0 | 0 | 0 | 0 | 0 | 0 | 0
1998 | 9 | 27 | 0 | 0 | 0 | 0 | 0 | 0 | 0 | 0 | 0 | 0 | 0 | 0 | 0
1998 | 9 | 28 | 0 | 0 | 0 | 0 | 0 | 0 | 0 | 0 | 0 | 0 | 0 | 0 | 0
1998 | 9 | 29 | 0 | 0 | 0 | 0 | 0 | 0 | 0 | 0 | 0 | 0 | 0 | 0 | 0
1998 | 9 | 30 | 0.03 | 0.03 | 0 | 0 | 0.03 | 0 | 0 | 0 | 0 | 0 | 0 | 0 | 0
1998 | 10 | 1 | 0 | 0 | 0 | 0 | 0 | 0 | 0 | 0 | 0 | 0 | 0 | 0 | 0
1998 | 10 | 2 | 0 | 0 | 0 | 0 | 0 | 0 | 0 | 0 | 0 | 0 | 0 | 0 | 0
1998 | 10 | 3 | 0.01 | 0.01 | 0 | 0 | 0.01 | 0 | 0 | 0 | 0 | 0 | 0 | 0 | 0
1998 | 10 | 4 | 0.01 | 0.01 | 0 | 0 | 0.01 | 0 | 0 | 0 | 0 | 0 | 0 | 0 | 0
1998 | 10 | 5 | 0 | 0 | 0 | 0 | 0 | 0 | 0 | 0 | 0 | 0 | 0 | 0 | 0
1998 | 10 | 6 | 0 | 0 | 0 | 0 | 0 | 0 | 0 | 0 | 0 | 0 | 0 | 0 | 0
1998 | 10 | 7 | 0 | 0 | 0 | 0 | 0 | 0 | 0 | 0 | 0 | 0 | 0 | 0 | 0
1998 | 10 | 8 | 0.55 | 0.55 | 0.5 | 0 | 0.55 | 0.5 | 0 | 0 | 0 | 0 | 0 | 0 | 0
1998 | 10 | 9 | 0 | 0 | 0 | 0 | 0 | 0 | 0 | 0 | 0 | 0 | 0 | 0 | 0
1998 | 10 | 10 | 0 | 0 | 0 | 0 | 0 | 0 | 0 | 0 | 0 | 0 | 0 | 0 | 0
1998 | 10 | 11 | 0 | 0 | 0 | 0 | 0 | 0 | 0 | 0 | 0 | 0 | 0 | 0 | 0
1998 | 10 | 12 | 0 | 0 | 0 | 0 | 0 | 0 | 0 | 0 | 0 | 0 | 0 | 0 | 0
1998 | 10 | 13 | 0 | 0 | 0 | 0 | 0 | 0 | 0 | 0 | 0 | 0 | 0 | 0 | 0
1998 | 10 | 14 | 0 | 0 | 0 | 0 | 0 | 0 | 0 | 0 | 0 | 0 | 0 | 0 | 0
1998 | 10 | 15 | 0 | 0 | 0 | 0 | 0 | 0 | 0 | 0 | 0 | 0 | 0 | 0 | 0
1998 | 10 | 16 | 0 | 0 | 0 | 0 | 0 | 0 | 0 | 0 | 0 | 0 | 0 | 0 | 0
1998 | 10 | 17 | 0 | 0 | 0 | 0 | 0 | 0 | 0 | 0 | 0 | 0 | 0 | 0 | 0
1998 | 10 | 18 | 0 | 0 | 0 | 0 | 0 | 0 | 0 | 0 | 0 | 0 | 0 | 0 | 0
1998 | 10 | 19 | 0.01 | 0.01 | 0 | 0 | 0.01 | 0 | 0 | 0 | 0 | 0 | 0 | 0 | 0
1998 | 10 | 20 | 0 | 0 | 0 | 0 | 0 | 0 | 0 | 0 | 0 | 0 | 0 | 0 | 0
1998 | 10 | 21 | 0 | 0 | 0 | 0 | 0 | 0 | 0 | 0 | 0 | 0 | 0 | 0 | 0
1998 | 10 | 22 | 0.01 | 0.01 | 0 | 0 | 0.01 | 0 | 0 | 0 | 0 | 0 | 0 | 0 | 0
1998 | 10 | 23 | 0 | 0 | 0 | 0 | 0 | 0 | 0 | 0 | 0 | 0 | 0 | 0 | 0
1998 | 10 | 24 | 0 | 0 | 0 | 0 | 0 | 0 | 0 | 0 | 0 | 0 | 0 | 0 | 0
1998 | 10 | 25 | 0 | 0 | 0 | 0 | 0 | 0 | 0 | 0 | 0 | 0 | 0 | 0 | 0
1998 | 10 | 26 | 0 | 0 | 0 | 0 | 0 | 0 | 0 | 0 | 0 | 0 | 0 | 0 | 0
1998 | 10 | 27 | 0 | 0 | 0 | 0 | 0 | 0 | 0 | 0 | 0 | 0 | 0 | 0 | 0
1998 | 10 | 28 | 0 | 0 | 0 | 0 | 0 | 0 | 0 | 0 | 0 | 0 | 0 | 0 | 0
1998 | 10 | 29 | 0 | 0 | 0 | 0 | 0 | 0 | 0 | 0 | 0 | 0 | 0 | 0 | 0
1998 | 10 | 30 | 0 | 0 | 0 | 0 | 0 | 0 | 0 | 0 | 0 | 0 | 0 | 0 | 0
1998 | 10 | 31 | 0 | 0 | 0 | 0 | 0 | 0 | 0 | 0 | 0 | 0 | 0 | 0 | 0
1998 | 11 | 1 | 0 | 0 | 0 | 0 | 0 | 0 | 0 | 0 | 0 | 0 | 0 | 0 | 0
1998 | 11 | 2 | 0 | 0 | 0 | 0 | 0 | 0 | 0 | 0 | 0 | 0 | 0 | 0 | 0
1998 | 11 | 3 | 0.18 | 0.18 | 0.13 | 0 | 0.18 | 0.13 | 0 | 0 | 0 | 0 | 0 | 0 | 0
1998 | 11 | 4 | 0 | 0 | 0 | 0 | 0 | 0 | 0 | 0 | 0 | 0 | 0 | 0 | 0
1998 | 11 | 5 | 0 | 0 | 0 | 0 | 0 | 0 | 0 | 0 | 0 | 0 | 0 | 0 | 0
1998 | 11 | 6 | 0 | 0 | 0 | 0 | 0 | 0 | 0 | 0 | 0 | 0 | 0 | 0 | 0
1998 | 11 | 7 | 0 | 0 | 0 | 0 | 0 | 0 | 0 | 0 | 0 | 0 | 0 | 0 | 0
1998 | 11 | 8 | 0.01 | 0.01 | 0 | 0 | 0.01 | 0 | 0 | 0 | 0 | 0 | 0 | 0 | 0
1998 | 11 | 9 | 0 | 0 | 0 | 0 | 0 | 0 | 0 | 0 | 0 | 0 | 0 | 0 | 0
1998 | 11 | 10 | 0.03 | 0.03 | 0 | 0 | 0.03 | 0 | 0 | 0 | 0 | 0 | 0 | 0 | 0
1998 | 11 | 11 | 0.2 | 0.2 | 0.15 | 0 | 0.2 | 0.15 | 0 | 0 | 0 | 0 | 0 | 0 | 0
1998 | 11 | 12 | 0 | 0 | 0 | 0 | 0 | 0 | 0 | 0 | 0 | 0 | 0 | 0 | 0
1998 | 11 | 13 | 0 | 0 | 0 | 0 | 0 | 0 | 0 | 0 | 0 | 0 | 0 | 0 | 0
1998 | 11 | 14 | 0 | 0 | 0 | 0 | 0 | 0 | 0 | 0 | 0 | 0 | 0 | 0 | 0
1998 | 11 | 15 | 0 | 0 | 0 | 0 | 0 | 0 | 0 | 0 | 0 | 0 | 0 | 0 | 0
1998 | 11 | 16 | 0 | 0 | 0 | 0 | 0 | 0 | 0 | 0 | 0 | 0 | 0 | 0 | 0
1998 | 11 | 17 | 0 | 0 | 0 | 0 | 0 | 0 | 0 | 0 | 0 | 0 | 0 | 0 | 0
1998 | 11 | 18 | 0 | 0 | 0 | 0 | 0 | 0 | 0 | 0 | 0 | 0 | 0 | 0 | 0
1998 | 11 | 19 | 0 | 0 | 0 | 0 | 0 | 0 | 0 | 0 | 0 | 0 | 0 | 0 | 0
1998 | 11 | 20 | 0.08 | 0.08 | 0.03 | 0 | 0.08 | 0.03 | 0 | 0 | 0 | 0 | 0 | 0 | 0
1998 | 11 | 21 | 0 | 0 | 0 | 0 | 0 | 0 | 0 | 0 | 0 | 0 | 0 | 0 | 0
1998 | 11 | 22 | 0 | 0 | 0 | 0 | 0 | 0 | 0 | 0 | 0 | 0 | 0 | 0 | 0
1998 | 11 | 23 | 0 | 0 | 0 | 0 | 0 | 0 | 0 | 0 | 0 | 0 | 0 | 0 | 0
1998 | 11 | 24 | 0 | 0 | 0 | 0 | 0 | 0 | 0 | 0 | 0 | 0 | 0 | 0 | 0
1998 | 11 | 25 | 0.02 | 0.02 | 0 | 0 | 0.02 | 0 | 0 | 0 | 0 | 0 | 0 | 0 | 0
1998 | 11 | 26 | 0.39 | 0.39 | 0.34 | 0 | 0.39 | 0.34 | 0 | 0 | 0 | 0 | 0 | 0 | 0
1998 | 11 | 27 | 0 | 0 | 0 | 0 | 0 | 0 | 0 | 0 | 0 | 0 | 0 | 0 | 0
1998 | 11 | 28 | 0 | 0 | 0 | 0 | 0 | 0 | 0 | 0 | 0 | 0 | 0 | 0 | 0
1998 | 11 | 29 | 0 | 0 | 0 | 0 | 0 | 0 | 0 | 0 | 0 | 0 | 0 | 0 | 0
1998 | 11 | 30 | 0 | 0 | 0 | 0 | 0 | 0 | 0 | 0 | 0 | 0 | 0 | 0 | 0
1998 | 12 | 1 | 0 | 0 | 0 | 0 | 0 | 0 | 0 | 0 | 0 | 0 | 0 | 0 | 0
1998 | 12 | 2 | 0 | 0 | 0 | 0 | 0 | 0 | 0 | 0 | 0 | 0 | 0 | 0 | 0
1998 | 12 | 3 | 0 | 0 | 0 | 0 | 0 | 0 | 0 | 0 | 0 | 0 | 0 | 0 | 0
1998 | 12 | 4 | 0 | 0 | 0 | 0 | 0 | 0 | 0 | 0 | 0 | 0 | 0 | 0 | 0
1998 | 12 | 5 | 0 | 0 | 0 | 0 | 0 | 0 | 0 | 0 | 0 | 0 | 0 | 0 | 0
1998 | 12 | 6 | 0 | 0 | 0 | 0 | 0 | 0 | 0 | 0 | 0 | 0 | 0 | 0 | 0
1998 | 12 | 7 | 0.05 | 0.05 | 0 | 0 | 0.05 | 0 | 0 | 0 | 0 | 0 | 0 | 0 | 0
1998 | 12 | 8 | 0.69 | 0.69 | 0.64 | 0 | 0.69 | 0.64 | 0 | 0 | 0 | 0 | 0 | 0 | 0
1998 | 12 | 9 | 0.21 | 0.21 | 0.16 | 0 | 0.21 | 0.16 | 0 | 0 | 0 | 0 | 0 | 0 | 0
1998 | 12 | 10 | 0 | 0 | 0 | 0 | 0 | 0 | 0 | 0 | 0 | 0 | 0 | 0 | 0
1998 | 12 | 11 | 0 | 0 | 0 | 0 | 0 | 0 | 0 | 0 | 0 | 0 | 0 | 0 | 0
1998 | 12 | 12 | 0.01 | 0.01 | 0 | 0 | 0.01 | 0 | 0 | 0 | 0 | 0 | 0 | 0 | 0
1998 | 12 | 13 | 0.53 | 0.53 | 0.48 | 0 | 0.53 | 0.48 | 0 | 0 | 0 | 0 | 0 | 0 | 0
1998 | 12 | 14 | 0 | 0 | 0 | 0 | 0 | 0 | 0 | 0 | 0 | 0 | 0 | 0 | 0
1998 | 12 | 15 | 0 | 0 | 0 | 0 | 0 | 0 | 0 | 0 | 0 | 0 | 0 | 0 | 0
1998 | 12 | 16 | 0 | 0 | 0 | 0 | 0 | 0 | 0 | 0 | 0 | 0 | 0 | 0 | 0
1998 | 12 | 17 | 0 | 0 | 0 | 0 | 0 | 0 | 0 | 0 | 0 | 0 | 0 | 0 | 0
1998 | 12 | 18 | 0 | 0 | 0 | 0 | 0 | 0 | 0 | 0 | 0 | 0 | 0 | 0 | 0
1998 | 12 | 19 | 0 | 0 | 0 | 0 | 0 | 0 | 0 | 0 | 0 | 0 | 0 | 0 | 0
1998 | 12 | 20 | 0 | 0 | 0 | 0 | 0 | 0 | 0 | 0 | 0 | 0 | 0 | 0 | 0
1998 | 12 | 21 | 0 | 0 | 0 | 0 | 0 | 0 | 0 | 0 | 0 | 0 | 0 | 0 | 0
1998 | 12 | 22 | 0.02 | 0.02 | 0 | 0 | 0.02 | 0 | 0 | 0 | 0 | 0 | 0 | 0 | 0
1998 | 12 | 23 | 0.15 | 0.15 | 0.1 | 0 | 0.15 | 0.1 | 0 | 0 | 0 | 0 | 0 | 0 | 0
1998 | 12 | 24 | 0.01 | 0.01 | 0 | 0 | 0.01 | 0 | 0 | 0 | 0 | 0 | 0 | 0 | 0
1998 | 12 | 25 | 0 | 0 | 0 | 0 | 0 | 0 | 0 | 0 | 0 | 0 | 0 | 0 | 0
1998 | 12 | 26 | 0 | 0 | 0 | 0 | 0 | 0 | 0 | 0 | 0 | 0 | 0 | 0 | 0
1998 | 12 | 27 | 0 | 0 | 0 | 0 | 0 | 0 | 0 | 0 | 0 | 0 | 0 | 0 | 0
1998 | 12 | 28 | 0 | 0 | 0 | 0 | 0 | 0 | 0 | 0 | 0 | 0 | 0 | 0 | 0
1998 | 12 | 29 | 0.04 | 0.04 | 0 | 0 | 0.04 | 0 | 0 | 0 | 0 | 0 | 0 | 0 | 0
1998 | 12 | 30 | 0.03 | 0.03 | 0 | 0 | 0.03 | 0 | 0 | 0 | 0 | 0 | 0 | 0 | 0
1998 | 12 | 31 | 0 | 0 | 0 | 0 | 0 | 0 | 0 | 0 | 0 | 0 | 0 | 0 | 0
1999 | 1 | 1 | 0 | 0 | 0 | 0 | 0 | 0 | 0 | 0 | 0 | 0 | 0 | 0 | 0
1999 | 1 | 2 | 0.02 | 0.02 | 0 | 0 | 0.02 | 0 | 0 | 0 | 0 | 0 | 0 | 0 | 0
1999 | 1 | 3 | 1.14 | 1 | 0.95 | 0 | 1 | 0.95 | 0 | 0 | 0 | 0 | 0 | 0 | 0
1999 | 1 | 4 | 0 | 0 | 0 | 0 | 0 | 0 | 0 | 0 | 0 | 0 | 0 | 0 | 0
1999 | 1 | 5 | 0 | 0 | 0 | 0 | 0 | 0 | 0 | 0 | 0 | 0 | 0 | 0 | 0
1999 | 1 | 6 | 0 | 0 | 0 | 0 | 0 | 0 | 0 | 0 | 0 | 0 | 0 | 0 | 0
1999 | 1 | 7 | 0 | 0 | 0 | 0 | 0 | 0 | 0 | 0 | 0 | 0 | 0 | 0 | 0
1999 | 1 | 8 | 0.37 | 0.37 | 0.32 | 0 | 0.37 | 0.32 | 0 | 0 | 0 | 0 | 0 | 0 | 0
1999 | 1 | 9 | 0.04 | 0.04 | 0 | 0 | 0.04 | 0 | 0 | 0 | 0 | 0 | 0 | 0 | 0
1999 | 1 | 10 | 0 | 0 | 0 | 0 | 0 | 0 | 0 | 0 | 0 | 0 | 0 | 0 | 0
1999 | 1 | 11 | 0 | 0 | 0 | 0 | 0 | 0 | 0 | 0 | 0 | 0 | 0 | 0 | 0
1999 | 1 | 12 | 0 | 0 | 0 | 0 | 0 | 0 | 0 | 0 | 0 | 0 | 0 | 0 | 0
1999 | 1 | 13 | 0 | 0 | 0 | 0 | 0 | 0 | 0 | 0 | 0 | 0 | 0 | 0 | 0
1999 | 1 | 14 | 0.19 | 0.19 | 0.14 | 0 | 0.19 | 0.14 | 0 | 0 | 0 | 0 | 0 | 0 | 0
1999 | 1 | 15 | 0.75 | 0.75 | 0.7 | 0 | 0.75 | 0.7 | 0 | 0 | 0 | 0 | 0 | 0 | 0
1999 | 1 | 16 | 0 | 0 | 0 | 0 | 0 | 0 | 0 | 0 | 0 | 0 | 0 | 0 | 0
1999 | 1 | 17 | 0 | 0 | 0 | 0 | 0 | 0 | 0 | 0 | 0 | 0 | 0 | 0 | 0
1999 | 1 | 18 | 0.79 | 0.79 | 0.74 | 0 | 0.79 | 0.74 | 0 | 0 | 0 | 0 | 0 | 0 | 0
1999 | 1 | 19 | 0 | 0 | 0 | 0 | 0 | 0 | 0 | 0 | 0 | 0 | 0 | 0 | 0
1999 | 1 | 20 | 0.01 | 0.01 | 0 | 0 | 0.01 | 0 | 0 | 0 | 0 | 0 | 0 | 0 | 0
1999 | 1 | 21 | 0.46 | 0.46 | 0.41 | 0 | 0.46 | 0.41 | 0 | 0 | 0 | 0 | 0 | 0 | 0
1999 | 1 | 22 | 0 | 0 | 0 | 0 | 0 | 0 | 0 | 0 | 0 | 0 | 0 | 0 | 0
1999 | 1 | 23 | 0.4 | 0.4 | 0.35 | 0 | 0.4 | 0.35 | 0 | 0 | 0 | 0 | 0 | 0 | 0
1999 | 1 | 24 | 1.25 | 1 | 0.95 | 0 | 1 | 0.95 | 0 | 0 | 0 | 0 | 0 | 0 | 0
1999 | 1 | 25 | 0 | 0 | 0 | 0 | 0 | 0 | 0 | 0 | 0 | 0 | 0 | 0 | 0
1999 | 1 | 26 | 0 | 0 | 0 | 0 | 0 | 0 | 0 | 0 | 0 | 0 | 0 | 0 | 0
1999 | 1 | 27 | 0 | 0 | 0 | 0 | 0 | 0 | 0 | 0 | 0 | 0 | 0 | 0 | 0
1999 | 1 | 28 | 0 | 0 | 0 | 0 | 0 | 0 | 0 | 0 | 0 | 0 | 0 | 0 | 0
1999 | 1 | 29 | 0 | 0 | 0 | 0 | 0 | 0 | 0 | 0 | 0 | 0 | 0 | 0 | 0
1999 | 1 | 30 | 0 | 0 | 0 | 0 | 0 | 0 | 0 | 0 | 0 | 0 | 0 | 0 | 0
1999 | 1 | 31 | 0 | 0 | 0 | 0 | 0 | 0 | 0 | 0 | 0 | 0 | 0 | 0 | 0
1999 | 2 | 1 | 0.07 | 0.07 | 0.02 | 0 | 0.07 | 0.02 | 0 | 0 | 0 | 0 | 0 | 0 | 0
1999 | 2 | 2 | 0.41 | 0.41 | 0.36 | 0 | 0.41 | 0.36 | 0 | 0 | 0 | 0 | 0 | 0 | 0
1999 | 2 | 3 | 0 | 0 | 0 | 0 | 0 | 0 | 0 | 0 | 0 | 0 | 0 | 0 | 0
1999 | 2 | 4 | 0.04 | 0.04 | 0 | 0 | 0.04 | 0 | 0 | 0 | 0 | 0 | 0 | 0 | 0
1999 | 2 | 5 | 0 | 0 | 0 | 0 | 0 | 0 | 0 | 0 | 0 | 0 | 0 | 0 | 0
1999 | 2 | 6 | 0.04 | 0.04 | 0 | 0 | 0.04 | 0 | 0 | 0 | 0 | 0 | 0 | 0 | 0
1999 | 2 | 7 | 0.02 | 0.02 | 0 | 0 | 0.02 | 0 | 0 | 0 | 0 | 0 | 0 | 0 | 0
1999 | 2 | 8 | 0 | 0 | 0 | 0 | 0 | 0 | 0 | 0 | 0 | 0 | 0 | 0 | 0
1999 | 2 | 9 | 0 | 0 | 0 | 0 | 0 | 0 | 0 | 0 | 0 | 0 | 0 | 0 | 0
1999 | 2 | 10 | 0 | 0 | 0 | 0 | 0 | 0 | 0 | 0 | 0 | 0 | 0 | 0 | 0
1999 | 2 | 11 | 0 | 0 | 0 | 0 | 0 | 0 | 0 | 0 | 0 | 0 | 0 | 0 | 0
1999 | 2 | 12 | 0.48 | 0.48 | 0.43 | 0 | 0.48 | 0.43 | 0 | 0 | 0 | 0 | 0 | 0 | 0
1999 | 2 | 13 | 0 | 0 | 0 | 0 | 0 | 0 | 0 | 0 | 0 | 0 | 0 | 0 | 0
1999 | 2 | 14 | 0 | 0 | 0 | 0 | 0 | 0 | 0 | 0 | 0 | 0 | 0 | 0 | 0
1999 | 2 | 15 | 0 | 0 | 0 | 0 | 0 | 0 | 0 | 0 | 0 | 0 | 0 | 0 | 0
1999 | 2 | 16 | 0 | 0 | 0 | 0 | 0 | 0 | 0 | 0 | 0 | 0 | 0 | 0 | 0
1999 | 2 | 17 | 0.14 | 0.14 | 0.09 | 0 | 0.14 | 0.09 | 0 | 0 | 0 | 0 | 0 | 0 | 0
1999 | 2 | 18 | 0.64 | 0.64 | 0.59 | 0 | 0.64 | 0.59 | 0 | 0 | 0 | 0 | 0 | 0 | 0
1999 | 2 | 19 | 0 | 0 | 0 | 0 | 0 | 0 | 0 | 0 | 0 | 0 | 0 | 0 | 0
1999 | 2 | 20 | 0 | 0 | 0 | 0 | 0 | 0 | 0 | 0 | 0 | 0 | 0 | 0 | 0
1999 | 2 | 21 | 0 | 0 | 0 | 0 | 0 | 0 | 0 | 0 | 0 | 0 | 0 | 0 | 0
1999 | 2 | 22 | 0 | 0 | 0 | 0 | 0 | 0 | 0 | 0 | 0 | 0 | 0 | 0 | 0
1999 | 2 | 23 | 0 | 0 | 0 | 0 | 0 | 0 | 0 | 0 | 0 | 0 | 0 | 0 | 0
1999 | 2 | 24 | 0 | 0 | 0 | 0 | 0 | 0 | 0 | 0 | 0 | 0 | 0 | 0 | 0
1999 | 2 | 25 | 0.01 | 0.01 | 0 | 0 | 0.01 | 0 | 0 | 0 | 0 | 0 | 0 | 0 | 0
1999 | 2 | 26 | 0 | 0 | 0 | 0 | 0 | 0 | 0 | 0 | 0 | 0 | 0 | 0 | 0
1999 | 2 | 27 | 0.01 | 0.01 | 0 | 0 | 0.01 | 0 | 0 | 0 | 0 | 0 | 0 | 0 | 0
1999 | 2 | 28 | 0.68 | 0.68 | 0.63 | 0 | 0.68 | 0.63 | 0 | 0 | 0 | 0 | 0 | 0 | 0
1999 | 3 | 1 | 0 | 0 | 0 | 0 | 0 | 0 | 0 | 0 | 0 | 0 | 0 | 0 | 0
1999 | 3 | 2 | 0 | 0 | 0 | 0 | 0 | 0 | 0 | 0 | 0 | 0 | 0 | 0 | 0
1999 | 3 | 3 | 0.35 | 0.35 | 0.3 | 0 | 0.35 | 0.3 | 0 | 0 | 0 | 0 | 0 | 0 | 0
1999 | 3 | 4 | 0.09 | 0.09 | 0.04 | 0 | 0.09 | 0.04 | 0 | 0 | 0 | 0 | 0 | 0 | 0
1999 | 3 | 5 | 0 | 0 | 0 | 0 | 0 | 0 | 0 | 0 | 0 | 0 | 0 | 0 | 0
1999 | 3 | 6 | 0.13 | 0.13 | 0.08 | 0 | 0.13 | 0.08 | 0 | 0 | 0 | 0 | 0 | 0 | 0
1999 | 3 | 7 | 0 | 0 | 0 | 0 | 0 | 0 | 0 | 0 | 0 | 0 | 0 | 0 | 0
1999 | 3 | 8 | 0 | 0 | 0 | 0 | 0 | 0 | 0 | 0 | 0 | 0 | 0 | 0 | 0
1999 | 3 | 9 | 0.72 | 0.72 | 0.67 | 0 | 0.72 | 0.67 | 0 | 0 | 0 | 0 | 0 | 0 | 0
1999 | 3 | 10 | 0 | 0 | 0 | 0 | 0 | 0 | 0 | 0 | 0 | 0 | 0 | 0 | 0
1999 | 3 | 11 | 0 | 0 | 0 | 0 | 0 | 0 | 0 | 0 | 0 | 0 | 0 | 0 | 0
1999 | 3 | 12 | 0 | 0 | 0 | 0 | 0 | 0 | 0 | 0 | 0 | 0 | 0 | 0 | 0
1999 | 3 | 13 | 0 | 0 | 0 | 0 | 0 | 0 | 0 | 0 | 0 | 0 | 0 | 0 | 0
1999 | 3 | 14 | 1.04 | 1 | 0.95 | 0 | 1 | 0.95 | 0 | 0 | 0 | 0 | 0 | 0 | 0
1999 | 3 | 15 | 0.22 | 0.22 | 0.17 | 0 | 0.22 | 0.17 | 0 | 0 | 0 | 0 | 0 | 0 | 0
1999 | 3 | 16 | 0 | 0 | 0 | 0 | 0 | 0 | 0 | 0 | 0 | 0 | 0 | 0 | 0
1999 | 3 | 17 | 0 | 0 | 0 | 0 | 0 | 0 | 0 | 0 | 0 | 0 | 0 | 0 | 0
1999 | 3 | 18 | 0 | 0 | 0 | 0 | 0 | 0 | 0 | 0 | 0 | 0 | 0 | 0 | 0
1999 | 3 | 19 | 0 | 0 | 0 | 0 | 0 | 0 | 0 | 0 | 0 | 0 | 0 | 0 | 0
1999 | 3 | 20 | 0 | 0 | 0 | 0 | 0 | 0 | 0 | 0 | 0 | 0 | 0 | 0 | 0
1999 | 3 | 21 | 1.26 | 1 | 0.95 | 0 | 1 | 0.95 | 0 | 0 | 0 | 0 | 0 | 0 | 0
1999 | 3 | 22 | 0 | 0 | 0 | 0 | 0 | 0 | 0 | 0 | 0 | 0 | 0 | 0 | 0
1999 | 3 | 23 | 0.01 | 0.01 | 0 | 0 | 0.01 | 0 | 0 | 0 | 0 | 0 | 0 | 0 | 0
1999 | 3 | 24 | 0.01 | 0.01 | 0 | 0 | 0.01 | 0 | 0 | 0 | 0 | 0 | 0 | 0 | 0
1999 | 3 | 25 | 0 | 0 | 0 | 0 | 0 | 0 | 0 | 0 | 0 | 0 | 0 | 0 | 0
1999 | 3 | 26 | 0 | 0 | 0 | 0 | 0 | 0 | 0 | 0 | 0 | 0 | 0 | 0 | 0
1999 | 3 | 27 | 0 | 0 | 0 | 0 | 0 | 0 | 0 | 0 | 0 | 0 | 0 | 0 | 0
1999 | 3 | 28 | 0.04 | 0.04 | 0 | 0 | 0.04 | 0 | 0 | 0 | 0 | 0 | 0 | 0 | 0
1999 | 3 | 29 | 0 | 0 | 0 | 0 | 0 | 0 | 0 | 0 | 0 | 0 | 0 | 0 | 0
1999 | 3 | 30 | 0 | 0 | 0 | 0 | 0 | 0 | 0 | 0 | 0 | 0 | 0 | 0 | 0
1999 | 3 | 31 | 0 | 0 | 0 | 0 | 0 | 0 | 0 | 0 | 0 | 0 | 0 | 0 | 0
1999 | 4 | 1 | 0.25 | 0.25 | 0.2 | 0 | 0.25 | 0.2 | 0 | 0 | 0 | 0 | 0 | 0 | 0
1999 | 4 | 2 | 0 | 0 | 0 | 0 | 0 | 0 | 0 | 0 | 0 | 0 | 0 | 0 | 0
1999 | 4 | 3 | 0 | 0 | 0 | 0 | 0 | 0 | 0 | 0 | 0 | 0 | 0 | 0 | 0
1999 | 4 | 4 | 0.54 | 0.54 | 0.49 | 0 | 0.54 | 0.49 | 0 | 0 | 0 | 0 | 0 | 0 | 0
1999 | 4 | 5 | 0.02 | 0.02 | 0 | 0 | 0.02 | 0 | 0 | 0 | 0 | 0 | 0 | 0 | 0
1999 | 4 | 6 | 0 | 0 | 0 | 0 | 0 | 0 | 0 | 0 | 0 | 0 | 0 | 0 | 0
1999 | 4 | 7 | 0 | 0 | 0 | 0 | 0 | 0 | 0 | 0 | 0 | 0 | 0 | 0 | 0
1999 | 4 | 8 | 0 | 0 | 0 | 0 | 0 | 0 | 0 | 0 | 0 | 0 | 0 | 0 | 0
1999 | 4 | 9 | 0.3 | 0.3 | 0.25 | 0 | 0.3 | 0.25 | 0 | 0 | 0 | 0 | 0 | 0 | 0
1999 | 4 | 10 | 0 | 0 | 0 | 0 | 0 | 0 | 0 | 0 | 0 | 0 | 0 | 0 | 0
1999 | 4 | 11 | 0.35 | 0.35 | 0.3 | 0 | 0.35 | 0.3 | 0 | 0 | 0 | 0 | 0 | 0 | 0
1999 | 4 | 12 | 0 | 0 | 0 | 0 | 0 | 0 | 0 | 0 | 0 | 0 | 0 | 0 | 0
1999 | 4 | 13 | 0 | 0 | 0 | 0 | 0 | 0 | 0 | 0 | 0 | 0 | 0 | 0 | 0
1999 | 4 | 14 | 0 | 0 | 0 | 0 | 0 | 0 | 0 | 0 | 0 | 0 | 0 | 0 | 0
1999 | 4 | 15 | 0.14 | 0.14 | 0.09 | 0 | 0.14 | 0.09 | 0 | 0 | 0 | 0 | 0 | 0 | 0
1999 | 4 | 16 | 0 | 0 | 0 | 0 | 0 | 0 | 0 | 0 | 0 | 0 | 0 | 0 | 0
1999 | 4 | 17 | 0 | 0 | 0 | 0 | 0 | 0 | 0 | 0 | 0 | 0 | 0 | 0 | 0
1999 | 4 | 18 | 0 | 0 | 0 | 0 | 0 | 0 | 0 | 0 | 0 | 0 | 0 | 0 | 0
1999 | 4 | 19 | 0 | 0 | 0 | 0 | 0 | 0 | 0 | 0 | 0 | 0 | 0 | 0 | 0
1999 | 4 | 20 | 0.03 | 0.03 | 0 | 0 | 0.03 | 0 | 0 | 0 | 0 | 0 | 0 | 0 | 0
1999 | 4 | 21 | 0.16 | 0.16 | 0.11 | 0 | 0.16 | 0.11 | 0 | 0 | 0 | 0 | 0 | 0 | 0
1999 | 4 | 22 | 0.02 | 0.02 | 0 | 0 | 0.02 | 0 | 0 | 0 | 0 | 0 | 0 | 0 | 0
1999 | 4 | 23 | 0.28 | 0.28 | 0.23 | 0 | 0.28 | 0.23 | 0 | 0 | 0 | 0 | 0 | 0 | 0
1999 | 4 | 24 | 0 | 0 | 0 | 0 | 0 | 0 | 0 | 0 | 0 | 0 | 0 | 0 | 0
1999 | 4 | 25 | 0 | 0 | 0 | 0 | 0 | 0 | 0 | 0 | 0 | 0 | 0 | 0 | 0
1999 | 4 | 26 | 0 | 0 | 0 | 0 | 0 | 0 | 0 | 0 | 0 | 0 | 0 | 0 | 0
1999 | 4 | 27 | 0 | 0 | 0 | 0 | 0 | 0 | 0 | 0 | 0 | 0 | 0 | 0 | 0
1999 | 4 | 28 | 0 | 0 | 0 | 0 | 0 | 0 | 0 | 0 | 0 | 0 | 0 | 0 | 0
1999 | 4 | 29 | 0 | 0 | 0 | 0 | 0 | 0 | 0 | 0 | 0 | 0 | 0 | 0 | 0
1999 | 4 | 30 | 0 | 0 | 0 | 0 | 0 | 0 | 0 | 0 | 0 | 0 | 0 | 0 | 0
1999 | 5 | 1 | 0 | 0 | 0 | 0 | 0 | 0 | 0 | 0 | 0 | 0 | 0 | 0 | 0
1999 | 5 | 2 | 0 | 0 | 0 | 0 | 0 | 0 | 0 | 0 | 0 | 0 | 0 | 0 | 0
1999 | 5 | 3 | 0 | 0 | 0 | 0 | 0 | 0 | 0 | 0 | 0 | 0 | 0 | 0 | 0
1999 | 5 | 4 | 0 | 0 | 0 | 0 | 0 | 0 | 0 | 0 | 0 | 0 | 0 | 0 | 0
1999 | 5 | 5 | 0 | 0 | 0 | 0 | 0 | 0 | 0 | 0 | 0 | 0 | 0 | 0 | 0
1999 | 5 | 6 | 0 | 0 | 0 | 0 | 0 | 0 | 0 | 0 | 0 | 0 | 0 | 0 | 0
1999 | 5 | 7 | 0.17 | 0.17 | 0.12 | 0 | 0.17 | 0.12 | 0 | 0 | 0 | 0 | 0 | 0 | 0
1999 | 5 | 8 | 0.08 | 0.08 | 0.03 | 0 | 0.08 | 0.03 | 0 | 0 | 0 | 0 | 0 | 0 | 0
1999 | 5 | 9 | 0 | 0 | 0 | 0 | 0 | 0 | 0 | 0 | 0 | 0 | 0 | 0 | 0
1999 | 5 | 10 | 0 | 0 | 0 | 0 | 0 | 0 | 0 | 0 | 0 | 0 | 0 | 0 | 0
1999 | 5 | 11 | 0 | 0 | 0 | 0 | 0 | 0 | 0 | 0 | 0 | 0 | 0 | 0 | 0
1999 | 5 | 12 | 0 | 0 | 0 | 0 | 0 | 0 | 0 | 0 | 0 | 0 | 0 | 0 | 0
1999 | 5 | 13 | 0 | 0 | 0 | 0 | 0 | 0 | 0 | 0 | 0 | 0 | 0 | 0 | 0
1999 | 5 | 14 | 0 | 0 | 0 | 0 | 0 | 0 | 0 | 0 | 0 | 0 | 0 | 0 | 0
1999 | 5 | 15 | 0 | 0 | 0 | 0 | 0 | 0 | 0 | 0 | 0 | 0 | 0 | 0 | 0
1999 | 5 | 16 | 0 | 0 | 0 | 0 | 0 | 0 | 0 | 0 | 0 | 0 | 0 | 0 | 0
1999 | 5 | 17 | 0 | 0 | 0 | 0 | 0 | 0 | 0 | 0 | 0 | 0 | 0 | 0 | 0
1999 | 5 | 18 | 0 | 0 | 0 | 0 | 0 | 0 | 0 | 0 | 0 | 0 | 0 | 0 | 0
1999 | 5 | 19 | 0 | 0 | 0 | 0 | 0 | 0 | 0 | 0 | 0 | 0 | 0 | 0 | 0
1999 | 5 | 20 | 0 | 0 | 0 | 0 | 0 | 0 | 0 | 0 | 0 | 0 | 0 | 0 | 0
1999 | 5 | 21 | 0 | 0 | 0 | 0 | 0 | 0 | 0 | 0 | 0 | 0 | 0 | 0 | 0
1999 | 5 | 22 | 0.68 | 0.68 | 0.63 | 0 | 0.68 | 0.63 | 0 | 0 | 0 | 0 | 0 | 0 | 0
1999 | 5 | 23 | 0.03 | 0.03 | 0 | 0 | 0.03 | 0 | 0 | 0 | 0 | 0 | 0 | 0 | 0
1999 | 5 | 24 | 0.32 | 0.32 | 0.27 | 0 | 0.32 | 0.27 | 0 | 0 | 0 | 0 | 0 | 0 | 0
1999 | 5 | 25 | 0 | 0 | 0 | 0 | 0 | 0 | 0 | 0 | 0 | 0 | 0 | 0 | 0
1999 | 5 | 26 | 0 | 0 | 0 | 0 | 0 | 0 | 0 | 0 | 0 | 0 | 0 | 0 | 0
1999 | 5 | 27 | 0 | 0 | 0 | 0 | 0 | 0 | 0 | 0 | 0 | 0 | 0 | 0 | 0
1999 | 5 | 28 | 0 | 0 | 0 | 0 | 0 | 0 | 0 | 0 | 0 | 0 | 0 | 0 | 0
1999 | 5 | 29 | 0 | 0 | 0 | 0 | 0 | 0 | 0 | 0 | 0 | 0 | 0 | 0 | 0
1999 | 5 | 30 | 0 | 0 | 0 | 0 | 0 | 0 | 0 | 0 | 0 | 0 | 0 | 0 | 0
1999 | 5 | 31 | 0 | 0 | 0 | 0 | 0 | 0 | 0 | 0 | 0 | 0 | 0 | 0 | 0
1999 | 6 | 1 | 0 | 0 | 0 | 0 | 0 | 0 | 0 | 0 | 0 | 0 | 0 | 0 | 0
1999 | 6 | 2 | 0 | 0 | 0 | 0 | 0 | 0 | 0 | 0 | 0 | 0 | 0 | 0 | 0
1999 | 6 | 3 | 0 | 0 | 0 | 0 | 0 | 0 | 0 | 0 | 0 | 0 | 0 | 0 | 0
1999 | 6 | 4 | 0 | 0 | 0 | 0 | 0 | 0 | 0 | 0 | 0 | 0 | 0 | 0 | 0
1999 | 6 | 5 | 0 | 0 | 0 | 0 | 0 | 0 | 0 | 0 | 0 | 0 | 0 | 0 | 0
1999 | 6 | 6 | 0 | 0 | 0 | 0 | 0 | 0 | 0 | 0 | 0 | 0 | 0 | 0 | 0
1999 | 6 | 7 | 0 | 0 | 0 | 0 | 0 | 0 | 0 | 0 | 0 | 0 | 0 | 0 | 0
1999 | 6 | 8 | 0 | 0 | 0 | 0 | 0 | 0 | 0 | 0 | 0 | 0 | 0 | 0 | 0
1999 | 6 | 9 | 0 | 0 | 0 | 0 | 0 | 0 | 0 | 0 | 0 | 0 | 0 | 0 | 0
1999 | 6 | 10 | 0 | 0 | 0 | 0 | 0 | 0 | 0 | 0 | 0 | 0 | 0 | 0 | 0
1999 | 6 | 11 | 0 | 0 | 0 | 0 | 0 | 0 | 0 | 0 | 0 | 0 | 0 | 0 | 0
1999 | 6 | 12 | 0 | 0 | 0 | 0 | 0 | 0 | 0 | 0 | 0 | 0 | 0 | 0 | 0
1999 | 6 | 13 | 0.07 | 0.07 | 0.02 | 0 | 0.07 | 0.02 | 0 | 0 | 0 | 0 | 0 | 0 | 0
1999 | 6 | 14 | 1.32 | 1 | 0.95 | 0 | 1 | 0.95 | 0 | 0 | 0 | 0 | 0 | 0 | 0
1999 | 6 | 15 | 0 | 0 | 0 | 0 | 0 | 0 | 0 | 0 | 0 | 0 | 0 | 0 | 0
1999 | 6 | 16 | 0.01 | 0.01 | 0 | 0 | 0.01 | 0 | 0 | 0 | 0 | 0 | 0 | 0 | 0
1999 | 6 | 17 | 0.16 | 0.16 | 0.11 | 0 | 0.16 | 0.11 | 0 | 0 | 0 | 0 | 0 | 0 | 0
1999 | 6 | 18 | 0 | 0 | 0 | 0 | 0 | 0 | 0 | 0 | 0 | 0 | 0 | 0 | 0
1999 | 6 | 19 | 0 | 0 | 0 | 0 | 0 | 0 | 0 | 0 | 0 | 0 | 0 | 0 | 0
1999 | 6 | 20 | 0.51 | 0.51 | 0.46 | 0 | 0.51 | 0.46 | 0 | 0 | 0 | 0 | 0 | 0 | 0
1999 | 6 | 21 | 0.03 | 0.03 | 0 | 0 | 0.03 | 0 | 0 | 0 | 0 | 0 | 0 | 0 | 0
1999 | 6 | 22 | 0 | 0 | 0 | 0 | 0 | 0 | 0 | 0 | 0 | 0 | 0 | 0 | 0
1999 | 6 | 23 | 0 | 0 | 0 | 0 | 0 | 0 | 0 | 0 | 0 | 0 | 0 | 0 | 0
1999 | 6 | 24 | 0 | 0 | 0 | 0 | 0 | 0 | 0 | 0 | 0 | 0 | 0 | 0 | 0
1999 | 6 | 25 | 0 | 0 | 0 | 0 | 0 | 0 | 0 | 0 | 0 | 0 | 0 | 0 | 0
1999 | 6 | 26 | 0 | 0 | 0 | 0 | 0 | 0 | 0 | 0 | 0 | 0 | 0 | 0 | 0
1999 | 6 | 27 | 0 | 0 | 0 | 0 | 0 | 0 | 0 | 0 | 0 | 0 | 0 | 0 | 0
1999 | 6 | 28 | 0.01 | 0.01 | 0 | 0 | 0.01 | 0 | 0 | 0 | 0 | 0 | 0 | 0 | 0
1999 | 6 | 29 | 0.15 | 0.15 | 0.1 | 0 | 0.15 | 0.1 | 0 | 0 | 0 | 0 | 0 | 0 | 0
1999 | 6 | 30 | 0 | 0 | 0 | 0 | 0 | 0 | 0 | 0 | 0 | 0 | 0 | 0 | 0
1999 | 7 | 1 | 0.04 | 0.04 | 0 | 0 | 0.04 | 0 | 0 | 0 | 0 | 0 | 0 | 0 | 0
1999 | 7 | 2 | 0.15 | 0.15 | 0.1 | 0 | 0.15 | 0.1 | 0 | 0 | 0 | 0 | 0 | 0 | 0
1999 | 7 | 3 | 0 | 0 | 0 | 0 | 0 | 0 | 0 | 0 | 0 | 0 | 0 | 0 | 0
1999 | 7 | 4 | 0 | 0 | 0 | 0 | 0 | 0 | 0 | 0 | 0 | 0 | 0 | 0 | 0
1999 | 7 | 5 | 0 | 0 | 0 | 0 | 0 | 0 | 0 | 0 | 0 | 0 | 0 | 0 | 0
1999 | 7 | 6 | 0 | 0 | 0 | 0 | 0 | 0 | 0 | 0 | 0 | 0 | 0 | 0 | 0
1999 | 7 | 7 | 0 | 0 | 0 | 0 | 0 | 0 | 0 | 0 | 0 | 0 | 0 | 0 | 0
1999 | 7 | 8 | 0 | 0 | 0 | 0 | 0 | 0 | 0 | 0 | 0 | 0 | 0 | 0 | 0
1999 | 7 | 9 | 0 | 0 | 0 | 0 | 0 | 0 | 0 | 0 | 0 | 0 | 0 | 0 | 0
1999 | 7 | 10 | 0.05 | 0.05 | 0 | 0 | 0.05 | 0 | 0 | 0 | 0 | 0 | 0 | 0 | 0
1999 | 7 | 11 | 0 | 0 | 0 | 0 | 0 | 0 | 0 | 0 | 0 | 0 | 0 | 0 | 0
1999 | 7 | 12 | 0.28 | 0.28 | 0.23 | 0 | 0.28 | 0.23 | 0 | 0 | 0 | 0 | 0 | 0 | 0
1999 | 7 | 13 | 0 | 0 | 0 | 0 | 0 | 0 | 0 | 0 | 0 | 0 | 0 | 0 | 0
1999 | 7 | 14 | 0 | 0 | 0 | 0 | 0 | 0 | 0 | 0 | 0 | 0 | 0 | 0 | 0
1999 | 7 | 15 | 0 | 0 | 0 | 0 | 0 | 0 | 0 | 0 | 0 | 0 | 0 | 0 | 0
1999 | 7 | 16 | 0 | 0 | 0 | 0 | 0 | 0 | 0 | 0 | 0 | 0 | 0 | 0 | 0
1999 | 7 | 17 | 0 | 0 | 0 | 0 | 0 | 0 | 0 | 0 | 0 | 0 | 0 | 0 | 0
1999 | 7 | 18 | 0 | 0 | 0 | 0 | 0 | 0 | 0 | 0 | 0 | 0 | 0 | 0 | 0
1999 | 7 | 19 | 0 | 0 | 0 | 0 | 0 | 0 | 0 | 0 | 0 | 0 | 0 | 0 | 0
1999 | 7 | 20 | 0 | 0 | 0 | 0 | 0 | 0 | 0 | 0 | 0 | 0 | 0 | 0 | 0
1999 | 7 | 21 | 0 | 0 | 0 | 0 | 0 | 0 | 0 | 0 | 0 | 0 | 0 | 0 | 0
1999 | 7 | 22 | 0.26 | 0.26 | 0.21 | 0 | 0.26 | 0.21 | 0 | 0 | 0 | 0 | 0 | 0 | 0
1999 | 7 | 23 | 0 | 0 | 0 | 0 | 0 | 0 | 0 | 0 | 0 | 0 | 0 | 0 | 0
1999 | 7 | 24 | 0.19 | 0.19 | 0.14 | 0 | 0.19 | 0.14 | 0 | 0 | 0 | 0 | 0 | 0 | 0
1999 | 7 | 25 | 0.02 | 0.02 | 0 | 0 | 0.02 | 0 | 0 | 0 | 0 | 0 | 0 | 0 | 0
1999 | 7 | 26 | 0 | 0 | 0 | 0 | 0 | 0 | 0 | 0 | 0 | 0 | 0 | 0 | 0
1999 | 7 | 27 | 0 | 0 | 0 | 0 | 0 | 0 | 0 | 0 | 0 | 0 | 0 | 0 | 0
1999 | 7 | 28 | 0.02 | 0.02 | 0 | 0 | 0.02 | 0 | 0 | 0 | 0 | 0 | 0 | 0 | 0
1999 | 7 | 29 | 0 | 0 | 0 | 0 | 0 | 0 | 0 | 0 | 0 | 0 | 0 | 0 | 0
1999 | 7 | 30 | 0 | 0 | 0 | 0 | 0 | 0 | 0 | 0 | 0 | 0 | 0 | 0 | 0
1999 | 7 | 31 | 0 | 0 | 0 | 0 | 0 | 0 | 0 | 0 | 0 | 0 | 0 | 0 | 0
1999 | 8 | 1 | 0 | 0 | 0 | 0 | 0 | 0 | 0 | 0 | 0 | 0 | 0 | 0 | 0
1999 | 8 | 2 | 0 | 0 | 0 | 0 | 0 | 0 | 0 | 0 | 0 | 0 | 0 | 0 | 0
1999 | 8 | 3 | 0 | 0 | 0 | 0 | 0 | 0 | 0 | 0 | 0 | 0 | 0 | 0 | 0
1999 | 8 | 4 | 0 | 0 | 0 | 0 | 0 | 0 | 0 | 0 | 0 | 0 | 0 | 0 | 0
1999 | 8 | 5 | 0 | 0 | 0 | 0 | 0 | 0 | 0 | 0 | 0 | 0 | 0 | 0 | 0
1999 | 8 | 6 | 0 | 0 | 0 | 0 | 0 | 0 | 0 | 0 | 0 | 0 | 0 | 0 | 0
1999 | 8 | 7 | 0 | 0 | 0 | 0 | 0 | 0 | 0 | 0 | 0 | 0 | 0 | 0 | 0
1999 | 8 | 8 | 0.02 | 0.02 | 0 | 0 | 0.02 | 0 | 0 | 0 | 0 | 0 | 0 | 0 | 0
1999 | 8 | 9 | 0 | 0 | 0 | 0 | 0 | 0 | 0 | 0 | 0 | 0 | 0 | 0 | 0
1999 | 8 | 10 | 0 | 0 | 0 | 0 | 0 | 0 | 0 | 0 | 0 | 0 | 0 | 0 | 0
1999 | 8 | 11 | 0 | 0 | 0 | 0 | 0 | 0 | 0 | 0 | 0 | 0 | 0 | 0 | 0
1999 | 8 | 12 | 0 | 0 | 0 | 0 | 0 | 0 | 0 | 0 | 0 | 0 | 0 | 0 | 0
1999 | 8 | 13 | 0.03 | 0.03 | 0 | 0 | 0.03 | 0 | 0 | 0 | 0 | 0 | 0 | 0 | 0
1999 | 8 | 14 | 0.33 | 0.33 | 0.28 | 0 | 0.33 | 0.28 | 0 | 0 | 0 | 0 | 0 | 0 | 0
1999 | 8 | 15 | 0 | 0 | 0 | 0 | 0 | 0 | 0 | 0 | 0 | 0 | 0 | 0 | 0
1999 | 8 | 16 | 0 | 0 | 0 | 0 | 0 | 0 | 0 | 0 | 0 | 0 | 0 | 0 | 0
1999 | 8 | 17 | 0 | 0 | 0 | 0 | 0 | 0 | 0 | 0 | 0 | 0 | 0 | 0 | 0
1999 | 8 | 18 | 0 | 0 | 0 | 0 | 0 | 0 | 0 | 0 | 0 | 0 | 0 | 0 | 0
1999 | 8 | 19 | 0 | 0 | 0 | 0 | 0 | 0 | 0 | 0 | 0 | 0 | 0 | 0 | 0
1999 | 8 | 20 | 0.16 | 0.16 | 0.11 | 0 | 0.16 | 0.11 | 0 | 0 | 0 | 0 | 0 | 0 | 0
1999 | 8 | 21 | 0.1 | 0.1 | 0.05 | 0 | 0.1 | 0.05 | 0 | 0 | 0 | 0 | 0 | 0 | 0
1999 | 8 | 22 | 0 | 0 | 0 | 0 | 0 | 0 | 0 | 0 | 0 | 0 | 0 | 0 | 0
1999 | 8 | 23 | 0.08 | 0.08 | 0.03 | 0 | 0.08 | 0.03 | 0 | 0 | 0 | 0 | 0 | 0 | 0
1999 | 8 | 24 | 0.68 | 0.68 | 0.63 | 0 | 0.68 | 0.63 | 0 | 0 | 0 | 0 | 0 | 0 | 0
1999 | 8 | 25 | 1.37 | 1 | 0.95 | 0 | 1 | 0.95 | 0 | 0 | 0 | 0 | 0 | 0 | 0
1999 | 8 | 26 | 2.03 | 1 | 0.95 | 0 | 1 | 0.95 | 0 | 0 | 0 | 0 | 0 | 0 | 0
1999 | 8 | 27 | 0.22 | 0.22 | 0.17 | 0 | 0.22 | 0.17 | 0 | 0 | 0 | 0 | 0 | 0 | 0
1999 | 8 | 28 | 0 | 0 | 0 | 0 | 0 | 0 | 0 | 0 | 0 | 0 | 0 | 0 | 0
1999 | 8 | 29 | 0 | 0 | 0 | 0 | 0 | 0 | 0 | 0 | 0 | 0 | 0 | 0 | 0
1999 | 8 | 30 | 0 | 0 | 0 | 0 | 0 | 0 | 0 | 0 | 0 | 0 | 0 | 0 | 0
1999 | 8 | 31 | 0 | 0 | 0 | 0 | 0 | 0 | 0 | 0 | 0 | 0 | 0 | 0 | 0
1999 | 9 | 1 | 0 | 0 | 0 | 0 | 0 | 0 | 0 | 0 | 0 | 0 | 0 | 0 | 0
1999 | 9 | 2 | 0 | 0 | 0 | 0 | 0 | 0 | 0 | 0 | 0 | 0 | 0 | 0 | 0
1999 | 9 | 3 | 0 | 0 | 0 | 0 | 0 | 0 | 0 | 0 | 0 | 0 | 0 | 0 | 0
1999 | 9 | 4 | 0.88 | 0.88 | 0.83 | 0 | 0.88 | 0.83 | 0 | 0 | 0 | 0 | 0 | 0 | 0
1999 | 9 | 5 | 0.37 | 0.37 | 0.32 | 0 | 0.37 | 0.32 | 0 | 0 | 0 | 0 | 0 | 0 | 0
1999 | 9 | 6 | 1.06 | 1 | 0.95 | 0 | 1 | 0.95 | 0 | 0 | 0 | 0 | 0 | 0 | 0
1999 | 9 | 7 | 0 | 0 | 0 | 0 | 0 | 0 | 0 | 0 | 0 | 0 | 0 | 0 | 0
1999 | 9 | 8 | 0.2 | 0.2 | 0.15 | 0 | 0.2 | 0.15 | 0 | 0 | 0 | 0 | 0 | 0 | 0
1999 | 9 | 9 | 0.33 | 0.33 | 0.28 | 0 | 0.33 | 0.28 | 0 | 0 | 0 | 0 | 0 | 0 | 0
1999 | 9 | 10 | 0.04 | 0.04 | 0 | 0 | 0.04 | 0 | 0 | 0 | 0 | 0 | 0 | 0 | 0
1999 | 9 | 11 | 0 | 0 | 0 | 0 | 0 | 0 | 0 | 0 | 0 | 0 | 0 | 0 | 0
1999 | 9 | 12 | 0 | 0 | 0 | 0 | 0 | 0 | 0 | 0 | 0 | 0 | 0 | 0 | 0
1999 | 9 | 13 | 0 | 0 | 0 | 0 | 0 | 0 | 0 | 0 | 0 | 0 | 0 | 0 | 0
1999 | 9 | 14 | 0 | 0 | 0 | 0 | 0 | 0 | 0 | 0 | 0 | 0 | 0 | 0 | 0
1999 | 9 | 15 | 0.9 | 0.9 | 0.85 | 0 | 0.9 | 0.85 | 0 | 0 | 0 | 0 | 0 | 0 | 0
1999 | 9 | 16 | 3.67 | 1 | 0.95 | 0 | 1 | 0.95 | 0 | 0 | 0 | 0 | 0 | 0 | 0
1999 | 9 | 17 | 0 | 0 | 0 | 0 | 0 | 0 | 0 | 0 | 0 | 0 | 0 | 0 | 0
1999 | 9 | 18 | 0 | 0 | 0 | 0 | 0 | 0 | 0 | 0 | 0 | 0 | 0 | 0 | 0
1999 | 9 | 19 | 0 | 0 | 0 | 0 | 0 | 0 | 0 | 0 | 0 | 0 | 0 | 0 | 0
1999 | 9 | 20 | 0.06 | 0.06 | 0.01 | 0 | 0.06 | 0.01 | 0 | 0 | 0 | 0 | 0 | 0 | 0
1999 | 9 | 21 | 0.95 | 0.95 | 0.9 | 0 | 0.95 | 0.9 | 0 | 0 | 0 | 0 | 0 | 0 | 0
1999 | 9 | 22 | 0.09 | 0.09 | 0.04 | 0 | 0.09 | 0.04 | 0 | 0 | 0 | 0 | 0 | 0 | 0
1999 | 9 | 23 | 0 | 0 | 0 | 0 | 0 | 0 | 0 | 0 | 0 | 0 | 0 | 0 | 0
1999 | 9 | 24 | 0 | 0 | 0 | 0 | 0 | 0 | 0 | 0 | 0 | 0 | 0 | 0 | 0
1999 | 9 | 25 | 0 | 0 | 0 | 0 | 0 | 0 | 0 | 0 | 0 | 0 | 0 | 0 | 0
1999 | 9 | 26 | 0 | 0 | 0 | 0 | 0 | 0 | 0 | 0 | 0 | 0 | 0 | 0 | 0
1999 | 9 | 27 | 0 | 0 | 0 | 0 | 0 | 0 | 0 | 0 | 0 | 0 | 0 | 0 | 0
1999 | 9 | 28 | 0.13 | 0.13 | 0.08 | 0 | 0.13 | 0.08 | 0 | 0 | 0 | 0 | 0 | 0 | 0
1999 | 9 | 29 | 0.86 | 0.86 | 0.81 | 0 | 0.86 | 0.81 | 0 | 0 | 0 | 0 | 0 | 0 | 0
1999 | 9 | 30 | 0.73 | 0.73 | 0.68 | 0 | 0.73 | 0.68 | 0 | 0 | 0 | 0 | 0 | 0 | 0
1999 | 10 | 1 | 0 | 0 | 0 | 0 | 0 | 0 | 0 | 0 | 0 | 0 | 0 | 0 | 0
1999 | 10 | 2 | 0 | 0 | 0 | 0 | 0 | 0 | 0 | 0 | 0 | 0 | 0 | 0 | 0
1999 | 10 | 3 | 0 | 0 | 0 | 0 | 0 | 0 | 0 | 0 | 0 | 0 | 0 | 0 | 0
1999 | 10 | 4 | 0.52 | 0.52 | 0.47 | 0 | 0.52 | 0.47 | 0 | 0 | 0 | 0 | 0 | 0 | 0
1999 | 10 | 5 | 0 | 0 | 0 | 0 | 0 | 0 | 0 | 0 | 0 | 0 | 0 | 0 | 0
1999 | 10 | 6 | 0 | 0 | 0 | 0 | 0 | 0 | 0 | 0 | 0 | 0 | 0 | 0 | 0
1999 | 10 | 7 | 0 | 0 | 0 | 0 | 0 | 0 | 0 | 0 | 0 | 0 | 0 | 0 | 0
1999 | 10 | 8 | 0 | 0 | 0 | 0 | 0 | 0 | 0 | 0 | 0 | 0 | 0 | 0 | 0
1999 | 10 | 9 | 0.02 | 0.02 | 0 | 0 | 0.02 | 0 | 0 | 0 | 0 | 0 | 0 | 0 | 0
1999 | 10 | 10 | 0.73 | 0.73 | 0.68 | 0 | 0.73 | 0.68 | 0 | 0 | 0 | 0 | 0 | 0 | 0
1999 | 10 | 11 | 0.01 | 0.01 | 0 | 0 | 0.01 | 0 | 0 | 0 | 0 | 0 | 0 | 0 | 0
1999 | 10 | 12 | 0 | 0 | 0 | 0 | 0 | 0 | 0 | 0 | 0 | 0 | 0 | 0 | 0
1999 | 10 | 13 | 0.04 | 0.04 | 0 | 0 | 0.04 | 0 | 0 | 0 | 0 | 0 | 0 | 0 | 0
1999 | 10 | 14 | 0 | 0 | 0 | 0 | 0 | 0 | 0 | 0 | 0 | 0 | 0 | 0 | 0
1999 | 10 | 15 | 0 | 0 | 0 | 0 | 0 | 0 | 0 | 0 | 0 | 0 | 0 | 0 | 0
1999 | 10 | 16 | 0 | 0 | 0 | 0 | 0 | 0 | 0 | 0 | 0 | 0 | 0 | 0 | 0
1999 | 10 | 17 | 0.12 | 0.12 | 0.07 | 0 | 0.12 | 0.07 | 0 | 0 | 0 | 0 | 0 | 0 | 0
1999 | 10 | 18 | 0 | 0 | 0 | 0 | 0 | 0 | 0 | 0 | 0 | 0 | 0 | 0 | 0
1999 | 10 | 19 | 0 | 0 | 0 | 0 | 0 | 0 | 0 | 0 | 0 | 0 | 0 | 0 | 0
1999 | 10 | 20 | 0.54 | 0.54 | 0.49 | 0 | 0.54 | 0.49 | 0 | 0 | 0 | 0 | 0 | 0 | 0
1999 | 10 | 21 | 0 | 0 | 0 | 0 | 0 | 0 | 0 | 0 | 0 | 0 | 0 | 0 | 0
1999 | 10 | 22 | 0.18 | 0.18 | 0.13 | 0 | 0.18 | 0.13 | 0 | 0 | 0 | 0 | 0 | 0 | 0
1999 | 10 | 23 | 0 | 0 | 0 | 0 | 0 | 0 | 0 | 0 | 0 | 0 | 0 | 0 | 0
1999 | 10 | 24 | 0 | 0 | 0 | 0 | 0 | 0 | 0 | 0 | 0 | 0 | 0 | 0 | 0
1999 | 10 | 25 | 0 | 0 | 0 | 0 | 0 | 0 | 0 | 0 | 0 | 0 | 0 | 0 | 0
1999 | 10 | 26 | 0 | 0 | 0 | 0 | 0 | 0 | 0 | 0 | 0 | 0 | 0 | 0 | 0
1999 | 10 | 27 | 0 | 0 | 0 | 0 | 0 | 0 | 0 | 0 | 0 | 0 | 0 | 0 | 0
1999 | 10 | 28 | 0 | 0 | 0 | 0 | 0 | 0 | 0 | 0 | 0 | 0 | 0 | 0 | 0
1999 | 10 | 29 | 0 | 0 | 0 | 0 | 0 | 0 | 0 | 0 | 0 | 0 | 0 | 0 | 0
1999 | 10 | 30 | 0 | 0 | 0 | 0 | 0 | 0 | 0 | 0 | 0 | 0 | 0 | 0 | 0
1999 | 10 | 31 | 0 | 0 | 0 | 0 | 0 | 0 | 0 | 0 | 0 | 0 | 0 | 0 | 0
1999 | 11 | 1 | 0 | 0 | 0 | 0 | 0 | 0 | 0 | 0 | 0 | 0 | 0 | 0 | 0
1999 | 11 | 2 | 0.26 | 0.26 | 0.21 | 0 | 0.26 | 0.21 | 0 | 0 | 0 | 0 | 0 | 0 | 0
1999 | 11 | 3 | 0 | 0 | 0 | 0 | 0 | 0 | 0 | 0 | 0 | 0 | 0 | 0 | 0
1999 | 11 | 4 | 0 | 0 | 0 | 0 | 0 | 0 | 0 | 0 | 0 | 0 | 0 | 0 | 0
1999 | 11 | 5 | 0 | 0 | 0 | 0 | 0 | 0 | 0 | 0 | 0 | 0 | 0 | 0 | 0
1999 | 11 | 6 | 0 | 0 | 0 | 0 | 0 | 0 | 0 | 0 | 0 | 0 | 0 | 0 | 0
1999 | 11 | 7 | 0 | 0 | 0 | 0 | 0 | 0 | 0 | 0 | 0 | 0 | 0 | 0 | 0
1999 | 11 | 8 | 0 | 0 | 0 | 0 | 0 | 0 | 0 | 0 | 0 | 0 | 0 | 0 | 0
1999 | 11 | 9 | 0 | 0 | 0 | 0 | 0 | 0 | 0 | 0 | 0 | 0 | 0 | 0 | 0
1999 | 11 | 10 | 0 | 0 | 0 | 0 | 0 | 0 | 0 | 0 | 0 | 0 | 0 | 0 | 0
1999 | 11 | 11 | 0 | 0 | 0 | 0 | 0 | 0 | 0 | 0 | 0 | 0 | 0 | 0 | 0
1999 | 11 | 12 | 0 | 0 | 0 | 0 | 0 | 0 | 0 | 0 | 0 | 0 | 0 | 0 | 0
1999 | 11 | 13 | 0 | 0 | 0 | 0 | 0 | 0 | 0 | 0 | 0 | 0 | 0 | 0 | 0
1999 | 11 | 14 | 0 | 0 | 0 | 0 | 0 | 0 | 0 | 0 | 0 | 0 | 0 | 0 | 0
1999 | 11 | 15 | 0 | 0 | 0 | 0 | 0 | 0 | 0 | 0 | 0 | 0 | 0 | 0 | 0
1999 | 11 | 16 | 0 | 0 | 0 | 0 | 0 | 0 | 0 | 0 | 0 | 0 | 0 | 0 | 0
1999 | 11 | 17 | 0 | 0 | 0 | 0 | 0 | 0 | 0 | 0 | 0 | 0 | 0 | 0 | 0
1999 | 11 | 18 | 0 | 0 | 0 | 0 | 0 | 0 | 0 | 0 | 0 | 0 | 0 | 0 | 0
1999 | 11 | 19 | 0 | 0 | 0 | 0 | 0 | 0 | 0 | 0 | 0 | 0 | 0 | 0 | 0
1999 | 11 | 20 | 0 | 0 | 0 | 0 | 0 | 0 | 0 | 0 | 0 | 0 | 0 | 0 | 0
1999 | 11 | 21 | 0 | 0 | 0 | 0 | 0 | 0 | 0 | 0 | 0 | 0 | 0 | 0 | 0
1999 | 11 | 22 | 0 | 0 | 0 | 0 | 0 | 0 | 0 | 0 | 0 | 0 | 0 | 0 | 0
1999 | 11 | 23 | 0 | 0 | 0 | 0 | 0 | 0 | 0 | 0 | 0 | 0 | 0 | 0 | 0
1999 | 11 | 24 | 0 | 0 | 0 | 0 | 0 | 0 | 0 | 0 | 0 | 0 | 0 | 0 | 0
1999 | 11 | 25 | 0.04 | 0.04 | 0 | 0 | 0.04 | 0 | 0 | 0 | 0 | 0 | 0 | 0 | 0
1999 | 11 | 26 | 1.52 | 1 | 0.95 | 0 | 1 | 0.95 | 0 | 0 | 0 | 0 | 0 | 0 | 0
1999 | 11 | 27 | 0 | 0 | 0 | 0 | 0 | 0 | 0 | 0 | 0 | 0 | 0 | 0 | 0
1999 | 11 | 28 | 0 | 0 | 0 | 0 | 0 | 0 | 0 | 0 | 0 | 0 | 0 | 0 | 0
1999 | 11 | 29 | 0 | 0 | 0 | 0 | 0 | 0 | 0 | 0 | 0 | 0 | 0 | 0 | 0
1999 | 11 | 30 | 0 | 0 | 0 | 0 | 0 | 0 | 0 | 0 | 0 | 0 | 0 | 0 | 0
1999 | 12 | 1 | 0 | 0 | 0 | 0 | 0 | 0 | 0 | 0 | 0 | 0 | 0 | 0 | 0
1999 | 12 | 2 | 0 | 0 | 0 | 0 | 0 | 0 | 0 | 0 | 0 | 0 | 0 | 0 | 0
1999 | 12 | 3 | 0 | 0 | 0 | 0 | 0 | 0 | 0 | 0 | 0 | 0 | 0 | 0 | 0
1999 | 12 | 4 | 0 | 0 | 0 | 0 | 0 | 0 | 0 | 0 | 0 | 0 | 0 | 0 | 0
1999 | 12 | 5 | 0 | 0 | 0 | 0 | 0 | 0 | 0 | 0 | 0 | 0 | 0 | 0 | 0
1999 | 12 | 6 | 0.5 | 0.5 | 0.45 | 0 | 0.5 | 0.45 | 0 | 0 | 0 | 0 | 0 | 0 | 0
1999 | 12 | 7 | 0 | 0 | 0 | 0 | 0 | 0 | 0 | 0 | 0 | 0 | 0 | 0 | 0
1999 | 12 | 8 | 0 | 0 | 0 | 0 | 0 | 0 | 0 | 0 | 0 | 0 | 0 | 0 | 0
1999 | 12 | 9 | 0 | 0 | 0 | 0 | 0 | 0 | 0 | 0 | 0 | 0 | 0 | 0 | 0
1999 | 12 | 10 | 0.52 | 0.52 | 0.47 | 0 | 0.52 | 0.47 | 0 | 0 | 0 | 0 | 0 | 0 | 0
1999 | 12 | 11 | 0 | 0 | 0 | 0 | 0 | 0 | 0 | 0 | 0 | 0 | 0 | 0 | 0
1999 | 12 | 12 | 0 | 0 | 0 | 0 | 0 | 0 | 0 | 0 | 0 | 0 | 0 | 0 | 0
1999 | 12 | 13 | 0.41 | 0.41 | 0.36 | 0 | 0.41 | 0.36 | 0 | 0 | 0 | 0 | 0 | 0 | 0
1999 | 12 | 14 | 0.9 | 0.9 | 0.85 | 0 | 0.9 | 0.85 | 0 | 0 | 0 | 0 | 0 | 0 | 0
1999 | 12 | 15 | 0 | 0 | 0 | 0 | 0 | 0 | 0 | 0 | 0 | 0 | 0 | 0 | 0
1999 | 12 | 16 | 0 | 0 | 0 | 0 | 0 | 0 | 0 | 0 | 0 | 0 | 0 | 0 | 0
1999 | 12 | 17 | 0 | 0 | 0 | 0 | 0 | 0 | 0 | 0 | 0 | 0 | 0 | 0 | 0
1999 | 12 | 18 | 0 | 0 | 0 | 0 | 0 | 0 | 0 | 0 | 0 | 0 | 0 | 0 | 0
1999 | 12 | 19 | 0 | 0 | 0 | 0 | 0 | 0 | 0 | 0 | 0 | 0 | 0 | 0 | 0
1999 | 12 | 20 | 0.1 | 0.1 | 0.05 | 0 | 0.1 | 0.05 | 0 | 0 | 0 | 0 | 0 | 0 | 0
1999 | 12 | 21 | 0.03 | 0.03 | 0 | 0 | 0.03 | 0 | 0 | 0 | 0 | 0 | 0 | 0 | 0
1999 | 12 | 22 | 0.03 | 0.03 | 0 | 0 | 0.03 | 0 | 0 | 0 | 0 | 0 | 0 | 0 | 0
1999 | 12 | 23 | 0 | 0 | 0 | 0 | 0 | 0 | 0 | 0 | 0 | 0 | 0 | 0 | 0
1999 | 12 | 24 | 0 | 0 | 0 | 0 | 0 | 0 | 0 | 0 | 0 | 0 | 0 | 0 | 0
1999 | 12 | 25 | 0 | 0 | 0 | 0 | 0 | 0 | 0 | 0 | 0 | 0 | 0 | 0 | 0
1999 | 12 | 26 | 0 | 0 | 0 | 0 | 0 | 0 | 0 | 0 | 0 | 0 | 0 | 0 | 0
1999 | 12 | 27 | 0 | 0 | 0 | 0 | 0 | 0 | 0 | 0 | 0 | 0 | 0 | 0 | 0
1999 | 12 | 28 | 0 | 0 | 0 | 0 | 0 | 0 | 0 | 0 | 0 | 0 | 0 | 0 | 0
1999 | 12 | 29 | 0 | 0 | 0 | 0 | 0 | 0 | 0 | 0 | 0 | 0 | 0 | 0 | 0
1999 | 12 | 30 | 0 | 0 | 0 | 0 | 0 | 0 | 0 | 0 | 0 | 0 | 0 | 0 | 0
1999 | 12 | 31 | 0 | 0 | 0 | 0 | 0 | 0 | 0 | 0 | 0 | 0 | 0 | 0 | 0
2000 | 1 | 1 | 0 | 0 | 0 | 0 | 0 | 0 | 0 | 0 | 0 | 0 | 0 | 0 | 0
2000 | 1 | 2 | 0 | 0 | 0 | 0 | 0 | 0 | 0 | 0 | 0 | 0 | 0 | 0 | 0
2000 | 1 | 3 | 0 | 0 | 0 | 0 | 0 | 0 | 0 | 0 | 0 | 0 | 0 | 0 | 0
2000 | 1 | 4 | 1.22 | 1 | 0.95 | 0 | 1 | 0.95 | 0 | 0 | 0 | 0 | 0 | 0 | 0
2000 | 1 | 5 | 0 | 0 | 0 | 0 | 0 | 0 | 0 | 0 | 0 | 0 | 0 | 0 | 0
2000 | 1 | 6 | 0 | 0 | 0 | 0 | 0 | 0 | 0 | 0 | 0 | 0 | 0 | 0 | 0
2000 | 1 | 7 | 0 | 0 | 0 | 0 | 0 | 0 | 0 | 0 | 0 | 0 | 0 | 0 | 0
2000 | 1 | 8 | 0 | 0 | 0 | 0 | 0 | 0 | 0 | 0 | 0 | 0 | 0 | 0 | 0
2000 | 1 | 9 | 0 | 0 | 0 | 0 | 0 | 0 | 0 | 0 | 0 | 0 | 0 | 0 | 0
2000 | 1 | 10 | 0.68 | 0.68 | 0.63 | 0 | 0.68 | 0.63 | 0 | 0 | 0 | 0 | 0 | 0 | 0
2000 | 1 | 11 | 0.01 | 0.01 | 0 | 0 | 0.01 | 0 | 0 | 0 | 0 | 0 | 0 | 0 | 0
2000 | 1 | 12 | 0 | 0 | 0 | 0 | 0 | 0 | 0 | 0 | 0 | 0 | 0 | 0 | 0
2000 | 1 | 13 | 0 | 0 | 0 | 0 | 0 | 0 | 0 | 0 | 0 | 0 | 0 | 0 | 0
2000 | 1 | 14 | 0 | 0 | 0 | 0 | 0 | 0 | 0 | 0 | 0 | 0 | 0 | 0 | 0
2000 | 1 | 15 | 0 | 0 | 0 | 0 | 0 | 0 | 0 | 0 | 0 | 0 | 0 | 0 | 0
2000 | 1 | 16 | 0 | 0 | 0 | 0 | 0 | 0 | 0 | 0 | 0 | 0 | 0 | 0 | 0
2000 | 1 | 17 | 0 | 0 | 0 | 0 | 0 | 0 | 0 | 0 | 0 | 0 | 0 | 0 | 0
2000 | 1 | 18 | 0 | 0 | 0 | 0 | 0 | 0 | 0 | 0 | 0 | 0 | 0 | 0 | 0
2000 | 1 | 19 | 0 | 0 | 0 | 0 | 0 | 0 | 0 | 0 | 0 | 0 | 0 | 0 | 0
2000 | 1 | 20 | 0.2 | 0.2 | 0.15 | 0 | 0.2 | 0.15 | 0 | 0 | 0 | 0 | 0 | 0 | 0
2000 | 1 | 21 | 0 | 0 | 0 | 0 | 0 | 0 | 0 | 0 | 0 | 0 | 0 | 0 | 0
2000 | 1 | 22 | 0 | 0 | 0 | 0 | 0 | 0 | 0 | 0 | 0 | 0 | 0 | 0 | 0
2000 | 1 | 23 | 0 | 0 | 0 | 0 | 0 | 0 | 0 | 0 | 0 | 0 | 0 | 0 | 0
2000 | 1 | 24 | 0 | 0 | 0 | 0 | 0 | 0 | 0 | 0 | 0 | 0 | 0 | 0 | 0
2000 | 1 | 25 | 0.85 | 0.85 | 0.8 | 0 | 0.85 | 0.8 | 0 | 0 | 0 | 0 | 0 | 0 | 0
2000 | 1 | 26 | 0 | 0 | 0 | 0 | 0 | 0 | 0 | 0 | 0 | 0 | 0 | 0 | 0
2000 | 1 | 27 | 0 | 0 | 0 | 0 | 0 | 0 | 0 | 0 | 0 | 0 | 0 | 0 | 0
2000 | 1 | 28 | 0 | 0 | 0 | 0 | 0 | 0 | 0 | 0 | 0 | 0 | 0 | 0 | 0
2000 | 1 | 29 | 0 | 0 | 0 | 0 | 0 | 0 | 0 | 0 | 0 | 0 | 0 | 0 | 0
2000 | 1 | 30 | 0.7 | 0.7 | 0.65 | 0 | 0.7 | 0.65 | 0 | 0 | 0 | 0 | 0 | 0 | 0
2000 | 1 | 31 | 0 | 0 | 0 | 0 | 0 | 0 | 0 | 0 | 0 | 0 | 0 | 0 | 0
2000 | 2 | 1 | 0 | 0 | 0 | 0 | 0 | 0 | 0 | 0 | 0 | 0 | 0 | 0 | 0
2000 | 2 | 2 | 0 | 0 | 0 | 0 | 0 | 0 | 0 | 0 | 0 | 0 | 0 | 0 | 0
2000 | 2 | 3 | 0 | 0 | 0 | 0 | 0 | 0 | 0 | 0 | 0 | 0 | 0 | 0 | 0
2000 | 2 | 4 | 0.03 | 0.03 | 0 | 0 | 0.03 | 0 | 0 | 0 | 0 | 0 | 0 | 0 | 0
2000 | 2 | 5 | 0 | 0 | 0 | 0 | 0 | 0 | 0 | 0 | 0 | 0 | 0 | 0 | 0
2000 | 2 | 6 | 0 | 0 | 0 | 0 | 0 | 0 | 0 | 0 | 0 | 0 | 0 | 0 | 0
2000 | 2 | 7 | 0 | 0 | 0 | 0 | 0 | 0 | 0 | 0 | 0 | 0 | 0 | 0 | 0
2000 | 2 | 8 | 0 | 0 | 0 | 0 | 0 | 0 | 0 | 0 | 0 | 0 | 0 | 0 | 0
2000 | 2 | 9 | 0 | 0 | 0 | 0 | 0 | 0 | 0 | 0 | 0 | 0 | 0 | 0 | 0
2000 | 2 | 10 | 0 | 0 | 0 | 0 | 0 | 0 | 0 | 0 | 0 | 0 | 0 | 0 | 0
2000 | 2 | 11 | 0.01 | 0.01 | 0 | 0 | 0.01 | 0 | 0 | 0 | 0 | 0 | 0 | 0 | 0
2000 | 2 | 12 | 0 | 0 | 0 | 0 | 0 | 0 | 0 | 0 | 0 | 0 | 0 | 0 | 0
2000 | 2 | 13 | 0.06 | 0.06 | 0.01 | 0 | 0.06 | 0.01 | 0 | 0 | 0 | 0 | 0 | 0 | 0
2000 | 2 | 14 | 0.4 | 0.4 | 0.35 | 0 | 0.4 | 0.35 | 0 | 0 | 0 | 0 | 0 | 0 | 0
2000 | 2 | 15 | 0 | 0 | 0 | 0 | 0 | 0 | 0 | 0 | 0 | 0 | 0 | 0 | 0
2000 | 2 | 16 | 0.01 | 0.01 | 0 | 0 | 0.01 | 0 | 0 | 0 | 0 | 0 | 0 | 0 | 0
2000 | 2 | 17 | 0 | 0 | 0 | 0 | 0 | 0 | 0 | 0 | 0 | 0 | 0 | 0 | 0
2000 | 2 | 18 | 0.58 | 0.58 | 0.53 | 0 | 0.58 | 0.53 | 0 | 0 | 0 | 0 | 0 | 0 | 0
2000 | 2 | 19 | 0.19 | 0.19 | 0.14 | 0 | 0.19 | 0.14 | 0 | 0 | 0 | 0 | 0 | 0 | 0
2000 | 2 | 20 | 0 | 0 | 0 | 0 | 0 | 0 | 0 | 0 | 0 | 0 | 0 | 0 | 0
2000 | 2 | 21 | 0 | 0 | 0 | 0 | 0 | 0 | 0 | 0 | 0 | 0 | 0 | 0 | 0
2000 | 2 | 22 | 0 | 0 | 0 | 0 | 0 | 0 | 0 | 0 | 0 | 0 | 0 | 0 | 0
2000 | 2 | 23 | 0 | 0 | 0 | 0 | 0 | 0 | 0 | 0 | 0 | 0 | 0 | 0 | 0
2000 | 2 | 24 | 0 | 0 | 0 | 0 | 0 | 0 | 0 | 0 | 0 | 0 | 0 | 0 | 0
2000 | 2 | 25 | 0 | 0 | 0 | 0 | 0 | 0 | 0 | 0 | 0 | 0 | 0 | 0 | 0
2000 | 2 | 26 | 0 | 0 | 0 | 0 | 0 | 0 | 0 | 0 | 0 | 0 | 0 | 0 | 0
2000 | 2 | 27 | 0.64 | 0.64 | 0.59 | 0 | 0.64 | 0.59 | 0 | 0 | 0 | 0 | 0 | 0 | 0
2000 | 2 | 28 | 0.14 | 0.14 | 0.09 | 0 | 0.14 | 0.09 | 0 | 0 | 0 | 0 | 0 | 0 | 0
2000 | 2 | 29 | 0 | 0 | 0 | 0 | 0 | 0 | 0 | 0 | 0 | 0 | 0 | 0 | 0
2000 | 3 | 1 | 0 | 0 | 0 | 0 | 0 | 0 | 0 | 0 | 0 | 0 | 0 | 0 | 0
2000 | 3 | 2 | 0 | 0 | 0 | 0 | 0 | 0 | 0 | 0 | 0 | 0 | 0 | 0 | 0
2000 | 3 | 3 | 0 | 0 | 0 | 0 | 0 | 0 | 0 | 0 | 0 | 0 | 0 | 0 | 0
2000 | 3 | 4 | 0 | 0 | 0 | 0 | 0 | 0 | 0 | 0 | 0 | 0 | 0 | 0 | 0
2000 | 3 | 5 | 0 | 0 | 0 | 0 | 0 | 0 | 0 | 0 | 0 | 0 | 0 | 0 | 0
2000 | 3 | 6 | 0 | 0 | 0 | 0 | 0 | 0 | 0 | 0 | 0 | 0 | 0 | 0 | 0
2000 | 3 | 7 | 0 | 0 | 0 | 0 | 0 | 0 | 0 | 0 | 0 | 0 | 0 | 0 | 0
2000 | 3 | 8 | 0 | 0 | 0 | 0 | 0 | 0 | 0 | 0 | 0 | 0 | 0 | 0 | 0
2000 | 3 | 9 | 0 | 0 | 0 | 0 | 0 | 0 | 0 | 0 | 0 | 0 | 0 | 0 | 0
2000 | 3 | 10 | 0 | 0 | 0 | 0 | 0 | 0 | 0 | 0 | 0 | 0 | 0 | 0 | 0
2000 | 3 | 11 | 0.06 | 0.06 | 0.01 | 0 | 0.06 | 0.01 | 0 | 0 | 0 | 0 | 0 | 0 | 0
2000 | 3 | 12 | 0.18 | 0.18 | 0.13 | 0 | 0.18 | 0.13 | 0 | 0 | 0 | 0 | 0 | 0 | 0
2000 | 3 | 13 | 0 | 0 | 0 | 0 | 0 | 0 | 0 | 0 | 0 | 0 | 0 | 0 | 0
2000 | 3 | 14 | 0 | 0 | 0 | 0 | 0 | 0 | 0 | 0 | 0 | 0 | 0 | 0 | 0
2000 | 3 | 15 | 0 | 0 | 0 | 0 | 0 | 0 | 0 | 0 | 0 | 0 | 0 | 0 | 0
2000 | 3 | 16 | 0.3 | 0.3 | 0.25 | 0 | 0.3 | 0.25 | 0 | 0 | 0 | 0 | 0 | 0 | 0
2000 | 3 | 17 | 0.09 | 0.09 | 0.04 | 0 | 0.09 | 0.04 | 0 | 0 | 0 | 0 | 0 | 0 | 0
2000 | 3 | 18 | 0 | 0 | 0 | 0 | 0 | 0 | 0 | 0 | 0 | 0 | 0 | 0 | 0
2000 | 3 | 19 | 0 | 0 | 0 | 0 | 0 | 0 | 0 | 0 | 0 | 0 | 0 | 0 | 0
2000 | 3 | 20 | 0.01 | 0.01 | 0 | 0 | 0.01 | 0 | 0 | 0 | 0 | 0 | 0 | 0 | 0
2000 | 3 | 21 | 1.82 | 1 | 0.95 | 0 | 1 | 0.95 | 0 | 0 | 0 | 0 | 0 | 0 | 0
2000 | 3 | 22 | 0.16 | 0.16 | 0.11 | 0 | 0.16 | 0.11 | 0 | 0 | 0 | 0 | 0 | 0 | 0
2000 | 3 | 23 | 0 | 0 | 0 | 0 | 0 | 0 | 0 | 0 | 0 | 0 | 0 | 0 | 0
2000 | 3 | 24 | 0 | 0 | 0 | 0 | 0 | 0 | 0 | 0 | 0 | 0 | 0 | 0 | 0
2000 | 3 | 25 | 0.42 | 0.42 | 0.37 | 0 | 0.42 | 0.37 | 0 | 0 | 0 | 0 | 0 | 0 | 0
2000 | 3 | 26 | 0 | 0 | 0 | 0 | 0 | 0 | 0 | 0 | 0 | 0 | 0 | 0 | 0
2000 | 3 | 27 | 0.89 | 0.89 | 0.84 | 0 | 0.89 | 0.84 | 0 | 0 | 0 | 0 | 0 | 0 | 0
2000 | 3 | 28 | 0.05 | 0.05 | 0 | 0 | 0.05 | 0 | 0 | 0 | 0 | 0 | 0 | 0 | 0
2000 | 3 | 29 | 0 | 0 | 0 | 0 | 0 | 0 | 0 | 0 | 0 | 0 | 0 | 0 | 0
2000 | 3 | 30 | 0 | 0 | 0 | 0 | 0 | 0 | 0 | 0 | 0 | 0 | 0 | 0 | 0
2000 | 3 | 31 | 0 | 0 | 0 | 0 | 0 | 0 | 0 | 0 | 0 | 0 | 0 | 0 | 0
2000 | 4 | 1 | 0 | 0 | 0 | 0 | 0 | 0 | 0 | 0 | 0 | 0 | 0 | 0 | 0
2000 | 4 | 2 | 0.04 | 0.04 | 0 | 0 | 0.04 | 0 | 0 | 0 | 0 | 0 | 0 | 0 | 0
2000 | 4 | 3 | 0.15 | 0.15 | 0.1 | 0 | 0.15 | 0.1 | 0 | 0 | 0 | 0 | 0 | 0 | 0
2000 | 4 | 4 | 0.3 | 0.3 | 0.25 | 0 | 0.3 | 0.25 | 0 | 0 | 0 | 0 | 0 | 0 | 0
2000 | 4 | 5 | 0 | 0 | 0 | 0 | 0 | 0 | 0 | 0 | 0 | 0 | 0 | 0 | 0
2000 | 4 | 6 | 0 | 0 | 0 | 0 | 0 | 0 | 0 | 0 | 0 | 0 | 0 | 0 | 0
2000 | 4 | 7 | 0 | 0 | 0 | 0 | 0 | 0 | 0 | 0 | 0 | 0 | 0 | 0 | 0
2000 | 4 | 8 | 0.83 | 0.83 | 0.78 | 0 | 0.83 | 0.78 | 0 | 0 | 0 | 0 | 0 | 0 | 0
2000 | 4 | 9 | 0.05 | 0.05 | 0 | 0 | 0.05 | 0 | 0 | 0 | 0 | 0 | 0 | 0 | 0
2000 | 4 | 10 | 0 | 0 | 0 | 0 | 0 | 0 | 0 | 0 | 0 | 0 | 0 | 0 | 0
2000 | 4 | 11 | 0.03 | 0.03 | 0 | 0 | 0.03 | 0 | 0 | 0 | 0 | 0 | 0 | 0 | 0
2000 | 4 | 12 | 0.01 | 0.01 | 0 | 0 | 0.01 | 0 | 0 | 0 | 0 | 0 | 0 | 0 | 0
2000 | 4 | 13 | 0 | 0 | 0 | 0 | 0 | 0 | 0 | 0 | 0 | 0 | 0 | 0 | 0
2000 | 4 | 14 | 0 | 0 | 0 | 0 | 0 | 0 | 0 | 0 | 0 | 0 | 0 | 0 | 0
2000 | 4 | 15 | 0.18 | 0.18 | 0.13 | 0 | 0.18 | 0.13 | 0 | 0 | 0 | 0 | 0 | 0 | 0
2000 | 4 | 16 | 0 | 0 | 0 | 0 | 0 | 0 | 0 | 0 | 0 | 0 | 0 | 0 | 0
2000 | 4 | 17 | 1.44 | 1 | 0.95 | 0 | 1 | 0.95 | 0 | 0 | 0 | 0 | 0 | 0 | 0
2000 | 4 | 18 | 0.24 | 0.24 | 0.19 | 0 | 0.24 | 0.19 | 0 | 0 | 0 | 0 | 0 | 0 | 0
2000 | 4 | 19 | 0 | 0 | 0 | 0 | 0 | 0 | 0 | 0 | 0 | 0 | 0 | 0 | 0
2000 | 4 | 20 | 0 | 0 | 0 | 0 | 0 | 0 | 0 | 0 | 0 | 0 | 0 | 0 | 0
2000 | 4 | 21 | 0.85 | 0.85 | 0.8 | 0 | 0.85 | 0.8 | 0 | 0 | 0 | 0 | 0 | 0 | 0
2000 | 4 | 22 | 0.01 | 0.01 | 0 | 0 | 0.01 | 0 | 0 | 0 | 0 | 0 | 0 | 0 | 0
2000 | 4 | 23 | 0 | 0 | 0 | 0 | 0 | 0 | 0 | 0 | 0 | 0 | 0 | 0 | 0
2000 | 4 | 24 | 0 | 0 | 0 | 0 | 0 | 0 | 0 | 0 | 0 | 0 | 0 | 0 | 0
2000 | 4 | 25 | 1 | 1 | 0.95 | 0 | 1 | 0.95 | 0 | 0 | 0 | 0 | 0 | 0 | 0
2000 | 4 | 26 | 0 | 0 | 0 | 0 | 0 | 0 | 0 | 0 | 0 | 0 | 0 | 0 | 0
2000 | 4 | 27 | 0 | 0 | 0 | 0 | 0 | 0 | 0 | 0 | 0 | 0 | 0 | 0 | 0
2000 | 4 | 28 | 0 | 0 | 0 | 0 | 0 | 0 | 0 | 0 | 0 | 0 | 0 | 0 | 0
2000 | 4 | 29 | 0 | 0 | 0 | 0 | 0 | 0 | 0 | 0 | 0 | 0 | 0 | 0 | 0
2000 | 4 | 30 | 0 | 0 | 0 | 0 | 0 | 0 | 0 | 0 | 0 | 0 | 0 | 0 | 0
2000 | 5 | 1 | 0 | 0 | 0 | 0 | 0 | 0 | 0 | 0 | 0 | 0 | 0 | 0 | 0
2000 | 5 | 2 | 0.03 | 0.03 | 0 | 0 | 0.03 | 0 | 0 | 0 | 0 | 0 | 0 | 0 | 0
2000 | 5 | 3 | 0 | 0 | 0 | 0 | 0 | 0 | 0 | 0 | 0 | 0 | 0 | 0 | 0
2000 | 5 | 4 | 0 | 0 | 0 | 0 | 0 | 0 | 0 | 0 | 0 | 0 | 0 | 0 | 0
2000 | 5 | 5 | 0 | 0 | 0 | 0 | 0 | 0 | 0 | 0 | 0 | 0 | 0 | 0 | 0
2000 | 5 | 6 | 0 | 0 | 0 | 0 | 0 | 0 | 0 | 0 | 0 | 0 | 0 | 0 | 0
2000 | 5 | 7 | 0 | 0 | 0 | 0 | 0 | 0 | 0 | 0 | 0 | 0 | 0 | 0 | 0
2000 | 5 | 8 | 0 | 0 | 0 | 0 | 0 | 0 | 0 | 0 | 0 | 0 | 0 | 0 | 0
2000 | 5 | 9 | 0 | 0 | 0 | 0 | 0 | 0 | 0 | 0 | 0 | 0 | 0 | 0 | 0
2000 | 5 | 10 | 0.39 | 0.39 | 0.34 | 0 | 0.39 | 0.34 | 0 | 0 | 0 | 0 | 0 | 0 | 0
2000 | 5 | 11 | 0 | 0 | 0 | 0 | 0 | 0 | 0 | 0 | 0 | 0 | 0 | 0 | 0
2000 | 5 | 12 | 0 | 0 | 0 | 0 | 0 | 0 | 0 | 0 | 0 | 0 | 0 | 0 | 0
2000 | 5 | 13 | 0.61 | 0.61 | 0.56 | 0 | 0.61 | 0.56 | 0 | 0 | 0 | 0 | 0 | 0 | 0
2000 | 5 | 14 | 0 | 0 | 0 | 0 | 0 | 0 | 0 | 0 | 0 | 0 | 0 | 0 | 0
2000 | 5 | 15 | 0 | 0 | 0 | 0 | 0 | 0 | 0 | 0 | 0 | 0 | 0 | 0 | 0
2000 | 5 | 16 | 0 | 0 | 0 | 0 | 0 | 0 | 0 | 0 | 0 | 0 | 0 | 0 | 0
2000 | 5 | 17 | 0 | 0 | 0 | 0 | 0 | 0 | 0 | 0 | 0 | 0 | 0 | 0 | 0
2000 | 5 | 18 | 0 | 0 | 0 | 0 | 0 | 0 | 0 | 0 | 0 | 0 | 0 | 0 | 0
2000 | 5 | 19 | 0.36 | 0.36 | 0.31 | 0 | 0.36 | 0.31 | 0 | 0 | 0 | 0 | 0 | 0 | 0
2000 | 5 | 20 | 0 | 0 | 0 | 0 | 0 | 0 | 0 | 0 | 0 | 0 | 0 | 0 | 0
2000 | 5 | 21 | 0.11 | 0.11 | 0.06 | 0 | 0.11 | 0.06 | 0 | 0 | 0 | 0 | 0 | 0 | 0
2000 | 5 | 22 | 0.81 | 0.81 | 0.76 | 0 | 0.81 | 0.76 | 0 | 0 | 0 | 0 | 0 | 0 | 0
2000 | 5 | 23 | 0.02 | 0.02 | 0 | 0 | 0.02 | 0 | 0 | 0 | 0 | 0 | 0 | 0 | 0
2000 | 5 | 24 | 0.37 | 0.37 | 0.32 | 0 | 0.37 | 0.32 | 0 | 0 | 0 | 0 | 0 | 0 | 0
2000 | 5 | 25 | 0 | 0 | 0 | 0 | 0 | 0 | 0 | 0 | 0 | 0 | 0 | 0 | 0
2000 | 5 | 26 | 0 | 0 | 0 | 0 | 0 | 0 | 0 | 0 | 0 | 0 | 0 | 0 | 0
2000 | 5 | 27 | 0.11 | 0.11 | 0.06 | 0 | 0.11 | 0.06 | 0 | 0 | 0 | 0 | 0 | 0 | 0
2000 | 5 | 28 | 0.27 | 0.27 | 0.22 | 0 | 0.27 | 0.22 | 0 | 0 | 0 | 0 | 0 | 0 | 0
2000 | 5 | 29 | 0 | 0 | 0 | 0 | 0 | 0 | 0 | 0 | 0 | 0 | 0 | 0 | 0
2000 | 5 | 30 | 0 | 0 | 0 | 0 | 0 | 0 | 0 | 0 | 0 | 0 | 0 | 0 | 0
2000 | 5 | 31 | 0 | 0 | 0 | 0 | 0 | 0 | 0 | 0 | 0 | 0 | 0 | 0 | 0
2000 | 6 | 1 | 0 | 0 | 0 | 0 | 0 | 0 | 0 | 0 | 0 | 0 | 0 | 0 | 0
2000 | 6 | 2 | 0.78 | 0.78 | 0.73 | 0 | 0.78 | 0.73 | 0 | 0 | 0 | 0 | 0 | 0 | 0
2000 | 6 | 3 | 0 | 0 | 0 | 0 | 0 | 0 | 0 | 0 | 0 | 0 | 0 | 0 | 0
2000 | 6 | 4 | 0 | 0 | 0 | 0 | 0 | 0 | 0 | 0 | 0 | 0 | 0 | 0 | 0
2000 | 6 | 5 | 0.07 | 0.07 | 0.02 | 0 | 0.07 | 0.02 | 0 | 0 | 0 | 0 | 0 | 0 | 0
2000 | 6 | 6 | 0.38 | 0.38 | 0.33 | 0 | 0.38 | 0.33 | 0 | 0 | 0 | 0 | 0 | 0 | 0
2000 | 6 | 7 | 0 | 0 | 0 | 0 | 0 | 0 | 0 | 0 | 0 | 0 | 0 | 0 | 0
2000 | 6 | 8 | 0 | 0 | 0 | 0 | 0 | 0 | 0 | 0 | 0 | 0 | 0 | 0 | 0
2000 | 6 | 9 | 0 | 0 | 0 | 0 | 0 | 0 | 0 | 0 | 0 | 0 | 0 | 0 | 0
2000 | 6 | 10 | 0 | 0 | 0 | 0 | 0 | 0 | 0 | 0 | 0 | 0 | 0 | 0 | 0
2000 | 6 | 11 | 0 | 0 | 0 | 0 | 0 | 0 | 0 | 0 | 0 | 0 | 0 | 0 | 0
2000 | 6 | 12 | 0.34 | 0.34 | 0.29 | 0 | 0.34 | 0.29 | 0 | 0 | 0 | 0 | 0 | 0 | 0
2000 | 6 | 13 | 0.01 | 0.01 | 0 | 0 | 0.01 | 0 | 0 | 0 | 0 | 0 | 0 | 0 | 0
2000 | 6 | 14 | 0.01 | 0.01 | 0 | 0 | 0.01 | 0 | 0 | 0 | 0 | 0 | 0 | 0 | 0
2000 | 6 | 15 | 0.64 | 0.64 | 0.59 | 0 | 0.64 | 0.59 | 0 | 0 | 0 | 0 | 0 | 0 | 0
2000 | 6 | 16 | 0 | 0 | 0 | 0 | 0 | 0 | 0 | 0 | 0 | 0 | 0 | 0 | 0
2000 | 6 | 17 | 0.66 | 0.66 | 0.61 | 0 | 0.66 | 0.61 | 0 | 0 | 0 | 0 | 0 | 0 | 0
2000 | 6 | 18 | 0.13 | 0.13 | 0.08 | 0 | 0.13 | 0.08 | 0 | 0 | 0 | 0 | 0 | 0 | 0
2000 | 6 | 19 | 0.01 | 0.01 | 0 | 0 | 0.01 | 0 | 0 | 0 | 0 | 0 | 0 | 0 | 0
2000 | 6 | 20 | 0 | 0 | 0 | 0 | 0 | 0 | 0 | 0 | 0 | 0 | 0 | 0 | 0
2000 | 6 | 21 | 1.07 | 1 | 0.95 | 0 | 1 | 0.95 | 0 | 0 | 0 | 0 | 0 | 0 | 0
2000 | 6 | 22 | 0.08 | 0.08 | 0.03 | 0 | 0.08 | 0.03 | 0 | 0 | 0 | 0 | 0 | 0 | 0
2000 | 6 | 23 | 0 | 0 | 0 | 0 | 0 | 0 | 0 | 0 | 0 | 0 | 0 | 0 | 0
2000 | 6 | 24 | 0 | 0 | 0 | 0 | 0 | 0 | 0 | 0 | 0 | 0 | 0 | 0 | 0
2000 | 6 | 25 | 0.48 | 0.48 | 0.43 | 0 | 0.48 | 0.43 | 0 | 0 | 0 | 0 | 0 | 0 | 0
2000 | 6 | 26 | 0.05 | 0.05 | 0 | 0 | 0.05 | 0 | 0 | 0 | 0 | 0 | 0 | 0 | 0
2000 | 6 | 27 | 0.11 | 0.11 | 0.06 | 0 | 0.11 | 0.06 | 0 | 0 | 0 | 0 | 0 | 0 | 0
2000 | 6 | 28 | 0.09 | 0.09 | 0.04 | 0 | 0.09 | 0.04 | 0 | 0 | 0 | 0 | 0 | 0 | 0
2000 | 6 | 29 | 0.02 | 0.02 | 0 | 0 | 0.02 | 0 | 0 | 0 | 0 | 0 | 0 | 0 | 0
2000 | 6 | 30 | 0 | 0 | 0 | 0 | 0 | 0 | 0 | 0 | 0 | 0 | 0 | 0 | 0
2000 | 7 | 1 | 0 | 0 | 0 | 0 | 0 | 0 | 0 | 0 | 0 | 0 | 0 | 0 | 0
2000 | 7 | 2 | 0 | 0 | 0 | 0 | 0 | 0 | 0 | 0 | 0 | 0 | 0 | 0 | 0
2000 | 7 | 3 | 0.62 | 0.62 | 0.57 | 0 | 0.62 | 0.57 | 0 | 0 | 0 | 0 | 0 | 0 | 0
2000 | 7 | 4 | 0.03 | 0.03 | 0 | 0 | 0.03 | 0 | 0 | 0 | 0 | 0 | 0 | 0 | 0
2000 | 7 | 5 | 0 | 0 | 0 | 0 | 0 | 0 | 0 | 0 | 0 | 0 | 0 | 0 | 0
2000 | 7 | 6 | 0 | 0 | 0 | 0 | 0 | 0 | 0 | 0 | 0 | 0 | 0 | 0 | 0
2000 | 7 | 7 | 0 | 0 | 0 | 0 | 0 | 0 | 0 | 0 | 0 | 0 | 0 | 0 | 0
2000 | 7 | 8 | 0 | 0 | 0 | 0 | 0 | 0 | 0 | 0 | 0 | 0 | 0 | 0 | 0
2000 | 7 | 9 | 0 | 0 | 0 | 0 | 0 | 0 | 0 | 0 | 0 | 0 | 0 | 0 | 0
2000 | 7 | 10 | 0.09 | 0.09 | 0.04 | 0 | 0.09 | 0.04 | 0 | 0 | 0 | 0 | 0 | 0 | 0
2000 | 7 | 11 | 0 | 0 | 0 | 0 | 0 | 0 | 0 | 0 | 0 | 0 | 0 | 0 | 0
2000 | 7 | 12 | 0 | 0 | 0 | 0 | 0 | 0 | 0 | 0 | 0 | 0 | 0 | 0 | 0
2000 | 7 | 13 | 0 | 0 | 0 | 0 | 0 | 0 | 0 | 0 | 0 | 0 | 0 | 0 | 0
2000 | 7 | 14 | 1.32 | 1 | 0.95 | 0 | 1 | 0.95 | 0 | 0 | 0 | 0 | 0 | 0 | 0
2000 | 7 | 15 | 0.07 | 0.07 | 0.02 | 0 | 0.07 | 0.02 | 0 | 0 | 0 | 0 | 0 | 0 | 0
2000 | 7 | 16 | 0.49 | 0.49 | 0.44 | 0 | 0.49 | 0.44 | 0 | 0 | 0 | 0 | 0 | 0 | 0
2000 | 7 | 17 | 0 | 0 | 0 | 0 | 0 | 0 | 0 | 0 | 0 | 0 | 0 | 0 | 0
2000 | 7 | 18 | 0 | 0 | 0 | 0 | 0 | 0 | 0 | 0 | 0 | 0 | 0 | 0 | 0
2000 | 7 | 19 | 0.52 | 0.52 | 0.47 | 0 | 0.52 | 0.47 | 0 | 0 | 0 | 0 | 0 | 0 | 0
2000 | 7 | 20 | 0.07 | 0.07 | 0.02 | 0 | 0.07 | 0.02 | 0 | 0 | 0 | 0 | 0 | 0 | 0
2000 | 7 | 21 | 0 | 0 | 0 | 0 | 0 | 0 | 0 | 0 | 0 | 0 | 0 | 0 | 0
2000 | 7 | 22 | 0 | 0 | 0 | 0 | 0 | 0 | 0 | 0 | 0 | 0 | 0 | 0 | 0
2000 | 7 | 23 | 0 | 0 | 0 | 0 | 0 | 0 | 0 | 0 | 0 | 0 | 0 | 0 | 0
2000 | 7 | 24 | 0.34 | 0.34 | 0.29 | 0 | 0.34 | 0.29 | 0 | 0 | 0 | 0 | 0 | 0 | 0
2000 | 7 | 25 | 0 | 0 | 0 | 0 | 0 | 0 | 0 | 0 | 0 | 0 | 0 | 0 | 0
2000 | 7 | 26 | 0.65 | 0.65 | 0.6 | 0 | 0.65 | 0.6 | 0 | 0 | 0 | 0 | 0 | 0 | 0
2000 | 7 | 27 | 0.01 | 0.01 | 0 | 0 | 0.01 | 0 | 0 | 0 | 0 | 0 | 0 | 0 | 0
2000 | 7 | 28 | 0.75 | 0.75 | 0.7 | 0 | 0.75 | 0.7 | 0 | 0 | 0 | 0 | 0 | 0 | 0
2000 | 7 | 29 | 0 | 0 | 0 | 0 | 0 | 0 | 0 | 0 | 0 | 0 | 0 | 0 | 0
2000 | 7 | 30 | 0.53 | 0.53 | 0.48 | 0 | 0.53 | 0.48 | 0 | 0 | 0 | 0 | 0 | 0 | 0
2000 | 7 | 31 | 0.02 | 0.02 | 0 | 0 | 0.02 | 0 | 0 | 0 | 0 | 0 | 0 | 0 | 0
2000 | 8 | 1 | 0.17 | 0.17 | 0.12 | 0 | 0.17 | 0.12 | 0 | 0 | 0 | 0 | 0 | 0 | 0
2000 | 8 | 2 | 0 | 0 | 0 | 0 | 0 | 0 | 0 | 0 | 0 | 0 | 0 | 0 | 0
2000 | 8 | 3 | 0.35 | 0.35 | 0.3 | 0 | 0.35 | 0.3 | 0 | 0 | 0 | 0 | 0 | 0 | 0
2000 | 8 | 4 | 0.28 | 0.28 | 0.23 | 0 | 0.28 | 0.23 | 0 | 0 | 0 | 0 | 0 | 0 | 0
2000 | 8 | 5 | 0 | 0 | 0 | 0 | 0 | 0 | 0 | 0 | 0 | 0 | 0 | 0 | 0
2000 | 8 | 6 | 0.75 | 0.75 | 0.7 | 0 | 0.75 | 0.7 | 0 | 0 | 0 | 0 | 0 | 0 | 0
2000 | 8 | 7 | 0.61 | 0.61 | 0.56 | 0 | 0.61 | 0.56 | 0 | 0 | 0 | 0 | 0 | 0 | 0
2000 | 8 | 8 | 0 | 0 | 0 | 0 | 0 | 0 | 0 | 0 | 0 | 0 | 0 | 0 | 0
2000 | 8 | 9 | 0.07 | 0.07 | 0.02 | 0 | 0.07 | 0.02 | 0 | 0 | 0 | 0 | 0 | 0 | 0
2000 | 8 | 10 | 0 | 0 | 0 | 0 | 0 | 0 | 0 | 0 | 0 | 0 | 0 | 0 | 0
2000 | 8 | 11 | 0 | 0 | 0 | 0 | 0 | 0 | 0 | 0 | 0 | 0 | 0 | 0 | 0
2000 | 8 | 12 | 0 | 0 | 0 | 0 | 0 | 0 | 0 | 0 | 0 | 0 | 0 | 0 | 0
2000 | 8 | 13 | 0.06 | 0.06 | 0.01 | 0 | 0.06 | 0.01 | 0 | 0 | 0 | 0 | 0 | 0 | 0
2000 | 8 | 14 | 0.05 | 0.05 | 0 | 0 | 0.05 | 0 | 0 | 0 | 0 | 0 | 0 | 0 | 0
2000 | 8 | 15 | 0.02 | 0.02 | 0 | 0 | 0.02 | 0 | 0 | 0 | 0 | 0 | 0 | 0 | 0
2000 | 8 | 16 | 0 | 0 | 0 | 0 | 0 | 0 | 0 | 0 | 0 | 0 | 0 | 0 | 0
2000 | 8 | 17 | 0 | 0 | 0 | 0 | 0 | 0 | 0 | 0 | 0 | 0 | 0 | 0 | 0
2000 | 8 | 18 | 0.08 | 0.08 | 0.03 | 0 | 0.08 | 0.03 | 0 | 0 | 0 | 0 | 0 | 0 | 0
2000 | 8 | 19 | 0 | 0 | 0 | 0 | 0 | 0 | 0 | 0 | 0 | 0 | 0 | 0 | 0
2000 | 8 | 20 | 0 | 0 | 0 | 0 | 0 | 0 | 0 | 0 | 0 | 0 | 0 | 0 | 0
2000 | 8 | 21 | 0 | 0 | 0 | 0 | 0 | 0 | 0 | 0 | 0 | 0 | 0 | 0 | 0
2000 | 8 | 22 | 0 | 0 | 0 | 0 | 0 | 0 | 0 | 0 | 0 | 0 | 0 | 0 | 0
2000 | 8 | 23 | 0 | 0 | 0 | 0 | 0 | 0 | 0 | 0 | 0 | 0 | 0 | 0 | 0
2000 | 8 | 24 | 0 | 0 | 0 | 0 | 0 | 0 | 0 | 0 | 0 | 0 | 0 | 0 | 0
2000 | 8 | 25 | 0 | 0 | 0 | 0 | 0 | 0 | 0 | 0 | 0 | 0 | 0 | 0 | 0
2000 | 8 | 26 | 0 | 0 | 0 | 0 | 0 | 0 | 0 | 0 | 0 | 0 | 0 | 0 | 0
2000 | 8 | 27 | 0.28 | 0.28 | 0.23 | 0 | 0.28 | 0.23 | 0 | 0 | 0 | 0 | 0 | 0 | 0
2000 | 8 | 28 | 0 | 0 | 0 | 0 | 0 | 0 | 0 | 0 | 0 | 0 | 0 | 0 | 0
2000 | 8 | 29 | 0.4 | 0.4 | 0.35 | 0 | 0.4 | 0.35 | 0 | 0 | 0 | 0 | 0 | 0 | 0
2000 | 8 | 30 | 0.02 | 0.02 | 0 | 0 | 0.02 | 0 | 0 | 0 | 0 | 0 | 0 | 0 | 0
2000 | 8 | 31 | 0.63 | 0.63 | 0.58 | 0 | 0.63 | 0.58 | 0 | 0 | 0 | 0 | 0 | 0 | 0
2000 | 9 | 1 | 0.06 | 0.06 | 0.01 | 0 | 0.06 | 0.01 | 0 | 0 | 0 | 0 | 0 | 0 | 0
2000 | 9 | 2 | 1.65 | 1 | 0.95 | 0 | 1 | 0.95 | 0 | 0 | 0 | 0 | 0 | 0 | 0
2000 | 9 | 3 | 0.1 | 0.1 | 0.05 | 0 | 0.1 | 0.05 | 0 | 0 | 0 | 0 | 0 | 0 | 0
2000 | 9 | 4 | 0.08 | 0.08 | 0.03 | 0 | 0.08 | 0.03 | 0 | 0 | 0 | 0 | 0 | 0 | 0
2000 | 9 | 5 | 0 | 0 | 0 | 0 | 0 | 0 | 0 | 0 | 0 | 0 | 0 | 0 | 0
2000 | 9 | 6 | 0 | 0 | 0 | 0 | 0 | 0 | 0 | 0 | 0 | 0 | 0 | 0 | 0
2000 | 9 | 7 | 0 | 0 | 0 | 0 | 0 | 0 | 0 | 0 | 0 | 0 | 0 | 0 | 0
2000 | 9 | 8 | 0 | 0 | 0 | 0 | 0 | 0 | 0 | 0 | 0 | 0 | 0 | 0 | 0
2000 | 9 | 9 | 0 | 0 | 0 | 0 | 0 | 0 | 0 | 0 | 0 | 0 | 0 | 0 | 0
2000 | 9 | 10 | 0 | 0 | 0 | 0 | 0 | 0 | 0 | 0 | 0 | 0 | 0 | 0 | 0
2000 | 9 | 11 | 0 | 0 | 0 | 0 | 0 | 0 | 0 | 0 | 0 | 0 | 0 | 0 | 0
2000 | 9 | 12 | 0 | 0 | 0 | 0 | 0 | 0 | 0 | 0 | 0 | 0 | 0 | 0 | 0
2000 | 9 | 13 | 0 | 0 | 0 | 0 | 0 | 0 | 0 | 0 | 0 | 0 | 0 | 0 | 0
2000 | 9 | 14 | 0.02 | 0.02 | 0 | 0 | 0.02 | 0 | 0 | 0 | 0 | 0 | 0 | 0 | 0
2000 | 9 | 15 | 0.01 | 0.01 | 0 | 0 | 0.01 | 0 | 0 | 0 | 0 | 0 | 0 | 0 | 0
2000 | 9 | 16 | 0 | 0 | 0 | 0 | 0 | 0 | 0 | 0 | 0 | 0 | 0 | 0 | 0
2000 | 9 | 17 | 0 | 0 | 0 | 0 | 0 | 0 | 0 | 0 | 0 | 0 | 0 | 0 | 0
2000 | 9 | 18 | 0 | 0 | 0 | 0 | 0 | 0 | 0 | 0 | 0 | 0 | 0 | 0 | 0
2000 | 9 | 19 | 0.85 | 0.85 | 0.8 | 0 | 0.85 | 0.8 | 0 | 0 | 0 | 0 | 0 | 0 | 0
2000 | 9 | 20 | 0 | 0 | 0 | 0 | 0 | 0 | 0 | 0 | 0 | 0 | 0 | 0 | 0
2000 | 9 | 21 | 0 | 0 | 0 | 0 | 0 | 0 | 0 | 0 | 0 | 0 | 0 | 0 | 0
2000 | 9 | 22 | 0 | 0 | 0 | 0 | 0 | 0 | 0 | 0 | 0 | 0 | 0 | 0 | 0
2000 | 9 | 23 | 0 | 0 | 0 | 0 | 0 | 0 | 0 | 0 | 0 | 0 | 0 | 0 | 0
2000 | 9 | 24 | 0 | 0 | 0 | 0 | 0 | 0 | 0 | 0 | 0 | 0 | 0 | 0 | 0
2000 | 9 | 25 | 1.86 | 1 | 0.95 | 0 | 1 | 0.95 | 0 | 0 | 0 | 0 | 0 | 0 | 0
2000 | 9 | 26 | 0.28 | 0.28 | 0.23 | 0 | 0.28 | 0.23 | 0 | 0 | 0 | 0 | 0 | 0 | 0
2000 | 9 | 27 | 0 | 0 | 0 | 0 | 0 | 0 | 0 | 0 | 0 | 0 | 0 | 0 | 0
2000 | 9 | 28 | 0 | 0 | 0 | 0 | 0 | 0 | 0 | 0 | 0 | 0 | 0 | 0 | 0
2000 | 9 | 29 | 0 | 0 | 0 | 0 | 0 | 0 | 0 | 0 | 0 | 0 | 0 | 0 | 0
2000 | 9 | 30 | 0 | 0 | 0 | 0 | 0 | 0 | 0 | 0 | 0 | 0 | 0 | 0 | 0
2000 | 10 | 1 | 0 | 0 | 0 | 0 | 0 | 0 | 0 | 0 | 0 | 0 | 0 | 0 | 0
2000 | 10 | 2 | 0 | 0 | 0 | 0 | 0 | 0 | 0 | 0 | 0 | 0 | 0 | 0 | 0
2000 | 10 | 3 | 0 | 0 | 0 | 0 | 0 | 0 | 0 | 0 | 0 | 0 | 0 | 0 | 0
2000 | 10 | 4 | 0 | 0 | 0 | 0 | 0 | 0 | 0 | 0 | 0 | 0 | 0 | 0 | 0
2000 | 10 | 5 | 0 | 0 | 0 | 0 | 0 | 0 | 0 | 0 | 0 | 0 | 0 | 0 | 0
2000 | 10 | 6 | 0 | 0 | 0 | 0 | 0 | 0 | 0 | 0 | 0 | 0 | 0 | 0 | 0
2000 | 10 | 7 | 0 | 0 | 0 | 0 | 0 | 0 | 0 | 0 | 0 | 0 | 0 | 0 | 0
2000 | 10 | 8 | 0 | 0 | 0 | 0 | 0 | 0 | 0 | 0 | 0 | 0 | 0 | 0 | 0
2000 | 10 | 9 | 0.01 | 0.01 | 0 | 0 | 0.01 | 0 | 0 | 0 | 0 | 0 | 0 | 0 | 0
2000 | 10 | 10 | 0 | 0 | 0 | 0 | 0 | 0 | 0 | 0 | 0 | 0 | 0 | 0 | 0
2000 | 10 | 11 | 0 | 0 | 0 | 0 | 0 | 0 | 0 | 0 | 0 | 0 | 0 | 0 | 0
2000 | 10 | 12 | 0 | 0 | 0 | 0 | 0 | 0 | 0 | 0 | 0 | 0 | 0 | 0 | 0
2000 | 10 | 13 | 0 | 0 | 0 | 0 | 0 | 0 | 0 | 0 | 0 | 0 | 0 | 0 | 0
2000 | 10 | 14 | 0 | 0 | 0 | 0 | 0 | 0 | 0 | 0 | 0 | 0 | 0 | 0 | 0
2000 | 10 | 15 | 0 | 0 | 0 | 0 | 0 | 0 | 0 | 0 | 0 | 0 | 0 | 0 | 0
2000 | 10 | 16 | 0 | 0 | 0 | 0 | 0 | 0 | 0 | 0 | 0 | 0 | 0 | 0 | 0
2000 | 10 | 17 | 0 | 0 | 0 | 0 | 0 | 0 | 0 | 0 | 0 | 0 | 0 | 0 | 0
2000 | 10 | 18 | 0.01 | 0.01 | 0 | 0 | 0.01 | 0 | 0 | 0 | 0 | 0 | 0 | 0 | 0
2000 | 10 | 19 | 0 | 0 | 0 | 0 | 0 | 0 | 0 | 0 | 0 | 0 | 0 | 0 | 0
2000 | 10 | 20 | 0 | 0 | 0 | 0 | 0 | 0 | 0 | 0 | 0 | 0 | 0 | 0 | 0
2000 | 10 | 21 | 0 | 0 | 0 | 0 | 0 | 0 | 0 | 0 | 0 | 0 | 0 | 0 | 0
2000 | 10 | 22 | 0 | 0 | 0 | 0 | 0 | 0 | 0 | 0 | 0 | 0 | 0 | 0 | 0
2000 | 10 | 23 | 0 | 0 | 0 | 0 | 0 | 0 | 0 | 0 | 0 | 0 | 0 | 0 | 0
2000 | 10 | 24 | 0 | 0 | 0 | 0 | 0 | 0 | 0 | 0 | 0 | 0 | 0 | 0 | 0
2000 | 10 | 25 | 0 | 0 | 0 | 0 | 0 | 0 | 0 | 0 | 0 | 0 | 0 | 0 | 0
2000 | 10 | 26 | 0 | 0 | 0 | 0 | 0 | 0 | 0 | 0 | 0 | 0 | 0 | 0 | 0
2000 | 10 | 27 | 0 | 0 | 0 | 0 | 0 | 0 | 0 | 0 | 0 | 0 | 0 | 0 | 0
2000 | 10 | 28 | 0 | 0 | 0 | 0 | 0 | 0 | 0 | 0 | 0 | 0 | 0 | 0 | 0
2000 | 10 | 29 | 0 | 0 | 0 | 0 | 0 | 0 | 0 | 0 | 0 | 0 | 0 | 0 | 0
2000 | 10 | 30 | 0 | 0 | 0 | 0 | 0 | 0 | 0 | 0 | 0 | 0 | 0 | 0 | 0
2000 | 10 | 31 | 0 | 0 | 0 | 0 | 0 | 0 | 0 | 0 | 0 | 0 | 0 | 0 | 0
2000 | 11 | 1 | 0 | 0 | 0 | 0 | 0 | 0 | 0 | 0 | 0 | 0 | 0 | 0 | 0
2000 | 11 | 2 | 0 | 0 | 0 | 0 | 0 | 0 | 0 | 0 | 0 | 0 | 0 | 0 | 0
2000 | 11 | 3 | 0 | 0 | 0 | 0 | 0 | 0 | 0 | 0 | 0 | 0 | 0 | 0 | 0
2000 | 11 | 4 | 0 | 0 | 0 | 0 | 0 | 0 | 0 | 0 | 0 | 0 | 0 | 0 | 0
2000 | 11 | 5 | 0 | 0 | 0 | 0 | 0 | 0 | 0 | 0 | 0 | 0 | 0 | 0 | 0
2000 | 11 | 6 | 0 | 0 | 0 | 0 | 0 | 0 | 0 | 0 | 0 | 0 | 0 | 0 | 0
2000 | 11 | 7 | 0 | 0 | 0 | 0 | 0 | 0 | 0 | 0 | 0 | 0 | 0 | 0 | 0
2000 | 11 | 8 | 0 | 0 | 0 | 0 | 0 | 0 | 0 | 0 | 0 | 0 | 0 | 0 | 0
2000 | 11 | 9 | 0.09 | 0.09 | 0.04 | 0 | 0.09 | 0.04 | 0 | 0 | 0 | 0 | 0 | 0 | 0
2000 | 11 | 10 | 0.36 | 0.36 | 0.31 | 0 | 0.36 | 0.31 | 0 | 0 | 0 | 0 | 0 | 0 | 0
2000 | 11 | 11 | 0 | 0 | 0 | 0 | 0 | 0 | 0 | 0 | 0 | 0 | 0 | 0 | 0
2000 | 11 | 12 | 0 | 0 | 0 | 0 | 0 | 0 | 0 | 0 | 0 | 0 | 0 | 0 | 0
2000 | 11 | 13 | 0 | 0 | 0 | 0 | 0 | 0 | 0 | 0 | 0 | 0 | 0 | 0 | 0
2000 | 11 | 14 | 0.26 | 0.26 | 0.21 | 0 | 0.26 | 0.21 | 0 | 0 | 0 | 0 | 0 | 0 | 0
2000 | 11 | 15 | 0 | 0 | 0 | 0 | 0 | 0 | 0 | 0 | 0 | 0 | 0 | 0 | 0
2000 | 11 | 16 | 0.01 | 0.01 | 0 | 0 | 0.01 | 0 | 0 | 0 | 0 | 0 | 0 | 0 | 0
2000 | 11 | 17 | 0 | 0 | 0 | 0 | 0 | 0 | 0 | 0 | 0 | 0 | 0 | 0 | 0
2000 | 11 | 18 | 0 | 0 | 0 | 0 | 0 | 0 | 0 | 0 | 0 | 0 | 0 | 0 | 0
2000 | 11 | 19 | 0 | 0 | 0 | 0 | 0 | 0 | 0 | 0 | 0 | 0 | 0 | 0 | 0
2000 | 11 | 20 | 0 | 0 | 0 | 0 | 0 | 0 | 0 | 0 | 0 | 0 | 0 | 0 | 0
2000 | 11 | 21 | 0 | 0 | 0 | 0 | 0 | 0 | 0 | 0 | 0 | 0 | 0 | 0 | 0
2000 | 11 | 22 | 0 | 0 | 0 | 0 | 0 | 0 | 0 | 0 | 0 | 0 | 0 | 0 | 0
2000 | 11 | 23 | 0 | 0 | 0 | 0 | 0 | 0 | 0 | 0 | 0 | 0 | 0 | 0 | 0
2000 | 11 | 24 | 0 | 0 | 0 | 0 | 0 | 0 | 0 | 0 | 0 | 0 | 0 | 0 | 0
2000 | 11 | 25 | 0.49 | 0.49 | 0.44 | 0 | 0.49 | 0.44 | 0 | 0 | 0 | 0 | 0 | 0 | 0
2000 | 11 | 26 | 0.23 | 0.23 | 0.18 | 0 | 0.23 | 0.18 | 0 | 0 | 0 | 0 | 0 | 0 | 0
2000 | 11 | 27 | 0 | 0 | 0 | 0 | 0 | 0 | 0 | 0 | 0 | 0 | 0 | 0 | 0
2000 | 11 | 28 | 0 | 0 | 0 | 0 | 0 | 0 | 0 | 0 | 0 | 0 | 0 | 0 | 0
2000 | 11 | 29 | 0.16 | 0.16 | 0.11 | 0 | 0.16 | 0.11 | 0 | 0 | 0 | 0 | 0 | 0 | 0
2000 | 11 | 30 | 0 | 0 | 0 | 0 | 0 | 0 | 0 | 0 | 0 | 0 | 0 | 0 | 0
2000 | 12 | 1 | 0 | 0 | 0 | 0 | 0 | 0 | 0 | 0 | 0 | 0 | 0 | 0 | 0
2000 | 12 | 2 | 0 | 0 | 0 | 0 | 0 | 0 | 0 | 0 | 0 | 0 | 0 | 0 | 0
2000 | 12 | 3 | 0 | 0 | 0 | 0 | 0 | 0 | 0 | 0 | 0 | 0 | 0 | 0 | 0
2000 | 12 | 4 | 0 | 0 | 0 | 0 | 0 | 0 | 0 | 0 | 0 | 0 | 0 | 0 | 0
2000 | 12 | 5 | 0 | 0 | 0 | 0 | 0 | 0 | 0 | 0 | 0 | 0 | 0 | 0 | 0
2000 | 12 | 6 | 0 | 0 | 0 | 0 | 0 | 0 | 0 | 0 | 0 | 0 | 0 | 0 | 0
2000 | 12 | 7 | 0 | 0 | 0 | 0 | 0 | 0 | 0 | 0 | 0 | 0 | 0 | 0 | 0
2000 | 12 | 8 | 0 | 0 | 0 | 0 | 0 | 0 | 0 | 0 | 0 | 0 | 0 | 0 | 0
2000 | 12 | 9 | 0 | 0 | 0 | 0 | 0 | 0 | 0 | 0 | 0 | 0 | 0 | 0 | 0
2000 | 12 | 10 | 0.02 | 0.02 | 0 | 0 | 0.02 | 0 | 0 | 0 | 0 | 0 | 0 | 0 | 0
2000 | 12 | 11 | 0 | 0 | 0 | 0 | 0 | 0 | 0 | 0 | 0 | 0 | 0 | 0 | 0
2000 | 12 | 12 | 0 | 0 | 0 | 0 | 0 | 0 | 0 | 0 | 0 | 0 | 0 | 0 | 0
2000 | 12 | 13 | 0.03 | 0.03 | 0 | 0 | 0.03 | 0 | 0 | 0 | 0 | 0 | 0 | 0 | 0
2000 | 12 | 14 | 0.68 | 0.68 | 0.63 | 0 | 0.68 | 0.63 | 0 | 0 | 0 | 0 | 0 | 0 | 0
2000 | 12 | 15 | 0 | 0 | 0 | 0 | 0 | 0 | 0 | 0 | 0 | 0 | 0 | 0 | 0
2000 | 12 | 16 | 0.25 | 0.25 | 0.2 | 0 | 0.25 | 0.2 | 0 | 0 | 0 | 0 | 0 | 0 | 0
2000 | 12 | 17 | 0.9 | 0.9 | 0.85 | 0 | 0.9 | 0.85 | 0 | 0 | 0 | 0 | 0 | 0 | 0
2000 | 12 | 18 | 0 | 0 | 0 | 0 | 0 | 0 | 0 | 0 | 0 | 0 | 0 | 0 | 0
2000 | 12 | 19 | 0.13 | 0.13 | 0.08 | 0 | 0.13 | 0.08 | 0 | 0 | 0 | 0 | 0 | 0 | 0
2000 | 12 | 20 | 0 | 0 | 0 | 0 | 0 | 0 | 0 | 0 | 0 | 0 | 0 | 0 | 0
2000 | 12 | 21 | 0 | 0 | 0 | 0 | 0 | 0 | 0 | 0 | 0 | 0 | 0 | 0 | 0
2000 | 12 | 22 | 0 | 0 | 0 | 0 | 0 | 0 | 0 | 0 | 0 | 0 | 0 | 0 | 0
2000 | 12 | 23 | 0 | 0 | 0 | 0 | 0 | 0 | 0 | 0 | 0 | 0 | 0 | 0 | 0
2000 | 12 | 24 | 0 | 0 | 0 | 0 | 0 | 0 | 0 | 0 | 0 | 0 | 0 | 0 | 0
2000 | 12 | 25 | 0 | 0 | 0 | 0 | 0 | 0 | 0 | 0 | 0 | 0 | 0 | 0 | 0
2000 | 12 | 26 | 0 | 0 | 0 | 0 | 0 | 0 | 0 | 0 | 0 | 0 | 0 | 0 | 0
2000 | 12 | 27 | 0 | 0 | 0 | 0 | 0 | 0 | 0 | 0 | 0 | 0 | 0 | 0 | 0
2000 | 12 | 28 | 0 | 0 | 0 | 0 | 0 | 0 | 0 | 0 | 0 | 0 | 0 | 0 | 0
2000 | 12 | 29 | 0 | 0 | 0 | 0 | 0 | 0 | 0 | 0 | 0 | 0 | 0 | 0 | 0
2000 | 12 | 30 | 0 | 0 | 0 | 0 | 0 | 0 | 0 | 0 | 0 | 0 | 0 | 0 | 0
2000 | 12 | 31 | 0 | 0 | 0 | 0 | 0 | 0 | 0 | 0 | 0 | 0 | 0 | 0 | 0
2001 | 1 | 1 | 0 | 0 | 0 | 0 | 0 | 0 | 0 | 0 | 0 | 0 | 0 | 0 | 0
2001 | 1 | 2 | 0 | 0 | 0 | 0 | 0 | 0 | 0 | 0 | 0 | 0 | 0 | 0 | 0
2001 | 1 | 3 | 0 | 0 | 0 | 0 | 0 | 0 | 0 | 0 | 0 | 0 | 0 | 0 | 0
2001 | 1 | 4 | 0 | 0 | 0 | 0 | 0 | 0 | 0 | 0 | 0 | 0 | 0 | 0 | 0
2001 | 1 | 5 | 0.05 | 0.05 | 0 | 0 | 0.05 | 0 | 0 | 0 | 0 | 0 | 0 | 0 | 0
2001 | 1 | 6 | 0 | 0 | 0 | 0 | 0 | 0 | 0 | 0 | 0 | 0 | 0 | 0 | 0
2001 | 1 | 7 | 0 | 0 | 0 | 0 | 0 | 0 | 0 | 0 | 0 | 0 | 0 | 0 | 0
2001 | 1 | 8 | 0.2 | 0.2 | 0.15 | 0 | 0.2 | 0.15 | 0 | 0 | 0 | 0 | 0 | 0 | 0
2001 | 1 | 9 | 0 | 0 | 0 | 0 | 0 | 0 | 0 | 0 | 0 | 0 | 0 | 0 | 0
2001 | 1 | 10 | 0 | 0 | 0 | 0 | 0 | 0 | 0 | 0 | 0 | 0 | 0 | 0 | 0
2001 | 1 | 11 | 0 | 0 | 0 | 0 | 0 | 0 | 0 | 0 | 0 | 0 | 0 | 0 | 0
2001 | 1 | 12 | 0 | 0 | 0 | 0 | 0 | 0 | 0 | 0 | 0 | 0 | 0 | 0 | 0
2001 | 1 | 13 | 0 | 0 | 0 | 0 | 0 | 0 | 0 | 0 | 0 | 0 | 0 | 0 | 0
2001 | 1 | 14 | 0.01 | 0.01 | 0 | 0 | 0.01 | 0 | 0 | 0 | 0 | 0 | 0 | 0 | 0
2001 | 1 | 15 | 0.01 | 0.01 | 0 | 0 | 0.01 | 0 | 0 | 0 | 0 | 0 | 0 | 0 | 0
2001 | 1 | 16 | 0 | 0 | 0 | 0 | 0 | 0 | 0 | 0 | 0 | 0 | 0 | 0 | 0
2001 | 1 | 17 | 0 | 0 | 0 | 0 | 0 | 0 | 0 | 0 | 0 | 0 | 0 | 0 | 0
2001 | 1 | 18 | 0.01 | 0.01 | 0 | 0 | 0.01 | 0 | 0 | 0 | 0 | 0 | 0 | 0 | 0
2001 | 1 | 19 | 1.02 | 1 | 0.95 | 0 | 1 | 0.95 | 0 | 0 | 0 | 0 | 0 | 0 | 0
2001 | 1 | 20 | 0.33 | 0.33 | 0.28 | 0 | 0.33 | 0.28 | 0 | 0 | 0 | 0 | 0 | 0 | 0
2001 | 1 | 21 | 0.06 | 0.06 | 0.01 | 0 | 0.06 | 0.01 | 0 | 0 | 0 | 0 | 0 | 0 | 0
2001 | 1 | 22 | 0 | 0 | 0 | 0 | 0 | 0 | 0 | 0 | 0 | 0 | 0 | 0 | 0
2001 | 1 | 23 | 0 | 0 | 0 | 0 | 0 | 0 | 0 | 0 | 0 | 0 | 0 | 0 | 0
2001 | 1 | 24 | 0 | 0 | 0 | 0 | 0 | 0 | 0 | 0 | 0 | 0 | 0 | 0 | 0
2001 | 1 | 25 | 0 | 0 | 0 | 0 | 0 | 0 | 0 | 0 | 0 | 0 | 0 | 0 | 0
2001 | 1 | 26 | 0 | 0 | 0 | 0 | 0 | 0 | 0 | 0 | 0 | 0 | 0 | 0 | 0
2001 | 1 | 27 | 0 | 0 | 0 | 0 | 0 | 0 | 0 | 0 | 0 | 0 | 0 | 0 | 0
2001 | 1 | 28 | 0 | 0 | 0 | 0 | 0 | 0 | 0 | 0 | 0 | 0 | 0 | 0 | 0
2001 | 1 | 29 | 0 | 0 | 0 | 0 | 0 | 0 | 0 | 0 | 0 | 0 | 0 | 0 | 0
2001 | 1 | 30 | 0.53 | 0.53 | 0.48 | 0 | 0.53 | 0.48 | 0 | 0 | 0 | 0 | 0 | 0 | 0
2001 | 1 | 31 | 0 | 0 | 0 | 0 | 0 | 0 | 0 | 0 | 0 | 0 | 0 | 0 | 0
2001 | 2 | 1 | 0 | 0 | 0 | 0 | 0 | 0 | 0 | 0 | 0 | 0 | 0 | 0 | 0
2001 | 2 | 2 | 0.02 | 0.02 | 0 | 0 | 0.02 | 0 | 0 | 0 | 0 | 0 | 0 | 0 | 0
2001 | 2 | 3 | 0 | 0 | 0 | 0 | 0 | 0 | 0 | 0 | 0 | 0 | 0 | 0 | 0
2001 | 2 | 4 | 0 | 0 | 0 | 0 | 0 | 0 | 0 | 0 | 0 | 0 | 0 | 0 | 0
2001 | 2 | 5 | 0.64 | 0.64 | 0.59 | 0 | 0.64 | 0.59 | 0 | 0 | 0 | 0 | 0 | 0 | 0
2001 | 2 | 6 | 0 | 0 | 0 | 0 | 0 | 0 | 0 | 0 | 0 | 0 | 0 | 0 | 0
2001 | 2 | 7 | 0 | 0 | 0 | 0 | 0 | 0 | 0 | 0 | 0 | 0 | 0 | 0 | 0
2001 | 2 | 8 | 0 | 0 | 0 | 0 | 0 | 0 | 0 | 0 | 0 | 0 | 0 | 0 | 0
2001 | 2 | 9 | 0 | 0 | 0 | 0 | 0 | 0 | 0 | 0 | 0 | 0 | 0 | 0 | 0
2001 | 2 | 10 | 0 | 0 | 0 | 0 | 0 | 0 | 0 | 0 | 0 | 0 | 0 | 0 | 0
2001 | 2 | 11 | 0 | 0 | 0 | 0 | 0 | 0 | 0 | 0 | 0 | 0 | 0 | 0 | 0
2001 | 2 | 12 | 0.05 | 0.05 | 0 | 0 | 0.05 | 0 | 0 | 0 | 0 | 0 | 0 | 0 | 0
2001 | 2 | 13 | 0.01 | 0.01 | 0 | 0 | 0.01 | 0 | 0 | 0 | 0 | 0 | 0 | 0 | 0
2001 | 2 | 14 | 0.11 | 0.11 | 0.06 | 0 | 0.11 | 0.06 | 0 | 0 | 0 | 0 | 0 | 0 | 0
2001 | 2 | 15 | 0.07 | 0.07 | 0.02 | 0 | 0.07 | 0.02 | 0 | 0 | 0 | 0 | 0 | 0 | 0
2001 | 2 | 16 | 0.58 | 0.58 | 0.53 | 0 | 0.58 | 0.53 | 0 | 0 | 0 | 0 | 0 | 0 | 0
2001 | 2 | 17 | 0.02 | 0.02 | 0 | 0 | 0.02 | 0 | 0 | 0 | 0 | 0 | 0 | 0 | 0
2001 | 2 | 18 | 0 | 0 | 0 | 0 | 0 | 0 | 0 | 0 | 0 | 0 | 0 | 0 | 0
2001 | 2 | 19 | 0 | 0 | 0 | 0 | 0 | 0 | 0 | 0 | 0 | 0 | 0 | 0 | 0
2001 | 2 | 20 | 0 | 0 | 0 | 0 | 0 | 0 | 0 | 0 | 0 | 0 | 0 | 0 | 0
2001 | 2 | 21 | 0 | 0 | 0 | 0 | 0 | 0 | 0 | 0 | 0 | 0 | 0 | 0 | 0
2001 | 2 | 22 | 0.18 | 0.18 | 0.13 | 0 | 0.18 | 0.13 | 0 | 0 | 0 | 0 | 0 | 0 | 0
2001 | 2 | 23 | 0 | 0 | 0 | 0 | 0 | 0 | 0 | 0 | 0 | 0 | 0 | 0 | 0
2001 | 2 | 24 | 0 | 0 | 0 | 0 | 0 | 0 | 0 | 0 | 0 | 0 | 0 | 0 | 0
2001 | 2 | 25 | 0.15 | 0.15 | 0.1 | 0 | 0.15 | 0.1 | 0 | 0 | 0 | 0 | 0 | 0 | 0
2001 | 2 | 26 | 0 | 0 | 0 | 0 | 0 | 0 | 0 | 0 | 0 | 0 | 0 | 0 | 0
2001 | 2 | 27 | 0 | 0 | 0 | 0 | 0 | 0 | 0 | 0 | 0 | 0 | 0 | 0 | 0
2001 | 2 | 28 | 0 | 0 | 0 | 0 | 0 | 0 | 0 | 0 | 0 | 0 | 0 | 0 | 0
2001 | 3 | 1 | 0 | 0 | 0 | 0 | 0 | 0 | 0 | 0 | 0 | 0 | 0 | 0 | 0
2001 | 3 | 2 | 0 | 0 | 0 | 0 | 0 | 0 | 0 | 0 | 0 | 0 | 0 | 0 | 0
2001 | 3 | 3 | 0 | 0 | 0 | 0 | 0 | 0 | 0 | 0 | 0 | 0 | 0 | 0 | 0
2001 | 3 | 4 | 0.3 | 0.3 | 0.25 | 0 | 0.3 | 0.25 | 0 | 0 | 0 | 0 | 0 | 0 | 0
2001 | 3 | 5 | 0.05 | 0.05 | 0 | 0 | 0.05 | 0 | 0 | 0 | 0 | 0 | 0 | 0 | 0
2001 | 3 | 6 | 0 | 0 | 0 | 0 | 0 | 0 | 0 | 0 | 0 | 0 | 0 | 0 | 0
2001 | 3 | 7 | 0 | 0 | 0 | 0 | 0 | 0 | 0 | 0 | 0 | 0 | 0 | 0 | 0
2001 | 3 | 8 | 0 | 0 | 0 | 0 | 0 | 0 | 0 | 0 | 0 | 0 | 0 | 0 | 0
2001 | 3 | 9 | 0 | 0 | 0 | 0 | 0 | 0 | 0 | 0 | 0 | 0 | 0 | 0 | 0
2001 | 3 | 10 | 0 | 0 | 0 | 0 | 0 | 0 | 0 | 0 | 0 | 0 | 0 | 0 | 0
2001 | 3 | 11 | 0 | 0 | 0 | 0 | 0 | 0 | 0 | 0 | 0 | 0 | 0 | 0 | 0
2001 | 3 | 12 | 0.28 | 0.28 | 0.23 | 0 | 0.28 | 0.23 | 0 | 0 | 0 | 0 | 0 | 0 | 0
2001 | 3 | 13 | 0.15 | 0.15 | 0.1 | 0 | 0.15 | 0.1 | 0 | 0 | 0 | 0 | 0 | 0 | 0
2001 | 3 | 14 | 0 | 0 | 0 | 0 | 0 | 0 | 0 | 0 | 0 | 0 | 0 | 0 | 0
2001 | 3 | 15 | 0.3 | 0.3 | 0.25 | 0 | 0.3 | 0.25 | 0 | 0 | 0 | 0 | 0 | 0 | 0
2001 | 3 | 16 | 0.02 | 0.02 | 0 | 0 | 0.02 | 0 | 0 | 0 | 0 | 0 | 0 | 0 | 0
2001 | 3 | 17 | 0 | 0 | 0 | 0 | 0 | 0 | 0 | 0 | 0 | 0 | 0 | 0 | 0
2001 | 3 | 18 | 0 | 0 | 0 | 0 | 0 | 0 | 0 | 0 | 0 | 0 | 0 | 0 | 0
2001 | 3 | 19 | 0 | 0 | 0 | 0 | 0 | 0 | 0 | 0 | 0 | 0 | 0 | 0 | 0
2001 | 3 | 20 | 0.18 | 0.18 | 0.13 | 0 | 0.18 | 0.13 | 0 | 0 | 0 | 0 | 0 | 0 | 0
2001 | 3 | 21 | 1.09 | 1 | 0.95 | 0 | 1 | 0.95 | 0 | 0 | 0 | 0 | 0 | 0 | 0
2001 | 3 | 22 | 0 | 0 | 0 | 0 | 0 | 0 | 0 | 0 | 0 | 0 | 0 | 0 | 0
2001 | 3 | 23 | 0 | 0 | 0 | 0 | 0 | 0 | 0 | 0 | 0 | 0 | 0 | 0 | 0
2001 | 3 | 24 | 0 | 0 | 0 | 0 | 0 | 0 | 0 | 0 | 0 | 0 | 0 | 0 | 0
2001 | 3 | 25 | 0 | 0 | 0 | 0 | 0 | 0 | 0 | 0 | 0 | 0 | 0 | 0 | 0
2001 | 3 | 26 | 0 | 0 | 0 | 0 | 0 | 0 | 0 | 0 | 0 | 0 | 0 | 0 | 0
2001 | 3 | 27 | 0 | 0 | 0 | 0 | 0 | 0 | 0 | 0 | 0 | 0 | 0 | 0 | 0
2001 | 3 | 28 | 0 | 0 | 0 | 0 | 0 | 0 | 0 | 0 | 0 | 0 | 0 | 0 | 0
2001 | 3 | 29 | 1.24 | 1 | 0.95 | 0 | 1 | 0.95 | 0 | 0 | 0 | 0 | 0 | 0 | 0
2001 | 3 | 30 | 0.22 | 0.22 | 0.17 | 0 | 0.22 | 0.17 | 0 | 0 | 0 | 0 | 0 | 0 | 0
2001 | 3 | 31 | 0.05 | 0.05 | 0 | 0 | 0.05 | 0 | 0 | 0 | 0 | 0 | 0 | 0 | 0
2001 | 4 | 1 | 0.05 | 0.05 | 0 | 0 | 0.05 | 0 | 0 | 0 | 0 | 0 | 0 | 0 | 0
2001 | 4 | 2 | 0 | 0 | 0 | 0 | 0 | 0 | 0 | 0 | 0 | 0 | 0 | 0 | 0
2001 | 4 | 3 | 0 | 0 | 0 | 0 | 0 | 0 | 0 | 0 | 0 | 0 | 0 | 0 | 0
2001 | 4 | 4 | 0 | 0 | 0 | 0 | 0 | 0 | 0 | 0 | 0 | 0 | 0 | 0 | 0
2001 | 4 | 5 | 0 | 0 | 0 | 0 | 0 | 0 | 0 | 0 | 0 | 0 | 0 | 0 | 0
2001 | 4 | 6 | 0.13 | 0.13 | 0.08 | 0 | 0.13 | 0.08 | 0 | 0 | 0 | 0 | 0 | 0 | 0
2001 | 4 | 7 | 0 | 0 | 0 | 0 | 0 | 0 | 0 | 0 | 0 | 0 | 0 | 0 | 0
2001 | 4 | 8 | 0 | 0 | 0 | 0 | 0 | 0 | 0 | 0 | 0 | 0 | 0 | 0 | 0
2001 | 4 | 9 | 0.16 | 0.16 | 0.11 | 0 | 0.16 | 0.11 | 0 | 0 | 0 | 0 | 0 | 0 | 0
2001 | 4 | 10 | 0.29 | 0.29 | 0.24 | 0 | 0.29 | 0.24 | 0 | 0 | 0 | 0 | 0 | 0 | 0
2001 | 4 | 11 | 0.49 | 0.49 | 0.44 | 0 | 0.49 | 0.44 | 0 | 0 | 0 | 0 | 0 | 0 | 0
2001 | 4 | 12 | 0 | 0 | 0 | 0 | 0 | 0 | 0 | 0 | 0 | 0 | 0 | 0 | 0
2001 | 4 | 13 | 0.06 | 0.06 | 0.01 | 0 | 0.06 | 0.01 | 0 | 0 | 0 | 0 | 0 | 0 | 0
2001 | 4 | 14 | 0 | 0 | 0 | 0 | 0 | 0 | 0 | 0 | 0 | 0 | 0 | 0 | 0
2001 | 4 | 15 | 0.16 | 0.16 | 0.11 | 0 | 0.16 | 0.11 | 0 | 0 | 0 | 0 | 0 | 0 | 0
2001 | 4 | 16 | 0.18 | 0.18 | 0.13 | 0 | 0.18 | 0.13 | 0 | 0 | 0 | 0 | 0 | 0 | 0
2001 | 4 | 17 | 0.02 | 0.02 | 0 | 0 | 0.02 | 0 | 0 | 0 | 0 | 0 | 0 | 0 | 0
2001 | 4 | 18 | 0.14 | 0.14 | 0.09 | 0 | 0.14 | 0.09 | 0 | 0 | 0 | 0 | 0 | 0 | 0
2001 | 4 | 19 | 0 | 0 | 0 | 0 | 0 | 0 | 0 | 0 | 0 | 0 | 0 | 0 | 0
2001 | 4 | 20 | 0 | 0 | 0 | 0 | 0 | 0 | 0 | 0 | 0 | 0 | 0 | 0 | 0
2001 | 4 | 21 | 0 | 0 | 0 | 0 | 0 | 0 | 0 | 0 | 0 | 0 | 0 | 0 | 0
2001 | 4 | 22 | 0 | 0 | 0 | 0 | 0 | 0 | 0 | 0 | 0 | 0 | 0 | 0 | 0
2001 | 4 | 23 | 0 | 0 | 0 | 0 | 0 | 0 | 0 | 0 | 0 | 0 | 0 | 0 | 0
2001 | 4 | 24 | 0 | 0 | 0 | 0 | 0 | 0 | 0 | 0 | 0 | 0 | 0 | 0 | 0
2001 | 4 | 25 | 0 | 0 | 0 | 0 | 0 | 0 | 0 | 0 | 0 | 0 | 0 | 0 | 0
2001 | 4 | 26 | 0 | 0 | 0 | 0 | 0 | 0 | 0 | 0 | 0 | 0 | 0 | 0 | 0
2001 | 4 | 27 | 0 | 0 | 0 | 0 | 0 | 0 | 0 | 0 | 0 | 0 | 0 | 0 | 0
2001 | 4 | 28 | 0 | 0 | 0 | 0 | 0 | 0 | 0 | 0 | 0 | 0 | 0 | 0 | 0
2001 | 4 | 29 | 0 | 0 | 0 | 0 | 0 | 0 | 0 | 0 | 0 | 0 | 0 | 0 | 0
2001 | 4 | 30 | 0 | 0 | 0 | 0 | 0 | 0 | 0 | 0 | 0 | 0 | 0 | 0 | 0
2001 | 5 | 1 | 0 | 0 | 0 | 0 | 0 | 0 | 0 | 0 | 0 | 0 | 0 | 0 | 0
2001 | 5 | 2 | 0 | 0 | 0 | 0 | 0 | 0 | 0 | 0 | 0 | 0 | 0 | 0 | 0
2001 | 5 | 3 | 0 | 0 | 0 | 0 | 0 | 0 | 0 | 0 | 0 | 0 | 0 | 0 | 0
2001 | 5 | 4 | 0 | 0 | 0 | 0 | 0 | 0 | 0 | 0 | 0 | 0 | 0 | 0 | 0
2001 | 5 | 5 | 0 | 0 | 0 | 0 | 0 | 0 | 0 | 0 | 0 | 0 | 0 | 0 | 0
2001 | 5 | 6 | 0 | 0 | 0 | 0 | 0 | 0 | 0 | 0 | 0 | 0 | 0 | 0 | 0
2001 | 5 | 7 | 0 | 0 | 0 | 0 | 0 | 0 | 0 | 0 | 0 | 0 | 0 | 0 | 0
2001 | 5 | 8 | 0 | 0 | 0 | 0 | 0 | 0 | 0 | 0 | 0 | 0 | 0 | 0 | 0
2001 | 5 | 9 | 0.04 | 0.04 | 0 | 0 | 0.04 | 0 | 0 | 0 | 0 | 0 | 0 | 0 | 0
2001 | 5 | 10 | 0 | 0 | 0 | 0 | 0 | 0 | 0 | 0 | 0 | 0 | 0 | 0 | 0
2001 | 5 | 11 | 0 | 0 | 0 | 0 | 0 | 0 | 0 | 0 | 0 | 0 | 0 | 0 | 0
2001 | 5 | 12 | 0.02 | 0.02 | 0 | 0 | 0.02 | 0 | 0 | 0 | 0 | 0 | 0 | 0 | 0
2001 | 5 | 13 | 0 | 0 | 0 | 0 | 0 | 0 | 0 | 0 | 0 | 0 | 0 | 0 | 0
2001 | 5 | 14 | 0 | 0 | 0 | 0 | 0 | 0 | 0 | 0 | 0 | 0 | 0 | 0 | 0
2001 | 5 | 15 | 0 | 0 | 0 | 0 | 0 | 0 | 0 | 0 | 0 | 0 | 0 | 0 | 0
2001 | 5 | 16 | 0 | 0 | 0 | 0 | 0 | 0 | 0 | 0 | 0 | 0 | 0 | 0 | 0
2001 | 5 | 17 | 0 | 0 | 0 | 0 | 0 | 0 | 0 | 0 | 0 | 0 | 0 | 0 | 0
2001 | 5 | 18 | 0.08 | 0.08 | 0.03 | 0 | 0.08 | 0.03 | 0 | 0 | 0 | 0 | 0 | 0 | 0
2001 | 5 | 19 | 0.76 | 0.76 | 0.71 | 0 | 0.76 | 0.71 | 0 | 0 | 0 | 0 | 0 | 0 | 0
2001 | 5 | 20 | 0.11 | 0.11 | 0.06 | 0 | 0.11 | 0.06 | 0 | 0 | 0 | 0 | 0 | 0 | 0
2001 | 5 | 21 | 0.19 | 0.19 | 0.14 | 0 | 0.19 | 0.14 | 0 | 0 | 0 | 0 | 0 | 0 | 0
2001 | 5 | 22 | 0.82 | 0.82 | 0.77 | 0 | 0.82 | 0.77 | 0 | 0 | 0 | 0 | 0 | 0 | 0
2001 | 5 | 23 | 0 | 0 | 0 | 0 | 0 | 0 | 0 | 0 | 0 | 0 | 0 | 0 | 0
2001 | 5 | 24 | 0 | 0 | 0 | 0 | 0 | 0 | 0 | 0 | 0 | 0 | 0 | 0 | 0
2001 | 5 | 25 | 0.52 | 0.52 | 0.47 | 0 | 0.52 | 0.47 | 0 | 0 | 0 | 0 | 0 | 0 | 0
2001 | 5 | 26 | 1.07 | 1 | 0.95 | 0 | 1 | 0.95 | 0 | 0 | 0 | 0 | 0 | 0 | 0
2001 | 5 | 27 | 0.1 | 0.1 | 0.05 | 0 | 0.1 | 0.05 | 0 | 0 | 0 | 0 | 0 | 0 | 0
2001 | 5 | 28 | 0 | 0 | 0 | 0 | 0 | 0 | 0 | 0 | 0 | 0 | 0 | 0 | 0
2001 | 5 | 29 | 0 | 0 | 0 | 0 | 0 | 0 | 0 | 0 | 0 | 0 | 0 | 0 | 0
2001 | 5 | 30 | 0 | 0 | 0 | 0 | 0 | 0 | 0 | 0 | 0 | 0 | 0 | 0 | 0
2001 | 5 | 31 | 0 | 0 | 0 | 0 | 0 | 0 | 0 | 0 | 0 | 0 | 0 | 0 | 0
2001 | 6 | 1 | 0.52 | 0.52 | 0.47 | 0 | 0.52 | 0.47 | 0 | 0 | 0 | 0 | 0 | 0 | 0
2001 | 6 | 2 | 0 | 0 | 0 | 0 | 0 | 0 | 0 | 0 | 0 | 0 | 0 | 0 | 0
2001 | 6 | 3 | 0 | 0 | 0 | 0 | 0 | 0 | 0 | 0 | 0 | 0 | 0 | 0 | 0
2001 | 6 | 4 | 0.17 | 0.17 | 0.12 | 0 | 0.17 | 0.12 | 0 | 0 | 0 | 0 | 0 | 0 | 0
2001 | 6 | 5 | 0.07 | 0.07 | 0.02 | 0 | 0.07 | 0.02 | 0 | 0 | 0 | 0 | 0 | 0 | 0
2001 | 6 | 6 | 0.08 | 0.08 | 0.03 | 0 | 0.08 | 0.03 | 0 | 0 | 0 | 0 | 0 | 0 | 0
2001 | 6 | 7 | 1.01 | 1 | 0.95 | 0 | 1 | 0.95 | 0 | 0 | 0 | 0 | 0 | 0 | 0
2001 | 6 | 8 | 0 | 0 | 0 | 0 | 0 | 0 | 0 | 0 | 0 | 0 | 0 | 0 | 0
2001 | 6 | 9 | 0 | 0 | 0 | 0 | 0 | 0 | 0 | 0 | 0 | 0 | 0 | 0 | 0
2001 | 6 | 10 | 0 | 0 | 0 | 0 | 0 | 0 | 0 | 0 | 0 | 0 | 0 | 0 | 0
2001 | 6 | 11 | 0 | 0 | 0 | 0 | 0 | 0 | 0 | 0 | 0 | 0 | 0 | 0 | 0
2001 | 6 | 12 | 0 | 0 | 0 | 0 | 0 | 0 | 0 | 0 | 0 | 0 | 0 | 0 | 0
2001 | 6 | 13 | 0.03 | 0.03 | 0 | 0 | 0.03 | 0 | 0 | 0 | 0 | 0 | 0 | 0 | 0
2001 | 6 | 14 | 0 | 0 | 0 | 0 | 0 | 0 | 0 | 0 | 0 | 0 | 0 | 0 | 0
2001 | 6 | 15 | 0.2 | 0.2 | 0.15 | 0 | 0.2 | 0.15 | 0 | 0 | 0 | 0 | 0 | 0 | 0
2001 | 6 | 16 | 1.64 | 1 | 0.95 | 0 | 1 | 0.95 | 0 | 0 | 0 | 0 | 0 | 0 | 0
2001 | 6 | 17 | 0 | 0 | 0 | 0 | 0 | 0 | 0 | 0 | 0 | 0 | 0 | 0 | 0
2001 | 6 | 18 | 0 | 0 | 0 | 0 | 0 | 0 | 0 | 0 | 0 | 0 | 0 | 0 | 0
2001 | 6 | 19 | 0 | 0 | 0 | 0 | 0 | 0 | 0 | 0 | 0 | 0 | 0 | 0 | 0
2001 | 6 | 20 | 0 | 0 | 0 | 0 | 0 | 0 | 0 | 0 | 0 | 0 | 0 | 0 | 0
2001 | 6 | 21 | 0 | 0 | 0 | 0 | 0 | 0 | 0 | 0 | 0 | 0 | 0 | 0 | 0
2001 | 6 | 22 | 0.81 | 0.81 | 0.76 | 0 | 0.81 | 0.76 | 0 | 0 | 0 | 0 | 0 | 0 | 0
2001 | 6 | 23 | 0.01 | 0.01 | 0 | 0 | 0.01 | 0 | 0 | 0 | 0 | 0 | 0 | 0 | 0
2001 | 6 | 24 | 0 | 0 | 0 | 0 | 0 | 0 | 0 | 0 | 0 | 0 | 0 | 0 | 0
2001 | 6 | 25 | 0 | 0 | 0 | 0 | 0 | 0 | 0 | 0 | 0 | 0 | 0 | 0 | 0
2001 | 6 | 26 | 0 | 0 | 0 | 0 | 0 | 0 | 0 | 0 | 0 | 0 | 0 | 0 | 0
2001 | 6 | 27 | 0 | 0 | 0 | 0 | 0 | 0 | 0 | 0 | 0 | 0 | 0 | 0 | 0
2001 | 6 | 28 | 0 | 0 | 0 | 0 | 0 | 0 | 0 | 0 | 0 | 0 | 0 | 0 | 0
2001 | 6 | 29 | 0 | 0 | 0 | 0 | 0 | 0 | 0 | 0 | 0 | 0 | 0 | 0 | 0
2001 | 6 | 30 | 0.15 | 0.15 | 0.1 | 0 | 0.15 | 0.1 | 0 | 0 | 0 | 0 | 0 | 0 | 0
2001 | 7 | 1 | 0.1 | 0.1 | 0.05 | 0 | 0.1 | 0.05 | 0 | 0 | 0 | 0 | 0 | 0 | 0
2001 | 7 | 2 | 0 | 0 | 0 | 0 | 0 | 0 | 0 | 0 | 0 | 0 | 0 | 0 | 0
2001 | 7 | 3 | 0 | 0 | 0 | 0 | 0 | 0 | 0 | 0 | 0 | 0 | 0 | 0 | 0
2001 | 7 | 4 | 0.98 | 0.98 | 0.93 | 0 | 0.98 | 0.93 | 0 | 0 | 0 | 0 | 0 | 0 | 0
2001 | 7 | 5 | 0.18 | 0.18 | 0.13 | 0 | 0.18 | 0.13 | 0 | 0 | 0 | 0 | 0 | 0 | 0
2001 | 7 | 6 | 0 | 0 | 0 | 0 | 0 | 0 | 0 | 0 | 0 | 0 | 0 | 0 | 0
2001 | 7 | 7 | 0 | 0 | 0 | 0 | 0 | 0 | 0 | 0 | 0 | 0 | 0 | 0 | 0
2001 | 7 | 8 | 0.45 | 0.45 | 0.4 | 0 | 0.45 | 0.4 | 0 | 0 | 0 | 0 | 0 | 0 | 0
2001 | 7 | 9 | 0.03 | 0.03 | 0 | 0 | 0.03 | 0 | 0 | 0 | 0 | 0 | 0 | 0 | 0
2001 | 7 | 10 | 0.53 | 0.53 | 0.48 | 0 | 0.53 | 0.48 | 0 | 0 | 0 | 0 | 0 | 0 | 0
2001 | 7 | 11 | 0 | 0 | 0 | 0 | 0 | 0 | 0 | 0 | 0 | 0 | 0 | 0 | 0
2001 | 7 | 12 | 0 | 0 | 0 | 0 | 0 | 0 | 0 | 0 | 0 | 0 | 0 | 0 | 0
2001 | 7 | 13 | 0 | 0 | 0 | 0 | 0 | 0 | 0 | 0 | 0 | 0 | 0 | 0 | 0
2001 | 7 | 14 | 0 | 0 | 0 | 0 | 0 | 0 | 0 | 0 | 0 | 0 | 0 | 0 | 0
2001 | 7 | 15 | 0 | 0 | 0 | 0 | 0 | 0 | 0 | 0 | 0 | 0 | 0 | 0 | 0
2001 | 7 | 16 | 0 | 0 | 0 | 0 | 0 | 0 | 0 | 0 | 0 | 0 | 0 | 0 | 0
2001 | 7 | 17 | 0 | 0 | 0 | 0 | 0 | 0 | 0 | 0 | 0 | 0 | 0 | 0 | 0
2001 | 7 | 18 | 0.2 | 0.2 | 0.15 | 0 | 0.2 | 0.15 | 0 | 0 | 0 | 0 | 0 | 0 | 0
2001 | 7 | 19 | 0 | 0 | 0 | 0 | 0 | 0 | 0 | 0 | 0 | 0 | 0 | 0 | 0
2001 | 7 | 20 | 0 | 0 | 0 | 0 | 0 | 0 | 0 | 0 | 0 | 0 | 0 | 0 | 0
2001 | 7 | 21 | 0 | 0 | 0 | 0 | 0 | 0 | 0 | 0 | 0 | 0 | 0 | 0 | 0
2001 | 7 | 22 | 0 | 0 | 0 | 0 | 0 | 0 | 0 | 0 | 0 | 0 | 0 | 0 | 0
2001 | 7 | 23 | 0 | 0 | 0 | 0 | 0 | 0 | 0 | 0 | 0 | 0 | 0 | 0 | 0
2001 | 7 | 24 | 0 | 0 | 0 | 0 | 0 | 0 | 0 | 0 | 0 | 0 | 0 | 0 | 0
2001 | 7 | 25 | 0 | 0 | 0 | 0 | 0 | 0 | 0 | 0 | 0 | 0 | 0 | 0 | 0
2001 | 7 | 26 | 1.33 | 1 | 0.95 | 0 | 1 | 0.95 | 0 | 0 | 0 | 0 | 0 | 0 | 0
2001 | 7 | 27 | 0 | 0 | 0 | 0 | 0 | 0 | 0 | 0 | 0 | 0 | 0 | 0 | 0
2001 | 7 | 28 | 0 | 0 | 0 | 0 | 0 | 0 | 0 | 0 | 0 | 0 | 0 | 0 | 0
2001 | 7 | 29 | 0.97 | 0.97 | 0.92 | 0 | 0.97 | 0.92 | 0 | 0 | 0 | 0 | 0 | 0 | 0
2001 | 7 | 30 | 0.01 | 0.01 | 0 | 0 | 0.01 | 0 | 0 | 0 | 0 | 0 | 0 | 0 | 0
2001 | 7 | 31 | 0 | 0 | 0 | 0 | 0 | 0 | 0 | 0 | 0 | 0 | 0 | 0 | 0
2001 | 8 | 1 | 0 | 0 | 0 | 0 | 0 | 0 | 0 | 0 | 0 | 0 | 0 | 0 | 0
2001 | 8 | 2 | 0 | 0 | 0 | 0 | 0 | 0 | 0 | 0 | 0 | 0 | 0 | 0 | 0
2001 | 8 | 3 | 0 | 0 | 0 | 0 | 0 | 0 | 0 | 0 | 0 | 0 | 0 | 0 | 0
2001 | 8 | 4 | 0 | 0 | 0 | 0 | 0 | 0 | 0 | 0 | 0 | 0 | 0 | 0 | 0
2001 | 8 | 5 | 0 | 0 | 0 | 0 | 0 | 0 | 0 | 0 | 0 | 0 | 0 | 0 | 0
2001 | 8 | 6 | 0 | 0 | 0 | 0 | 0 | 0 | 0 | 0 | 0 | 0 | 0 | 0 | 0
2001 | 8 | 7 | 0 | 0 | 0 | 0 | 0 | 0 | 0 | 0 | 0 | 0 | 0 | 0 | 0
2001 | 8 | 8 | 0 | 0 | 0 | 0 | 0 | 0 | 0 | 0 | 0 | 0 | 0 | 0 | 0
2001 | 8 | 9 | 0 | 0 | 0 | 0 | 0 | 0 | 0 | 0 | 0 | 0 | 0 | 0 | 0
2001 | 8 | 10 | 0.4 | 0.4 | 0.35 | 0 | 0.4 | 0.35 | 0 | 0 | 0 | 0 | 0 | 0 | 0
2001 | 8 | 11 | 0.92 | 0.92 | 0.87 | 0 | 0.92 | 0.87 | 0 | 0 | 0 | 0 | 0 | 0 | 0
2001 | 8 | 12 | 0.18 | 0.18 | 0.13 | 0 | 0.18 | 0.13 | 0 | 0 | 0 | 0 | 0 | 0 | 0
2001 | 8 | 13 | 0.23 | 0.23 | 0.18 | 0 | 0.23 | 0.18 | 0 | 0 | 0 | 0 | 0 | 0 | 0
2001 | 8 | 14 | 0 | 0 | 0 | 0 | 0 | 0 | 0 | 0 | 0 | 0 | 0 | 0 | 0
2001 | 8 | 15 | 0.01 | 0.01 | 0 | 0 | 0.01 | 0 | 0 | 0 | 0 | 0 | 0 | 0 | 0
2001 | 8 | 16 | 0 | 0 | 0 | 0 | 0 | 0 | 0 | 0 | 0 | 0 | 0 | 0 | 0
2001 | 8 | 17 | 0.01 | 0.01 | 0 | 0 | 0.01 | 0 | 0 | 0 | 0 | 0 | 0 | 0 | 0
2001 | 8 | 18 | 0 | 0 | 0 | 0 | 0 | 0 | 0 | 0 | 0 | 0 | 0 | 0 | 0
2001 | 8 | 19 | 0.27 | 0.27 | 0.22 | 0 | 0.27 | 0.22 | 0 | 0 | 0 | 0 | 0 | 0 | 0
2001 | 8 | 20 | 0.07 | 0.07 | 0.02 | 0 | 0.07 | 0.02 | 0 | 0 | 0 | 0 | 0 | 0 | 0
2001 | 8 | 21 | 0 | 0 | 0 | 0 | 0 | 0 | 0 | 0 | 0 | 0 | 0 | 0 | 0
2001 | 8 | 22 | 0 | 0 | 0 | 0 | 0 | 0 | 0 | 0 | 0 | 0 | 0 | 0 | 0
2001 | 8 | 23 | 0.8 | 0.8 | 0.75 | 0 | 0.8 | 0.75 | 0 | 0 | 0 | 0 | 0 | 0 | 0
2001 | 8 | 24 | 0 | 0 | 0 | 0 | 0 | 0 | 0 | 0 | 0 | 0 | 0 | 0 | 0
2001 | 8 | 25 | 0 | 0 | 0 | 0 | 0 | 0 | 0 | 0 | 0 | 0 | 0 | 0 | 0
2001 | 8 | 26 | 0 | 0 | 0 | 0 | 0 | 0 | 0 | 0 | 0 | 0 | 0 | 0 | 0
2001 | 8 | 27 | 0 | 0 | 0 | 0 | 0 | 0 | 0 | 0 | 0 | 0 | 0 | 0 | 0
2001 | 8 | 28 | 0 | 0 | 0 | 0 | 0 | 0 | 0 | 0 | 0 | 0 | 0 | 0 | 0
2001 | 8 | 29 | 0 | 0 | 0 | 0 | 0 | 0 | 0 | 0 | 0 | 0 | 0 | 0 | 0
2001 | 8 | 30 | 0.09 | 0.09 | 0.04 | 0 | 0.09 | 0.04 | 0 | 0 | 0 | 0 | 0 | 0 | 0
2001 | 8 | 31 | 0 | 0 | 0 | 0 | 0 | 0 | 0 | 0 | 0 | 0 | 0 | 0 | 0
2001 | 9 | 1 | 0 | 0 | 0 | 0 | 0 | 0 | 0 | 0 | 0 | 0 | 0 | 0 | 0
2001 | 9 | 2 | 0 | 0 | 0 | 0 | 0 | 0 | 0 | 0 | 0 | 0 | 0 | 0 | 0
2001 | 9 | 3 | 0 | 0 | 0 | 0 | 0 | 0 | 0 | 0 | 0 | 0 | 0 | 0 | 0
2001 | 9 | 4 | 0 | 0 | 0 | 0 | 0 | 0 | 0 | 0 | 0 | 0 | 0 | 0 | 0
2001 | 9 | 5 | 0 | 0 | 0 | 0 | 0 | 0 | 0 | 0 | 0 | 0 | 0 | 0 | 0
2001 | 9 | 6 | 0 | 0 | 0 | 0 | 0 | 0 | 0 | 0 | 0 | 0 | 0 | 0 | 0
2001 | 9 | 7 | 0 | 0 | 0 | 0 | 0 | 0 | 0 | 0 | 0 | 0 | 0 | 0 | 0
2001 | 9 | 8 | 0 | 0 | 0 | 0 | 0 | 0 | 0 | 0 | 0 | 0 | 0 | 0 | 0
2001 | 9 | 9 | 0 | 0 | 0 | 0 | 0 | 0 | 0 | 0 | 0 | 0 | 0 | 0 | 0
2001 | 9 | 10 | 0.14 | 0.14 | 0.09 | 0 | 0.14 | 0.09 | 0 | 0 | 0 | 0 | 0 | 0 | 0
2001 | 9 | 11 | 0 | 0 | 0 | 0 | 0 | 0 | 0 | 0 | 0 | 0 | 0 | 0 | 0
2001 | 9 | 12 | 0 | 0 | 0 | 0 | 0 | 0 | 0 | 0 | 0 | 0 | 0 | 0 | 0
2001 | 9 | 13 | 0 | 0 | 0 | 0 | 0 | 0 | 0 | 0 | 0 | 0 | 0 | 0 | 0
2001 | 9 | 14 | 0.15 | 0.15 | 0.1 | 0 | 0.15 | 0.1 | 0 | 0 | 0 | 0 | 0 | 0 | 0
2001 | 9 | 15 | 0 | 0 | 0 | 0 | 0 | 0 | 0 | 0 | 0 | 0 | 0 | 0 | 0
2001 | 9 | 16 | 0 | 0 | 0 | 0 | 0 | 0 | 0 | 0 | 0 | 0 | 0 | 0 | 0
2001 | 9 | 17 | 0 | 0 | 0 | 0 | 0 | 0 | 0 | 0 | 0 | 0 | 0 | 0 | 0
2001 | 9 | 18 | 0 | 0 | 0 | 0 | 0 | 0 | 0 | 0 | 0 | 0 | 0 | 0 | 0
2001 | 9 | 19 | 0 | 0 | 0 | 0 | 0 | 0 | 0 | 0 | 0 | 0 | 0 | 0 | 0
2001 | 9 | 20 | 0.42 | 0.42 | 0.37 | 0 | 0.42 | 0.37 | 0 | 0 | 0 | 0 | 0 | 0 | 0
2001 | 9 | 21 | 0.03 | 0.03 | 0 | 0 | 0.03 | 0 | 0 | 0 | 0 | 0 | 0 | 0 | 0
2001 | 9 | 22 | 0 | 0 | 0 | 0 | 0 | 0 | 0 | 0 | 0 | 0 | 0 | 0 | 0
2001 | 9 | 23 | 0 | 0 | 0 | 0 | 0 | 0 | 0 | 0 | 0 | 0 | 0 | 0 | 0
2001 | 9 | 24 | 0.31 | 0.31 | 0.26 | 0 | 0.31 | 0.26 | 0 | 0 | 0 | 0 | 0 | 0 | 0
2001 | 9 | 25 | 0.3 | 0.3 | 0.25 | 0 | 0.3 | 0.25 | 0 | 0 | 0 | 0 | 0 | 0 | 0
2001 | 9 | 26 | 0 | 0 | 0 | 0 | 0 | 0 | 0 | 0 | 0 | 0 | 0 | 0 | 0
2001 | 9 | 27 | 0.03 | 0.03 | 0 | 0 | 0.03 | 0 | 0 | 0 | 0 | 0 | 0 | 0 | 0
2001 | 9 | 28 | 0 | 0 | 0 | 0 | 0 | 0 | 0 | 0 | 0 | 0 | 0 | 0 | 0
2001 | 9 | 29 | 0 | 0 | 0 | 0 | 0 | 0 | 0 | 0 | 0 | 0 | 0 | 0 | 0
2001 | 9 | 30 | 0.03 | 0.03 | 0 | 0 | 0.03 | 0 | 0 | 0 | 0 | 0 | 0 | 0 | 0
2001 | 10 | 1 | 0.03 | 0.03 | 0 | 0 | 0.03 | 0 | 0 | 0 | 0 | 0 | 0 | 0 | 0
2001 | 10 | 2 | 0 | 0 | 0 | 0 | 0 | 0 | 0 | 0 | 0 | 0 | 0 | 0 | 0
2001 | 10 | 3 | 0 | 0 | 0 | 0 | 0 | 0 | 0 | 0 | 0 | 0 | 0 | 0 | 0
2001 | 10 | 4 | 0 | 0 | 0 | 0 | 0 | 0 | 0 | 0 | 0 | 0 | 0 | 0 | 0
2001 | 10 | 5 | 0 | 0 | 0 | 0 | 0 | 0 | 0 | 0 | 0 | 0 | 0 | 0 | 0
2001 | 10 | 6 | 0.14 | 0.14 | 0.09 | 0 | 0.14 | 0.09 | 0 | 0 | 0 | 0 | 0 | 0 | 0
2001 | 10 | 7 | 0 | 0 | 0 | 0 | 0 | 0 | 0 | 0 | 0 | 0 | 0 | 0 | 0
2001 | 10 | 8 | 0 | 0 | 0 | 0 | 0 | 0 | 0 | 0 | 0 | 0 | 0 | 0 | 0
2001 | 10 | 9 | 0 | 0 | 0 | 0 | 0 | 0 | 0 | 0 | 0 | 0 | 0 | 0 | 0
2001 | 10 | 10 | 0 | 0 | 0 | 0 | 0 | 0 | 0 | 0 | 0 | 0 | 0 | 0 | 0
2001 | 10 | 11 | 0 | 0 | 0 | 0 | 0 | 0 | 0 | 0 | 0 | 0 | 0 | 0 | 0
2001 | 10 | 12 | 0 | 0 | 0 | 0 | 0 | 0 | 0 | 0 | 0 | 0 | 0 | 0 | 0
2001 | 10 | 13 | 0 | 0 | 0 | 0 | 0 | 0 | 0 | 0 | 0 | 0 | 0 | 0 | 0
2001 | 10 | 14 | 0.32 | 0.32 | 0.27 | 0 | 0.32 | 0.27 | 0 | 0 | 0 | 0 | 0 | 0 | 0
2001 | 10 | 15 | 0 | 0 | 0 | 0 | 0 | 0 | 0 | 0 | 0 | 0 | 0 | 0 | 0
2001 | 10 | 16 | 0.2 | 0.2 | 0.15 | 0 | 0.2 | 0.15 | 0 | 0 | 0 | 0 | 0 | 0 | 0
2001 | 10 | 17 | 0 | 0 | 0 | 0 | 0 | 0 | 0 | 0 | 0 | 0 | 0 | 0 | 0
2001 | 10 | 18 | 0 | 0 | 0 | 0 | 0 | 0 | 0 | 0 | 0 | 0 | 0 | 0 | 0
2001 | 10 | 19 | 0 | 0 | 0 | 0 | 0 | 0 | 0 | 0 | 0 | 0 | 0 | 0 | 0
2001 | 10 | 20 | 0 | 0 | 0 | 0 | 0 | 0 | 0 | 0 | 0 | 0 | 0 | 0 | 0
2001 | 10 | 21 | 0 | 0 | 0 | 0 | 0 | 0 | 0 | 0 | 0 | 0 | 0 | 0 | 0
2001 | 10 | 22 | 0 | 0 | 0 | 0 | 0 | 0 | 0 | 0 | 0 | 0 | 0 | 0 | 0
2001 | 10 | 23 | 0 | 0 | 0 | 0 | 0 | 0 | 0 | 0 | 0 | 0 | 0 | 0 | 0
2001 | 10 | 24 | 0 | 0 | 0 | 0 | 0 | 0 | 0 | 0 | 0 | 0 | 0 | 0 | 0
2001 | 10 | 25 | 0 | 0 | 0 | 0 | 0 | 0 | 0 | 0 | 0 | 0 | 0 | 0 | 0
2001 | 10 | 26 | 0 | 0 | 0 | 0 | 0 | 0 | 0 | 0 | 0 | 0 | 0 | 0 | 0
2001 | 10 | 27 | 0 | 0 | 0 | 0 | 0 | 0 | 0 | 0 | 0 | 0 | 0 | 0 | 0
2001 | 10 | 28 | 0 | 0 | 0 | 0 | 0 | 0 | 0 | 0 | 0 | 0 | 0 | 0 | 0
2001 | 10 | 29 | 0 | 0 | 0 | 0 | 0 | 0 | 0 | 0 | 0 | 0 | 0 | 0 | 0
2001 | 10 | 30 | 0 | 0 | 0 | 0 | 0 | 0 | 0 | 0 | 0 | 0 | 0 | 0 | 0
2001 | 10 | 31 | 0 | 0 | 0 | 0 | 0 | 0 | 0 | 0 | 0 | 0 | 0 | 0 | 0
2001 | 11 | 1 | 0 | 0 | 0 | 0 | 0 | 0 | 0 | 0 | 0 | 0 | 0 | 0 | 0
2001 | 11 | 2 | 0 | 0 | 0 | 0 | 0 | 0 | 0 | 0 | 0 | 0 | 0 | 0 | 0
2001 | 11 | 3 | 0.01 | 0.01 | 0 | 0 | 0.01 | 0 | 0 | 0 | 0 | 0 | 0 | 0 | 0
2001 | 11 | 4 | 0 | 0 | 0 | 0 | 0 | 0 | 0 | 0 | 0 | 0 | 0 | 0 | 0
2001 | 11 | 5 | 0 | 0 | 0 | 0 | 0 | 0 | 0 | 0 | 0 | 0 | 0 | 0 | 0
2001 | 11 | 6 | 0 | 0 | 0 | 0 | 0 | 0 | 0 | 0 | 0 | 0 | 0 | 0 | 0
2001 | 11 | 7 | 0 | 0 | 0 | 0 | 0 | 0 | 0 | 0 | 0 | 0 | 0 | 0 | 0
2001 | 11 | 8 | 0 | 0 | 0 | 0 | 0 | 0 | 0 | 0 | 0 | 0 | 0 | 0 | 0
2001 | 11 | 9 | 0 | 0 | 0 | 0 | 0 | 0 | 0 | 0 | 0 | 0 | 0 | 0 | 0
2001 | 11 | 10 | 0 | 0 | 0 | 0 | 0 | 0 | 0 | 0 | 0 | 0 | 0 | 0 | 0
2001 | 11 | 11 | 0 | 0 | 0 | 0 | 0 | 0 | 0 | 0 | 0 | 0 | 0 | 0 | 0
2001 | 11 | 12 | 0 | 0 | 0 | 0 | 0 | 0 | 0 | 0 | 0 | 0 | 0 | 0 | 0
2001 | 11 | 13 | 0 | 0 | 0 | 0 | 0 | 0 | 0 | 0 | 0 | 0 | 0 | 0 | 0
2001 | 11 | 14 | 0 | 0 | 0 | 0 | 0 | 0 | 0 | 0 | 0 | 0 | 0 | 0 | 0
2001 | 11 | 15 | 0 | 0 | 0 | 0 | 0 | 0 | 0 | 0 | 0 | 0 | 0 | 0 | 0
2001 | 11 | 16 | 0 | 0 | 0 | 0 | 0 | 0 | 0 | 0 | 0 | 0 | 0 | 0 | 0
2001 | 11 | 17 | 0 | 0 | 0 | 0 | 0 | 0 | 0 | 0 | 0 | 0 | 0 | 0 | 0
2001 | 11 | 18 | 0 | 0 | 0 | 0 | 0 | 0 | 0 | 0 | 0 | 0 | 0 | 0 | 0
2001 | 11 | 19 | 0 | 0 | 0 | 0 | 0 | 0 | 0 | 0 | 0 | 0 | 0 | 0 | 0
2001 | 11 | 20 | 0.03 | 0.03 | 0 | 0 | 0.03 | 0 | 0 | 0 | 0 | 0 | 0 | 0 | 0
2001 | 11 | 21 | 0 | 0 | 0 | 0 | 0 | 0 | 0 | 0 | 0 | 0 | 0 | 0 | 0
2001 | 11 | 22 | 0 | 0 | 0 | 0 | 0 | 0 | 0 | 0 | 0 | 0 | 0 | 0 | 0
2001 | 11 | 23 | 0 | 0 | 0 | 0 | 0 | 0 | 0 | 0 | 0 | 0 | 0 | 0 | 0
2001 | 11 | 24 | 0.12 | 0.12 | 0.07 | 0 | 0.12 | 0.07 | 0 | 0 | 0 | 0 | 0 | 0 | 0
2001 | 11 | 25 | 0.38 | 0.38 | 0.33 | 0 | 0.38 | 0.33 | 0 | 0 | 0 | 0 | 0 | 0 | 0
2001 | 11 | 26 | 0 | 0 | 0 | 0 | 0 | 0 | 0 | 0 | 0 | 0 | 0 | 0 | 0
2001 | 11 | 27 | 0 | 0 | 0 | 0 | 0 | 0 | 0 | 0 | 0 | 0 | 0 | 0 | 0
2001 | 11 | 28 | 0 | 0 | 0 | 0 | 0 | 0 | 0 | 0 | 0 | 0 | 0 | 0 | 0
2001 | 11 | 29 | 0 | 0 | 0 | 0 | 0 | 0 | 0 | 0 | 0 | 0 | 0 | 0 | 0
2001 | 11 | 30 | 0.01 | 0.01 | 0 | 0 | 0.01 | 0 | 0 | 0 | 0 | 0 | 0 | 0 | 0
2001 | 12 | 1 | 0 | 0 | 0 | 0 | 0 | 0 | 0 | 0 | 0 | 0 | 0 | 0 | 0
2001 | 12 | 2 | 0 | 0 | 0 | 0 | 0 | 0 | 0 | 0 | 0 | 0 | 0 | 0 | 0
2001 | 12 | 3 | 0 | 0 | 0 | 0 | 0 | 0 | 0 | 0 | 0 | 0 | 0 | 0 | 0
2001 | 12 | 4 | 0 | 0 | 0 | 0 | 0 | 0 | 0 | 0 | 0 | 0 | 0 | 0 | 0
2001 | 12 | 5 | 0 | 0 | 0 | 0 | 0 | 0 | 0 | 0 | 0 | 0 | 0 | 0 | 0
2001 | 12 | 6 | 0 | 0 | 0 | 0 | 0 | 0 | 0 | 0 | 0 | 0 | 0 | 0 | 0
2001 | 12 | 7 | 0 | 0 | 0 | 0 | 0 | 0 | 0 | 0 | 0 | 0 | 0 | 0 | 0
2001 | 12 | 8 | 0.57 | 0.57 | 0.52 | 0 | 0.57 | 0.52 | 0 | 0 | 0 | 0 | 0 | 0 | 0
2001 | 12 | 9 | 0.01 | 0.01 | 0 | 0 | 0.01 | 0 | 0 | 0 | 0 | 0 | 0 | 0 | 0
2001 | 12 | 10 | 0.04 | 0.04 | 0 | 0 | 0.04 | 0 | 0 | 0 | 0 | 0 | 0 | 0 | 0
2001 | 12 | 11 | 0.4 | 0.4 | 0.35 | 0 | 0.4 | 0.35 | 0 | 0 | 0 | 0 | 0 | 0 | 0
2001 | 12 | 12 | 0 | 0 | 0 | 0 | 0 | 0 | 0 | 0 | 0 | 0 | 0 | 0 | 0
2001 | 12 | 13 | 0 | 0 | 0 | 0 | 0 | 0 | 0 | 0 | 0 | 0 | 0 | 0 | 0
2001 | 12 | 14 | 0.06 | 0.06 | 0.01 | 0 | 0.06 | 0.01 | 0 | 0 | 0 | 0 | 0 | 0 | 0
2001 | 12 | 15 | 0 | 0 | 0 | 0 | 0 | 0 | 0 | 0 | 0 | 0 | 0 | 0 | 0
2001 | 12 | 16 | 0 | 0 | 0 | 0 | 0 | 0 | 0 | 0 | 0 | 0 | 0 | 0 | 0
2001 | 12 | 17 | 0.09 | 0.09 | 0.04 | 0 | 0.09 | 0.04 | 0 | 0 | 0 | 0 | 0 | 0 | 0
2001 | 12 | 18 | 0.03 | 0.03 | 0 | 0 | 0.03 | 0 | 0 | 0 | 0 | 0 | 0 | 0 | 0
2001 | 12 | 19 | 0 | 0 | 0 | 0 | 0 | 0 | 0 | 0 | 0 | 0 | 0 | 0 | 0
2001 | 12 | 20 | 0 | 0 | 0 | 0 | 0 | 0 | 0 | 0 | 0 | 0 | 0 | 0 | 0
2001 | 12 | 21 | 0 | 0 | 0 | 0 | 0 | 0 | 0 | 0 | 0 | 0 | 0 | 0 | 0
2001 | 12 | 22 | 0 | 0 | 0 | 0 | 0 | 0 | 0 | 0 | 0 | 0 | 0 | 0 | 0
2001 | 12 | 23 | 0.13 | 0.13 | 0.08 | 0 | 0.13 | 0.08 | 0 | 0 | 0 | 0 | 0 | 0 | 0
2001 | 12 | 24 | 0.2 | 0.2 | 0.15 | 0 | 0.2 | 0.15 | 0 | 0 | 0 | 0 | 0 | 0 | 0
2001 | 12 | 25 | 0 | 0 | 0 | 0 | 0 | 0 | 0 | 0 | 0 | 0 | 0 | 0 | 0
2001 | 12 | 26 | 0 | 0 | 0 | 0 | 0 | 0 | 0 | 0 | 0 | 0 | 0 | 0 | 0
2001 | 12 | 27 | 0 | 0 | 0 | 0 | 0 | 0 | 0 | 0 | 0 | 0 | 0 | 0 | 0
2001 | 12 | 28 | 0 | 0 | 0 | 0 | 0 | 0 | 0 | 0 | 0 | 0 | 0 | 0 | 0
2001 | 12 | 29 | 0 | 0 | 0 | 0 | 0 | 0 | 0 | 0 | 0 | 0 | 0 | 0 | 0
2001 | 12 | 30 | 0 | 0 | 0 | 0 | 0 | 0 | 0 | 0 | 0 | 0 | 0 | 0 | 0
2001 | 12 | 31 | 0 | 0 | 0 | 0 | 0 | 0 | 0 | 0 | 0 | 0 | 0 | 0 | 0
2002 | 1 | 1 | 0 | 0 | 0 | 0 | 0 | 0 | 0 | 0 | 0 | 0 | 0 | 0 | 0
2002 | 1 | 2 | 0 | 0 | 0 | 0 | 0 | 0 | 0 | 0 | 0 | 0 | 0 | 0 | 0
2002 | 1 | 3 | 0 | 0 | 0 | 0 | 0 | 0 | 0 | 0 | 0 | 0 | 0 | 0 | 0
2002 | 1 | 4 | 0 | 0 | 0 | 0 | 0 | 0 | 0 | 0 | 0 | 0 | 0 | 0 | 0
2002 | 1 | 5 | 0 | 0 | 0 | 0 | 0 | 0 | 0 | 0 | 0 | 0 | 0 | 0 | 0
2002 | 1 | 6 | 0.6 | 0.6 | 0.55 | 0 | 0.6 | 0.55 | 0 | 0 | 0 | 0 | 0 | 0 | 0
2002 | 1 | 7 | 0.01 | 0.01 | 0 | 0 | 0.01 | 0 | 0 | 0 | 0 | 0 | 0 | 0 | 0
2002 | 1 | 8 | 0 | 0 | 0 | 0 | 0 | 0 | 0 | 0 | 0 | 0 | 0 | 0 | 0
2002 | 1 | 9 | 0 | 0 | 0 | 0 | 0 | 0 | 0 | 0 | 0 | 0 | 0 | 0 | 0
2002 | 1 | 10 | 0 | 0 | 0 | 0 | 0 | 0 | 0 | 0 | 0 | 0 | 0 | 0 | 0
2002 | 1 | 11 | 0.17 | 0.17 | 0.12 | 0 | 0.17 | 0.12 | 0 | 0 | 0 | 0 | 0 | 0 | 0
2002 | 1 | 12 | 0 | 0 | 0 | 0 | 0 | 0 | 0 | 0 | 0 | 0 | 0 | 0 | 0
2002 | 1 | 13 | 0 | 0 | 0 | 0 | 0 | 0 | 0 | 0 | 0 | 0 | 0 | 0 | 0
2002 | 1 | 14 | 0 | 0 | 0 | 0 | 0 | 0 | 0 | 0 | 0 | 0 | 0 | 0 | 0
2002 | 1 | 15 | 0 | 0 | 0 | 0 | 0 | 0 | 0 | 0 | 0 | 0 | 0 | 0 | 0
2002 | 1 | 16 | 0 | 0 | 0 | 0 | 0 | 0 | 0 | 0 | 0 | 0 | 0 | 0 | 0
2002 | 1 | 17 | 0 | 0 | 0 | 0 | 0 | 0 | 0 | 0 | 0 | 0 | 0 | 0 | 0
2002 | 1 | 18 | 0 | 0 | 0 | 0 | 0 | 0 | 0 | 0 | 0 | 0 | 0 | 0 | 0
2002 | 1 | 19 | 0.37 | 0.37 | 0.32 | 0 | 0.37 | 0.32 | 0 | 0 | 0 | 0 | 0 | 0 | 0
2002 | 1 | 20 | 0 | 0 | 0 | 0 | 0 | 0 | 0 | 0 | 0 | 0 | 0 | 0 | 0
2002 | 1 | 21 | 0.02 | 0.02 | 0 | 0 | 0.02 | 0 | 0 | 0 | 0 | 0 | 0 | 0 | 0
2002 | 1 | 22 | 0 | 0 | 0 | 0 | 0 | 0 | 0 | 0 | 0 | 0 | 0 | 0 | 0
2002 | 1 | 23 | 0.04 | 0.04 | 0 | 0 | 0.04 | 0 | 0 | 0 | 0 | 0 | 0 | 0 | 0
2002 | 1 | 24 | 0.08 | 0.08 | 0.03 | 0 | 0.08 | 0.03 | 0 | 0 | 0 | 0 | 0 | 0 | 0
2002 | 1 | 25 | 0.03 | 0.03 | 0 | 0 | 0.03 | 0 | 0 | 0 | 0 | 0 | 0 | 0 | 0
2002 | 1 | 26 | 0 | 0 | 0 | 0 | 0 | 0 | 0 | 0 | 0 | 0 | 0 | 0 | 0
2002 | 1 | 27 | 0 | 0 | 0 | 0 | 0 | 0 | 0 | 0 | 0 | 0 | 0 | 0 | 0
2002 | 1 | 28 | 0 | 0 | 0 | 0 | 0 | 0 | 0 | 0 | 0 | 0 | 0 | 0 | 0
2002 | 1 | 29 | 0 | 0 | 0 | 0 | 0 | 0 | 0 | 0 | 0 | 0 | 0 | 0 | 0
2002 | 1 | 30 | 0 | 0 | 0 | 0 | 0 | 0 | 0 | 0 | 0 | 0 | 0 | 0 | 0
2002 | 1 | 31 | 0 | 0 | 0 | 0 | 0 | 0 | 0 | 0 | 0 | 0 | 0 | 0 | 0
2002 | 2 | 1 | 0.05 | 0.05 | 0 | 0 | 0.05 | 0 | 0 | 0 | 0 | 0 | 0 | 0 | 0
2002 | 2 | 2 | 0 | 0 | 0 | 0 | 0 | 0 | 0 | 0 | 0 | 0 | 0 | 0 | 0
2002 | 2 | 3 | 0 | 0 | 0 | 0 | 0 | 0 | 0 | 0 | 0 | 0 | 0 | 0 | 0
2002 | 2 | 4 | 0.07 | 0.07 | 0.02 | 0 | 0.07 | 0.02 | 0 | 0 | 0 | 0 | 0 | 0 | 0
2002 | 2 | 5 | 0 | 0 | 0 | 0 | 0 | 0 | 0 | 0 | 0 | 0 | 0 | 0 | 0
2002 | 2 | 6 | 0 | 0 | 0 | 0 | 0 | 0 | 0 | 0 | 0 | 0 | 0 | 0 | 0
2002 | 2 | 7 | 0.19 | 0.19 | 0.14 | 0 | 0.19 | 0.14 | 0 | 0 | 0 | 0 | 0 | 0 | 0
2002 | 2 | 8 | 0 | 0 | 0 | 0 | 0 | 0 | 0 | 0 | 0 | 0 | 0 | 0 | 0
2002 | 2 | 9 | 0 | 0 | 0 | 0 | 0 | 0 | 0 | 0 | 0 | 0 | 0 | 0 | 0
2002 | 2 | 10 | 0.02 | 0.02 | 0 | 0 | 0.02 | 0 | 0 | 0 | 0 | 0 | 0 | 0 | 0
2002 | 2 | 11 | 0.02 | 0.02 | 0 | 0 | 0.02 | 0 | 0 | 0 | 0 | 0 | 0 | 0 | 0
2002 | 2 | 12 | 0 | 0 | 0 | 0 | 0 | 0 | 0 | 0 | 0 | 0 | 0 | 0 | 0
2002 | 2 | 13 | 0 | 0 | 0 | 0 | 0 | 0 | 0 | 0 | 0 | 0 | 0 | 0 | 0
2002 | 2 | 14 | 0 | 0 | 0 | 0 | 0 | 0 | 0 | 0 | 0 | 0 | 0 | 0 | 0
2002 | 2 | 15 | 0 | 0 | 0 | 0 | 0 | 0 | 0 | 0 | 0 | 0 | 0 | 0 | 0
2002 | 2 | 16 | 0 | 0 | 0 | 0 | 0 | 0 | 0 | 0 | 0 | 0 | 0 | 0 | 0
2002 | 2 | 17 | 0 | 0 | 0 | 0 | 0 | 0 | 0 | 0 | 0 | 0 | 0 | 0 | 0
2002 | 2 | 18 | 0 | 0 | 0 | 0 | 0 | 0 | 0 | 0 | 0 | 0 | 0 | 0 | 0
2002 | 2 | 19 | 0 | 0 | 0 | 0 | 0 | 0 | 0 | 0 | 0 | 0 | 0 | 0 | 0
2002 | 2 | 20 | 0 | 0 | 0 | 0 | 0 | 0 | 0 | 0 | 0 | 0 | 0 | 0 | 0
2002 | 2 | 21 | 0 | 0 | 0 | 0 | 0 | 0 | 0 | 0 | 0 | 0 | 0 | 0 | 0
2002 | 2 | 22 | 0 | 0 | 0 | 0 | 0 | 0 | 0 | 0 | 0 | 0 | 0 | 0 | 0
2002 | 2 | 23 | 0 | 0 | 0 | 0 | 0 | 0 | 0 | 0 | 0 | 0 | 0 | 0 | 0
2002 | 2 | 24 | 0 | 0 | 0 | 0 | 0 | 0 | 0 | 0 | 0 | 0 | 0 | 0 | 0
2002 | 2 | 25 | 0 | 0 | 0 | 0 | 0 | 0 | 0 | 0 | 0 | 0 | 0 | 0 | 0
2002 | 2 | 26 | 0.12 | 0.12 | 0.07 | 0 | 0.12 | 0.07 | 0 | 0 | 0 | 0 | 0 | 0 | 0
2002 | 2 | 27 | 0 | 0 | 0 | 0 | 0 | 0 | 0 | 0 | 0 | 0 | 0 | 0 | 0
2002 | 2 | 28 | 0 | 0 | 0 | 0 | 0 | 0 | 0 | 0 | 0 | 0 | 0 | 0 | 0
2002 | 3 | 1 | 0 | 0 | 0 | 0 | 0 | 0 | 0 | 0 | 0 | 0 | 0 | 0 | 0
2002 | 3 | 2 | 0.77 | 0.77 | 0.72 | 0 | 0.77 | 0.72 | 0 | 0 | 0 | 0 | 0 | 0 | 0
2002 | 3 | 3 | 0.03 | 0.03 | 0 | 0 | 0.03 | 0 | 0 | 0 | 0 | 0 | 0 | 0 | 0
2002 | 3 | 4 | 0 | 0 | 0 | 0 | 0 | 0 | 0 | 0 | 0 | 0 | 0 | 0 | 0
2002 | 3 | 5 | 0 | 0 | 0 | 0 | 0 | 0 | 0 | 0 | 0 | 0 | 0 | 0 | 0
2002 | 3 | 6 | 0 | 0 | 0 | 0 | 0 | 0 | 0 | 0 | 0 | 0 | 0 | 0 | 0
2002 | 3 | 7 | 0 | 0 | 0 | 0 | 0 | 0 | 0 | 0 | 0 | 0 | 0 | 0 | 0
2002 | 3 | 8 | 0 | 0 | 0 | 0 | 0 | 0 | 0 | 0 | 0 | 0 | 0 | 0 | 0
2002 | 3 | 9 | 0.04 | 0.04 | 0 | 0 | 0.04 | 0 | 0 | 0 | 0 | 0 | 0 | 0 | 0
2002 | 3 | 10 | 0.19 | 0.19 | 0.14 | 0 | 0.19 | 0.14 | 0 | 0 | 0 | 0 | 0 | 0 | 0
2002 | 3 | 11 | 0 | 0 | 0 | 0 | 0 | 0 | 0 | 0 | 0 | 0 | 0 | 0 | 0
2002 | 3 | 12 | 0.35 | 0.35 | 0.3 | 0 | 0.35 | 0.3 | 0 | 0 | 0 | 0 | 0 | 0 | 0
2002 | 3 | 13 | 0.21 | 0.21 | 0.16 | 0 | 0.21 | 0.16 | 0 | 0 | 0 | 0 | 0 | 0 | 0
2002 | 3 | 14 | 0 | 0 | 0 | 0 | 0 | 0 | 0 | 0 | 0 | 0 | 0 | 0 | 0
2002 | 3 | 15 | 0 | 0 | 0 | 0 | 0 | 0 | 0 | 0 | 0 | 0 | 0 | 0 | 0
2002 | 3 | 16 | 0.01 | 0.01 | 0 | 0 | 0.01 | 0 | 0 | 0 | 0 | 0 | 0 | 0 | 0
2002 | 3 | 17 | 0.22 | 0.22 | 0.17 | 0 | 0.22 | 0.17 | 0 | 0 | 0 | 0 | 0 | 0 | 0
2002 | 3 | 18 | 0.16 | 0.16 | 0.11 | 0 | 0.16 | 0.11 | 0 | 0 | 0 | 0 | 0 | 0 | 0
2002 | 3 | 19 | 0.15 | 0.15 | 0.1 | 0 | 0.15 | 0.1 | 0 | 0 | 0 | 0 | 0 | 0 | 0
2002 | 3 | 20 | 0.48 | 0.48 | 0.43 | 0 | 0.48 | 0.43 | 0 | 0 | 0 | 0 | 0 | 0 | 0
2002 | 3 | 21 | 0 | 0 | 0 | 0 | 0 | 0 | 0 | 0 | 0 | 0 | 0 | 0 | 0
2002 | 3 | 22 | 0 | 0 | 0 | 0 | 0 | 0 | 0 | 0 | 0 | 0 | 0 | 0 | 0
2002 | 3 | 23 | 0 | 0 | 0 | 0 | 0 | 0 | 0 | 0 | 0 | 0 | 0 | 0 | 0
2002 | 3 | 24 | 0 | 0 | 0 | 0 | 0 | 0 | 0 | 0 | 0 | 0 | 0 | 0 | 0
2002 | 3 | 25 | 0 | 0 | 0 | 0 | 0 | 0 | 0 | 0 | 0 | 0 | 0 | 0 | 0
2002 | 3 | 26 | 0.5 | 0.5 | 0.45 | 0 | 0.5 | 0.45 | 0 | 0 | 0 | 0 | 0 | 0 | 0
2002 | 3 | 27 | 0 | 0 | 0 | 0 | 0 | 0 | 0 | 0 | 0 | 0 | 0 | 0 | 0
2002 | 3 | 28 | 0 | 0 | 0 | 0 | 0 | 0 | 0 | 0 | 0 | 0 | 0 | 0 | 0
2002 | 3 | 29 | 0 | 0 | 0 | 0 | 0 | 0 | 0 | 0 | 0 | 0 | 0 | 0 | 0
2002 | 3 | 30 | 0 | 0 | 0 | 0 | 0 | 0 | 0 | 0 | 0 | 0 | 0 | 0 | 0
2002 | 3 | 31 | 0.26 | 0.26 | 0.21 | 0 | 0.26 | 0.21 | 0 | 0 | 0 | 0 | 0 | 0 | 0
2002 | 4 | 1 | 0 | 0 | 0 | 0 | 0 | 0 | 0 | 0 | 0 | 0 | 0 | 0 | 0
2002 | 4 | 2 | 0 | 0 | 0 | 0 | 0 | 0 | 0 | 0 | 0 | 0 | 0 | 0 | 0
2002 | 4 | 3 | 0 | 0 | 0 | 0 | 0 | 0 | 0 | 0 | 0 | 0 | 0 | 0 | 0
2002 | 4 | 4 | 0 | 0 | 0 | 0 | 0 | 0 | 0 | 0 | 0 | 0 | 0 | 0 | 0
2002 | 4 | 5 | 0 | 0 | 0 | 0 | 0 | 0 | 0 | 0 | 0 | 0 | 0 | 0 | 0
2002 | 4 | 6 | 0 | 0 | 0 | 0 | 0 | 0 | 0 | 0 | 0 | 0 | 0 | 0 | 0
2002 | 4 | 7 | 0 | 0 | 0 | 0 | 0 | 0 | 0 | 0 | 0 | 0 | 0 | 0 | 0
2002 | 4 | 8 | 0 | 0 | 0 | 0 | 0 | 0 | 0 | 0 | 0 | 0 | 0 | 0 | 0
2002 | 4 | 9 | 0.27 | 0.27 | 0.22 | 0 | 0.27 | 0.22 | 0 | 0 | 0 | 0 | 0 | 0 | 0
2002 | 4 | 10 | 0 | 0 | 0 | 0 | 0 | 0 | 0 | 0 | 0 | 0 | 0 | 0 | 0
2002 | 4 | 11 | 0 | 0 | 0 | 0 | 0 | 0 | 0 | 0 | 0 | 0 | 0 | 0 | 0
2002 | 4 | 12 | 0 | 0 | 0 | 0 | 0 | 0 | 0 | 0 | 0 | 0 | 0 | 0 | 0
2002 | 4 | 13 | 0.01 | 0.01 | 0 | 0 | 0.01 | 0 | 0 | 0 | 0 | 0 | 0 | 0 | 0
2002 | 4 | 14 | 0 | 0 | 0 | 0 | 0 | 0 | 0 | 0 | 0 | 0 | 0 | 0 | 0
2002 | 4 | 15 | 0.05 | 0.05 | 0 | 0 | 0.05 | 0 | 0 | 0 | 0 | 0 | 0 | 0 | 0
2002 | 4 | 16 | 0 | 0 | 0 | 0 | 0 | 0 | 0 | 0 | 0 | 0 | 0 | 0 | 0
2002 | 4 | 17 | 0 | 0 | 0 | 0 | 0 | 0 | 0 | 0 | 0 | 0 | 0 | 0 | 0
2002 | 4 | 18 | 0.31 | 0.31 | 0.26 | 0 | 0.31 | 0.26 | 0 | 0 | 0 | 0 | 0 | 0 | 0
2002 | 4 | 19 | 0.51 | 0.51 | 0.46 | 0 | 0.51 | 0.46 | 0 | 0 | 0 | 0 | 0 | 0 | 0
2002 | 4 | 20 | 0.03 | 0.03 | 0 | 0 | 0.03 | 0 | 0 | 0 | 0 | 0 | 0 | 0 | 0
2002 | 4 | 21 | 0.24 | 0.24 | 0.19 | 0 | 0.24 | 0.19 | 0 | 0 | 0 | 0 | 0 | 0 | 0
2002 | 4 | 22 | 0.36 | 0.36 | 0.31 | 0 | 0.36 | 0.31 | 0 | 0 | 0 | 0 | 0 | 0 | 0
2002 | 4 | 23 | 0 | 0 | 0 | 0 | 0 | 0 | 0 | 0 | 0 | 0 | 0 | 0 | 0
2002 | 4 | 24 | 0 | 0 | 0 | 0 | 0 | 0 | 0 | 0 | 0 | 0 | 0 | 0 | 0
2002 | 4 | 25 | 0.13 | 0.13 | 0.08 | 0 | 0.13 | 0.08 | 0 | 0 | 0 | 0 | 0 | 0 | 0
2002 | 4 | 26 | 0 | 0 | 0 | 0 | 0 | 0 | 0 | 0 | 0 | 0 | 0 | 0 | 0
2002 | 4 | 27 | 0.19 | 0.19 | 0.14 | 0 | 0.19 | 0.14 | 0 | 0 | 0 | 0 | 0 | 0 | 0
2002 | 4 | 28 | 1.37 | 1 | 0.95 | 0 | 1 | 0.95 | 0 | 0 | 0 | 0 | 0 | 0 | 0
2002 | 4 | 29 | 0 | 0 | 0 | 0 | 0 | 0 | 0 | 0 | 0 | 0 | 0 | 0 | 0
2002 | 4 | 30 | 0 | 0 | 0 | 0 | 0 | 0 | 0 | 0 | 0 | 0 | 0 | 0 | 0
2002 | 5 | 1 | 0 | 0 | 0 | 0 | 0 | 0 | 0 | 0 | 0 | 0 | 0 | 0 | 0
2002 | 5 | 2 | 0.76 | 0.76 | 0.71 | 0 | 0.76 | 0.71 | 0 | 0 | 0 | 0 | 0 | 0 | 0
2002 | 5 | 3 | 0 | 0 | 0 | 0 | 0 | 0 | 0 | 0 | 0 | 0 | 0 | 0 | 0
2002 | 5 | 4 | 0.08 | 0.08 | 0.03 | 0 | 0.08 | 0.03 | 0 | 0 | 0 | 0 | 0 | 0 | 0
2002 | 5 | 5 | 0 | 0 | 0 | 0 | 0 | 0 | 0 | 0 | 0 | 0 | 0 | 0 | 0
2002 | 5 | 6 | 0.02 | 0.02 | 0 | 0 | 0.02 | 0 | 0 | 0 | 0 | 0 | 0 | 0 | 0
2002 | 5 | 7 | 0.03 | 0.03 | 0 | 0 | 0.03 | 0 | 0 | 0 | 0 | 0 | 0 | 0 | 0
2002 | 5 | 8 | 0.02 | 0.02 | 0 | 0 | 0.02 | 0 | 0 | 0 | 0 | 0 | 0 | 0 | 0
2002 | 5 | 9 | 0.05 | 0.05 | 0 | 0 | 0.05 | 0 | 0 | 0 | 0 | 0 | 0 | 0 | 0
2002 | 5 | 10 | 0 | 0 | 0 | 0 | 0 | 0 | 0 | 0 | 0 | 0 | 0 | 0 | 0
2002 | 5 | 11 | 0 | 0 | 0 | 0 | 0 | 0 | 0 | 0 | 0 | 0 | 0 | 0 | 0
2002 | 5 | 12 | 0 | 0 | 0 | 0 | 0 | 0 | 0 | 0 | 0 | 0 | 0 | 0 | 0
2002 | 5 | 13 | 0 | 0 | 0 | 0 | 0 | 0 | 0 | 0 | 0 | 0 | 0 | 0 | 0
2002 | 5 | 14 | 0 | 0 | 0 | 0 | 0 | 0 | 0 | 0 | 0 | 0 | 0 | 0 | 0
2002 | 5 | 15 | 0 | 0 | 0 | 0 | 0 | 0 | 0 | 0 | 0 | 0 | 0 | 0 | 0
2002 | 5 | 16 | 0 | 0 | 0 | 0 | 0 | 0 | 0 | 0 | 0 | 0 | 0 | 0 | 0
2002 | 5 | 17 | 0.29 | 0.29 | 0.24 | 0 | 0.29 | 0.24 | 0 | 0 | 0 | 0 | 0 | 0 | 0
2002 | 5 | 18 | 0.68 | 0.68 | 0.63 | 0 | 0.68 | 0.63 | 0 | 0 | 0 | 0 | 0 | 0 | 0
2002 | 5 | 19 | 0 | 0 | 0 | 0 | 0 | 0 | 0 | 0 | 0 | 0 | 0 | 0 | 0
2002 | 5 | 20 | 0 | 0 | 0 | 0 | 0 | 0 | 0 | 0 | 0 | 0 | 0 | 0 | 0
2002 | 5 | 21 | 0 | 0 | 0 | 0 | 0 | 0 | 0 | 0 | 0 | 0 | 0 | 0 | 0
2002 | 5 | 22 | 0 | 0 | 0 | 0 | 0 | 0 | 0 | 0 | 0 | 0 | 0 | 0 | 0
2002 | 5 | 23 | 0 | 0 | 0 | 0 | 0 | 0 | 0 | 0 | 0 | 0 | 0 | 0 | 0
2002 | 5 | 24 | 0 | 0 | 0 | 0 | 0 | 0 | 0 | 0 | 0 | 0 | 0 | 0 | 0
2002 | 5 | 25 | 0 | 0 | 0 | 0 | 0 | 0 | 0 | 0 | 0 | 0 | 0 | 0 | 0
2002 | 5 | 26 | 0 | 0 | 0 | 0 | 0 | 0 | 0 | 0 | 0 | 0 | 0 | 0 | 0
2002 | 5 | 27 | 0.23 | 0.23 | 0.18 | 0 | 0.23 | 0.18 | 0 | 0 | 0 | 0 | 0 | 0 | 0
2002 | 5 | 28 | 0 | 0 | 0 | 0 | 0 | 0 | 0 | 0 | 0 | 0 | 0 | 0 | 0
2002 | 5 | 29 | 0 | 0 | 0 | 0 | 0 | 0 | 0 | 0 | 0 | 0 | 0 | 0 | 0
2002 | 5 | 30 | 0 | 0 | 0 | 0 | 0 | 0 | 0 | 0 | 0 | 0 | 0 | 0 | 0
2002 | 5 | 31 | 0.01 | 0.01 | 0 | 0 | 0.01 | 0 | 0 | 0 | 0 | 0 | 0 | 0 | 0
2002 | 6 | 1 | 0 | 0 | 0 | 0 | 0 | 0 | 0 | 0 | 0 | 0 | 0 | 0 | 0
2002 | 6 | 2 | 0 | 0 | 0 | 0 | 0 | 0 | 0 | 0 | 0 | 0 | 0 | 0 | 0
2002 | 6 | 3 | 0 | 0 | 0 | 0 | 0 | 0 | 0 | 0 | 0 | 0 | 0 | 0 | 0
2002 | 6 | 4 | 0 | 0 | 0 | 0 | 0 | 0 | 0 | 0 | 0 | 0 | 0 | 0 | 0
2002 | 6 | 5 | 0 | 0 | 0 | 0 | 0 | 0 | 0 | 0 | 0 | 0 | 0 | 0 | 0
2002 | 6 | 6 | 0.38 | 0.38 | 0.33 | 0 | 0.38 | 0.33 | 0 | 0 | 0 | 0 | 0 | 0 | 0
2002 | 6 | 7 | 0 | 0 | 0 | 0 | 0 | 0 | 0 | 0 | 0 | 0 | 0 | 0 | 0
2002 | 6 | 8 | 0 | 0 | 0 | 0 | 0 | 0 | 0 | 0 | 0 | 0 | 0 | 0 | 0
2002 | 6 | 9 | 0 | 0 | 0 | 0 | 0 | 0 | 0 | 0 | 0 | 0 | 0 | 0 | 0
2002 | 6 | 10 | 0 | 0 | 0 | 0 | 0 | 0 | 0 | 0 | 0 | 0 | 0 | 0 | 0
2002 | 6 | 11 | 0 | 0 | 0 | 0 | 0 | 0 | 0 | 0 | 0 | 0 | 0 | 0 | 0
2002 | 6 | 12 | 0 | 0 | 0 | 0 | 0 | 0 | 0 | 0 | 0 | 0 | 0 | 0 | 0
2002 | 6 | 13 | 1.92 | 1 | 0.95 | 0 | 1 | 0.95 | 0 | 0 | 0 | 0 | 0 | 0 | 0
2002 | 6 | 14 | 0.12 | 0.12 | 0.07 | 0 | 0.12 | 0.07 | 0 | 0 | 0 | 0 | 0 | 0 | 0
2002 | 6 | 15 | 0.32 | 0.32 | 0.27 | 0 | 0.32 | 0.27 | 0 | 0 | 0 | 0 | 0 | 0 | 0
2002 | 6 | 16 | 0 | 0 | 0 | 0 | 0 | 0 | 0 | 0 | 0 | 0 | 0 | 0 | 0
2002 | 6 | 17 | 0 | 0 | 0 | 0 | 0 | 0 | 0 | 0 | 0 | 0 | 0 | 0 | 0
2002 | 6 | 18 | 0.35 | 0.35 | 0.3 | 0 | 0.35 | 0.3 | 0 | 0 | 0 | 0 | 0 | 0 | 0
2002 | 6 | 19 | 0.28 | 0.28 | 0.23 | 0 | 0.28 | 0.23 | 0 | 0 | 0 | 0 | 0 | 0 | 0
2002 | 6 | 20 | 0 | 0 | 0 | 0 | 0 | 0 | 0 | 0 | 0 | 0 | 0 | 0 | 0
2002 | 6 | 21 | 0 | 0 | 0 | 0 | 0 | 0 | 0 | 0 | 0 | 0 | 0 | 0 | 0
2002 | 6 | 22 | 0 | 0 | 0 | 0 | 0 | 0 | 0 | 0 | 0 | 0 | 0 | 0 | 0
2002 | 6 | 23 | 0 | 0 | 0 | 0 | 0 | 0 | 0 | 0 | 0 | 0 | 0 | 0 | 0
2002 | 6 | 24 | 0 | 0 | 0 | 0 | 0 | 0 | 0 | 0 | 0 | 0 | 0 | 0 | 0
2002 | 6 | 25 | 0 | 0 | 0 | 0 | 0 | 0 | 0 | 0 | 0 | 0 | 0 | 0 | 0
2002 | 6 | 26 | 0.04 | 0.04 | 0 | 0 | 0.04 | 0 | 0 | 0 | 0 | 0 | 0 | 0 | 0
2002 | 6 | 27 | 0.2 | 0.2 | 0.15 | 0 | 0.2 | 0.15 | 0 | 0 | 0 | 0 | 0 | 0 | 0
2002 | 6 | 28 | 0.2 | 0.2 | 0.15 | 0 | 0.2 | 0.15 | 0 | 0 | 0 | 0 | 0 | 0 | 0
2002 | 6 | 29 | 0 | 0 | 0 | 0 | 0 | 0 | 0 | 0 | 0 | 0 | 0 | 0 | 0
2002 | 6 | 30 | 0 | 0 | 0 | 0 | 0 | 0 | 0 | 0 | 0 | 0 | 0 | 0 | 0
2002 | 7 | 1 | 0 | 0 | 0 | 0 | 0 | 0 | 0 | 0 | 0 | 0 | 0 | 0 | 0
2002 | 7 | 2 | 0 | 0 | 0 | 0 | 0 | 0 | 0 | 0 | 0 | 0 | 0 | 0 | 0
2002 | 7 | 3 | 0 | 0 | 0 | 0 | 0 | 0 | 0 | 0 | 0 | 0 | 0 | 0 | 0
2002 | 7 | 4 | 0 | 0 | 0 | 0 | 0 | 0 | 0 | 0 | 0 | 0 | 0 | 0 | 0
2002 | 7 | 5 | 0 | 0 | 0 | 0 | 0 | 0 | 0 | 0 | 0 | 0 | 0 | 0 | 0
2002 | 7 | 6 | 0 | 0 | 0 | 0 | 0 | 0 | 0 | 0 | 0 | 0 | 0 | 0 | 0
2002 | 7 | 7 | 0 | 0 | 0 | 0 | 0 | 0 | 0 | 0 | 0 | 0 | 0 | 0 | 0
2002 | 7 | 8 | 0 | 0 | 0 | 0 | 0 | 0 | 0 | 0 | 0 | 0 | 0 | 0 | 0
2002 | 7 | 9 | 0.08 | 0.08 | 0.03 | 0 | 0.08 | 0.03 | 0 | 0 | 0 | 0 | 0 | 0 | 0
2002 | 7 | 10 | 0.03 | 0.03 | 0 | 0 | 0.03 | 0 | 0 | 0 | 0 | 0 | 0 | 0 | 0
2002 | 7 | 11 | 0 | 0 | 0 | 0 | 0 | 0 | 0 | 0 | 0 | 0 | 0 | 0 | 0
2002 | 7 | 12 | 0 | 0 | 0 | 0 | 0 | 0 | 0 | 0 | 0 | 0 | 0 | 0 | 0
2002 | 7 | 13 | 0 | 0 | 0 | 0 | 0 | 0 | 0 | 0 | 0 | 0 | 0 | 0 | 0
2002 | 7 | 14 | 1.36 | 1 | 0.95 | 0 | 1 | 0.95 | 0 | 0 | 0 | 0 | 0 | 0 | 0
2002 | 7 | 15 | 0 | 0 | 0 | 0 | 0 | 0 | 0 | 0 | 0 | 0 | 0 | 0 | 0
2002 | 7 | 16 | 0 | 0 | 0 | 0 | 0 | 0 | 0 | 0 | 0 | 0 | 0 | 0 | 0
2002 | 7 | 17 | 0 | 0 | 0 | 0 | 0 | 0 | 0 | 0 | 0 | 0 | 0 | 0 | 0
2002 | 7 | 18 | 0 | 0 | 0 | 0 | 0 | 0 | 0 | 0 | 0 | 0 | 0 | 0 | 0
2002 | 7 | 19 | 0 | 0 | 0 | 0 | 0 | 0 | 0 | 0 | 0 | 0 | 0 | 0 | 0
2002 | 7 | 20 | 0 | 0 | 0 | 0 | 0 | 0 | 0 | 0 | 0 | 0 | 0 | 0 | 0
2002 | 7 | 21 | 0 | 0 | 0 | 0 | 0 | 0 | 0 | 0 | 0 | 0 | 0 | 0 | 0
2002 | 7 | 22 | 0 | 0 | 0 | 0 | 0 | 0 | 0 | 0 | 0 | 0 | 0 | 0 | 0
2002 | 7 | 23 | 0 | 0 | 0 | 0 | 0 | 0 | 0 | 0 | 0 | 0 | 0 | 0 | 0
2002 | 7 | 24 | 0 | 0 | 0 | 0 | 0 | 0 | 0 | 0 | 0 | 0 | 0 | 0 | 0
2002 | 7 | 25 | 0.01 | 0.01 | 0 | 0 | 0.01 | 0 | 0 | 0 | 0 | 0 | 0 | 0 | 0
2002 | 7 | 26 | 0.69 | 0.69 | 0.64 | 0 | 0.69 | 0.64 | 0 | 0 | 0 | 0 | 0 | 0 | 0
2002 | 7 | 27 | 0.03 | 0.03 | 0 | 0 | 0.03 | 0 | 0 | 0 | 0 | 0 | 0 | 0 | 0
2002 | 7 | 28 | 0 | 0 | 0 | 0 | 0 | 0 | 0 | 0 | 0 | 0 | 0 | 0 | 0
2002 | 7 | 29 | 0 | 0 | 0 | 0 | 0 | 0 | 0 | 0 | 0 | 0 | 0 | 0 | 0
2002 | 7 | 30 | 0 | 0 | 0 | 0 | 0 | 0 | 0 | 0 | 0 | 0 | 0 | 0 | 0
2002 | 7 | 31 | 0 | 0 | 0 | 0 | 0 | 0 | 0 | 0 | 0 | 0 | 0 | 0 | 0
2002 | 8 | 1 | 0 | 0 | 0 | 0 | 0 | 0 | 0 | 0 | 0 | 0 | 0 | 0 | 0
2002 | 8 | 2 | 0 | 0 | 0 | 0 | 0 | 0 | 0 | 0 | 0 | 0 | 0 | 0 | 0
2002 | 8 | 3 | 0 | 0 | 0 | 0 | 0 | 0 | 0 | 0 | 0 | 0 | 0 | 0 | 0
2002 | 8 | 4 | 0 | 0 | 0 | 0 | 0 | 0 | 0 | 0 | 0 | 0 | 0 | 0 | 0
2002 | 8 | 5 | 0.08 | 0.08 | 0.03 | 0 | 0.08 | 0.03 | 0 | 0 | 0 | 0 | 0 | 0 | 0
2002 | 8 | 6 | 0.01 | 0.01 | 0 | 0 | 0.01 | 0 | 0 | 0 | 0 | 0 | 0 | 0 | 0
2002 | 8 | 7 | 0 | 0 | 0 | 0 | 0 | 0 | 0 | 0 | 0 | 0 | 0 | 0 | 0
2002 | 8 | 8 | 0 | 0 | 0 | 0 | 0 | 0 | 0 | 0 | 0 | 0 | 0 | 0 | 0
2002 | 8 | 9 | 0 | 0 | 0 | 0 | 0 | 0 | 0 | 0 | 0 | 0 | 0 | 0 | 0
2002 | 8 | 10 | 0 | 0 | 0 | 0 | 0 | 0 | 0 | 0 | 0 | 0 | 0 | 0 | 0
2002 | 8 | 11 | 0 | 0 | 0 | 0 | 0 | 0 | 0 | 0 | 0 | 0 | 0 | 0 | 0
2002 | 8 | 12 | 0 | 0 | 0 | 0 | 0 | 0 | 0 | 0 | 0 | 0 | 0 | 0 | 0
2002 | 8 | 13 | 0 | 0 | 0 | 0 | 0 | 0 | 0 | 0 | 0 | 0 | 0 | 0 | 0
2002 | 8 | 14 | 0 | 0 | 0 | 0 | 0 | 0 | 0 | 0 | 0 | 0 | 0 | 0 | 0
2002 | 8 | 15 | 0 | 0 | 0 | 0 | 0 | 0 | 0 | 0 | 0 | 0 | 0 | 0 | 0
2002 | 8 | 16 | 0 | 0 | 0 | 0 | 0 | 0 | 0 | 0 | 0 | 0 | 0 | 0 | 0
2002 | 8 | 17 | 0 | 0 | 0 | 0 | 0 | 0 | 0 | 0 | 0 | 0 | 0 | 0 | 0
2002 | 8 | 18 | 0 | 0 | 0 | 0 | 0 | 0 | 0 | 0 | 0 | 0 | 0 | 0 | 0
2002 | 8 | 19 | 0 | 0 | 0 | 0 | 0 | 0 | 0 | 0 | 0 | 0 | 0 | 0 | 0
2002 | 8 | 20 | 0 | 0 | 0 | 0 | 0 | 0 | 0 | 0 | 0 | 0 | 0 | 0 | 0
2002 | 8 | 21 | 0 | 0 | 0 | 0 | 0 | 0 | 0 | 0 | 0 | 0 | 0 | 0 | 0
2002 | 8 | 22 | 0 | 0 | 0 | 0 | 0 | 0 | 0 | 0 | 0 | 0 | 0 | 0 | 0
2002 | 8 | 23 | 0 | 0 | 0 | 0 | 0 | 0 | 0 | 0 | 0 | 0 | 0 | 0 | 0
2002 | 8 | 24 | 0.07 | 0.07 | 0.02 | 0 | 0.07 | 0.02 | 0 | 0 | 0 | 0 | 0 | 0 | 0
2002 | 8 | 25 | 0 | 0 | 0 | 0 | 0 | 0 | 0 | 0 | 0 | 0 | 0 | 0 | 0
2002 | 8 | 26 | 0 | 0 | 0 | 0 | 0 | 0 | 0 | 0 | 0 | 0 | 0 | 0 | 0
2002 | 8 | 27 | 0 | 0 | 0 | 0 | 0 | 0 | 0 | 0 | 0 | 0 | 0 | 0 | 0
2002 | 8 | 28 | 1.36 | 1 | 0.95 | 0 | 1 | 0.95 | 0 | 0 | 0 | 0 | 0 | 0 | 0
2002 | 8 | 29 | 0.1 | 0.1 | 0.05 | 0 | 0.1 | 0.05 | 0 | 0 | 0 | 0 | 0 | 0 | 0
2002 | 8 | 30 | 0 | 0 | 0 | 0 | 0 | 0 | 0 | 0 | 0 | 0 | 0 | 0 | 0
2002 | 8 | 31 | 0.01 | 0.01 | 0 | 0 | 0.01 | 0 | 0 | 0 | 0 | 0 | 0 | 0 | 0
2002 | 9 | 1 | 0.85 | 0.85 | 0.8 | 0 | 0.85 | 0.8 | 0 | 0 | 0 | 0 | 0 | 0 | 0
2002 | 9 | 2 | 0 | 0 | 0 | 0 | 0 | 0 | 0 | 0 | 0 | 0 | 0 | 0 | 0
2002 | 9 | 3 | 0 | 0 | 0 | 0 | 0 | 0 | 0 | 0 | 0 | 0 | 0 | 0 | 0
2002 | 9 | 4 | 0 | 0 | 0 | 0 | 0 | 0 | 0 | 0 | 0 | 0 | 0 | 0 | 0
2002 | 9 | 5 | 0 | 0 | 0 | 0 | 0 | 0 | 0 | 0 | 0 | 0 | 0 | 0 | 0
2002 | 9 | 6 | 0 | 0 | 0 | 0 | 0 | 0 | 0 | 0 | 0 | 0 | 0 | 0 | 0
2002 | 9 | 7 | 0 | 0 | 0 | 0 | 0 | 0 | 0 | 0 | 0 | 0 | 0 | 0 | 0
2002 | 9 | 8 | 0 | 0 | 0 | 0 | 0 | 0 | 0 | 0 | 0 | 0 | 0 | 0 | 0
2002 | 9 | 9 | 0 | 0 | 0 | 0 | 0 | 0 | 0 | 0 | 0 | 0 | 0 | 0 | 0
2002 | 9 | 10 | 0 | 0 | 0 | 0 | 0 | 0 | 0 | 0 | 0 | 0 | 0 | 0 | 0
2002 | 9 | 11 | 0 | 0 | 0 | 0 | 0 | 0 | 0 | 0 | 0 | 0 | 0 | 0 | 0
2002 | 9 | 12 | 0 | 0 | 0 | 0 | 0 | 0 | 0 | 0 | 0 | 0 | 0 | 0 | 0
2002 | 9 | 13 | 0 | 0 | 0 | 0 | 0 | 0 | 0 | 0 | 0 | 0 | 0 | 0 | 0
2002 | 9 | 14 | 0.16 | 0.16 | 0.11 | 0 | 0.16 | 0.11 | 0 | 0 | 0 | 0 | 0 | 0 | 0
2002 | 9 | 15 | 0.17 | 0.17 | 0.12 | 0 | 0.17 | 0.12 | 0 | 0 | 0 | 0 | 0 | 0 | 0
2002 | 9 | 16 | 0.01 | 0.01 | 0 | 0 | 0.01 | 0 | 0 | 0 | 0 | 0 | 0 | 0 | 0
2002 | 9 | 17 | 0 | 0 | 0 | 0 | 0 | 0 | 0 | 0 | 0 | 0 | 0 | 0 | 0
2002 | 9 | 18 | 0 | 0 | 0 | 0 | 0 | 0 | 0 | 0 | 0 | 0 | 0 | 0 | 0
2002 | 9 | 19 | 0 | 0 | 0 | 0 | 0 | 0 | 0 | 0 | 0 | 0 | 0 | 0 | 0
2002 | 9 | 20 | 0 | 0 | 0 | 0 | 0 | 0 | 0 | 0 | 0 | 0 | 0 | 0 | 0
2002 | 9 | 21 | 0 | 0 | 0 | 0 | 0 | 0 | 0 | 0 | 0 | 0 | 0 | 0 | 0
2002 | 9 | 22 | 0.02 | 0.02 | 0 | 0 | 0.02 | 0 | 0 | 0 | 0 | 0 | 0 | 0 | 0
2002 | 9 | 23 | 0.02 | 0.02 | 0 | 0 | 0.02 | 0 | 0 | 0 | 0 | 0 | 0 | 0 | 0
2002 | 9 | 24 | 0 | 0 | 0 | 0 | 0 | 0 | 0 | 0 | 0 | 0 | 0 | 0 | 0
2002 | 9 | 25 | 0 | 0 | 0 | 0 | 0 | 0 | 0 | 0 | 0 | 0 | 0 | 0 | 0
2002 | 9 | 26 | 0.73 | 0.73 | 0.68 | 0 | 0.73 | 0.68 | 0 | 0 | 0 | 0 | 0 | 0 | 0
2002 | 9 | 27 | 0.13 | 0.13 | 0.08 | 0 | 0.13 | 0.08 | 0 | 0 | 0 | 0 | 0 | 0 | 0
2002 | 9 | 28 | 0.01 | 0.01 | 0 | 0 | 0.01 | 0 | 0 | 0 | 0 | 0 | 0 | 0 | 0
2002 | 9 | 29 | 0 | 0 | 0 | 0 | 0 | 0 | 0 | 0 | 0 | 0 | 0 | 0 | 0
2002 | 9 | 30 | 0 | 0 | 0 | 0 | 0 | 0 | 0 | 0 | 0 | 0 | 0 | 0 | 0
2002 | 10 | 1 | 0 | 0 | 0 | 0 | 0 | 0 | 0 | 0 | 0 | 0 | 0 | 0 | 0
2002 | 10 | 2 | 0 | 0 | 0 | 0 | 0 | 0 | 0 | 0 | 0 | 0 | 0 | 0 | 0
2002 | 10 | 3 | 0 | 0 | 0 | 0 | 0 | 0 | 0 | 0 | 0 | 0 | 0 | 0 | 0
2002 | 10 | 4 | 0 | 0 | 0 | 0 | 0 | 0 | 0 | 0 | 0 | 0 | 0 | 0 | 0
2002 | 10 | 5 | 0 | 0 | 0 | 0 | 0 | 0 | 0 | 0 | 0 | 0 | 0 | 0 | 0
2002 | 10 | 6 | 0 | 0 | 0 | 0 | 0 | 0 | 0 | 0 | 0 | 0 | 0 | 0 | 0
2002 | 10 | 7 | 0 | 0 | 0 | 0 | 0 | 0 | 0 | 0 | 0 | 0 | 0 | 0 | 0
2002 | 10 | 8 | 0 | 0 | 0 | 0 | 0 | 0 | 0 | 0 | 0 | 0 | 0 | 0 | 0
2002 | 10 | 9 | 0 | 0 | 0 | 0 | 0 | 0 | 0 | 0 | 0 | 0 | 0 | 0 | 0
2002 | 10 | 10 | 0.58 | 0.58 | 0.53 | 0 | 0.58 | 0.53 | 0 | 0 | 0 | 0 | 0 | 0 | 0
2002 | 10 | 11 | 0.78 | 0.78 | 0.73 | 0 | 0.78 | 0.73 | 0 | 0 | 0 | 0 | 0 | 0 | 0
2002 | 10 | 12 | 0.01 | 0.01 | 0 | 0 | 0.01 | 0 | 0 | 0 | 0 | 0 | 0 | 0 | 0
2002 | 10 | 13 | 0.01 | 0.01 | 0 | 0 | 0.01 | 0 | 0 | 0 | 0 | 0 | 0 | 0 | 0
2002 | 10 | 14 | 0 | 0 | 0 | 0 | 0 | 0 | 0 | 0 | 0 | 0 | 0 | 0 | 0
2002 | 10 | 15 | 0.09 | 0.09 | 0.04 | 0 | 0.09 | 0.04 | 0 | 0 | 0 | 0 | 0 | 0 | 0
2002 | 10 | 16 | 1.38 | 1 | 0.95 | 0 | 1 | 0.95 | 0 | 0 | 0 | 0 | 0 | 0 | 0
2002 | 10 | 17 | 0.01 | 0.01 | 0 | 0 | 0.01 | 0 | 0 | 0 | 0 | 0 | 0 | 0 | 0
2002 | 10 | 18 | 0 | 0 | 0 | 0 | 0 | 0 | 0 | 0 | 0 | 0 | 0 | 0 | 0
2002 | 10 | 19 | 0 | 0 | 0 | 0 | 0 | 0 | 0 | 0 | 0 | 0 | 0 | 0 | 0
2002 | 10 | 20 | 0 | 0 | 0 | 0 | 0 | 0 | 0 | 0 | 0 | 0 | 0 | 0 | 0
2002 | 10 | 21 | 0 | 0 | 0 | 0 | 0 | 0 | 0 | 0 | 0 | 0 | 0 | 0 | 0
2002 | 10 | 22 | 0 | 0 | 0 | 0 | 0 | 0 | 0 | 0 | 0 | 0 | 0 | 0 | 0
2002 | 10 | 23 | 0 | 0 | 0 | 0 | 0 | 0 | 0 | 0 | 0 | 0 | 0 | 0 | 0
2002 | 10 | 24 | 0 | 0 | 0 | 0 | 0 | 0 | 0 | 0 | 0 | 0 | 0 | 0 | 0
2002 | 10 | 25 | 0.6 | 0.6 | 0.55 | 0 | 0.6 | 0.55 | 0 | 0 | 0 | 0 | 0 | 0 | 0
2002 | 10 | 26 | 0.32 | 0.32 | 0.27 | 0 | 0.32 | 0.27 | 0 | 0 | 0 | 0 | 0 | 0 | 0
2002 | 10 | 27 | 0 | 0 | 0 | 0 | 0 | 0 | 0 | 0 | 0 | 0 | 0 | 0 | 0
2002 | 10 | 28 | 0.07 | 0.07 | 0.02 | 0 | 0.07 | 0.02 | 0 | 0 | 0 | 0 | 0 | 0 | 0
2002 | 10 | 29 | 0.79 | 0.79 | 0.74 | 0 | 0.79 | 0.74 | 0 | 0 | 0 | 0 | 0 | 0 | 0
2002 | 10 | 30 | 0.35 | 0.35 | 0.3 | 0 | 0.35 | 0.3 | 0 | 0 | 0 | 0 | 0 | 0 | 0
2002 | 10 | 31 | 0.01 | 0.01 | 0 | 0 | 0.01 | 0 | 0 | 0 | 0 | 0 | 0 | 0 | 0
2002 | 11 | 1 | 0 | 0 | 0 | 0 | 0 | 0 | 0 | 0 | 0 | 0 | 0 | 0 | 0
2002 | 11 | 2 | 0 | 0 | 0 | 0 | 0 | 0 | 0 | 0 | 0 | 0 | 0 | 0 | 0
2002 | 11 | 3 | 0 | 0 | 0 | 0 | 0 | 0 | 0 | 0 | 0 | 0 | 0 | 0 | 0
2002 | 11 | 4 | 0 | 0 | 0 | 0 | 0 | 0 | 0 | 0 | 0 | 0 | 0 | 0 | 0
2002 | 11 | 5 | 0.69 | 0.69 | 0.64 | 0 | 0.69 | 0.64 | 0 | 0 | 0 | 0 | 0 | 0 | 0
2002 | 11 | 6 | 0.13 | 0.13 | 0.08 | 0 | 0.13 | 0.08 | 0 | 0 | 0 | 0 | 0 | 0 | 0
2002 | 11 | 7 | 0 | 0 | 0 | 0 | 0 | 0 | 0 | 0 | 0 | 0 | 0 | 0 | 0
2002 | 11 | 8 | 0 | 0 | 0 | 0 | 0 | 0 | 0 | 0 | 0 | 0 | 0 | 0 | 0
2002 | 11 | 9 | 0 | 0 | 0 | 0 | 0 | 0 | 0 | 0 | 0 | 0 | 0 | 0 | 0
2002 | 11 | 10 | 0 | 0 | 0 | 0 | 0 | 0 | 0 | 0 | 0 | 0 | 0 | 0 | 0
2002 | 11 | 11 | 0.6 | 0.6 | 0.55 | 0 | 0.6 | 0.55 | 0 | 0 | 0 | 0 | 0 | 0 | 0
2002 | 11 | 12 | 0.67 | 0.67 | 0.62 | 0 | 0.67 | 0.62 | 0 | 0 | 0 | 0 | 0 | 0 | 0
2002 | 11 | 13 | 0 | 0 | 0 | 0 | 0 | 0 | 0 | 0 | 0 | 0 | 0 | 0 | 0
2002 | 11 | 14 | 0 | 0 | 0 | 0 | 0 | 0 | 0 | 0 | 0 | 0 | 0 | 0 | 0
2002 | 11 | 15 | 0 | 0 | 0 | 0 | 0 | 0 | 0 | 0 | 0 | 0 | 0 | 0 | 0
2002 | 11 | 16 | 1.64 | 1 | 0.95 | 0 | 1 | 0.95 | 0 | 0 | 0 | 0 | 0 | 0 | 0
2002 | 11 | 17 | 0.53 | 0.53 | 0.48 | 0 | 0.53 | 0.48 | 0 | 0 | 0 | 0 | 0 | 0 | 0
2002 | 11 | 18 | 0 | 0 | 0 | 0 | 0 | 0 | 0 | 0 | 0 | 0 | 0 | 0 | 0
2002 | 11 | 19 | 0 | 0 | 0 | 0 | 0 | 0 | 0 | 0 | 0 | 0 | 0 | 0 | 0
2002 | 11 | 20 | 0 | 0 | 0 | 0 | 0 | 0 | 0 | 0 | 0 | 0 | 0 | 0 | 0
2002 | 11 | 21 | 0.01 | 0.01 | 0 | 0 | 0.01 | 0 | 0 | 0 | 0 | 0 | 0 | 0 | 0
2002 | 11 | 22 | 0 | 0 | 0 | 0 | 0 | 0 | 0 | 0 | 0 | 0 | 0 | 0 | 0
2002 | 11 | 23 | 0 | 0 | 0 | 0 | 0 | 0 | 0 | 0 | 0 | 0 | 0 | 0 | 0
2002 | 11 | 24 | 0 | 0 | 0 | 0 | 0 | 0 | 0 | 0 | 0 | 0 | 0 | 0 | 0
2002 | 11 | 25 | 0 | 0 | 0 | 0 | 0 | 0 | 0 | 0 | 0 | 0 | 0 | 0 | 0
2002 | 11 | 26 | 0.01 | 0.01 | 0 | 0 | 0.01 | 0 | 0 | 0 | 0 | 0 | 0 | 0 | 0
2002 | 11 | 27 | 0.01 | 0.01 | 0 | 0 | 0.01 | 0 | 0 | 0 | 0 | 0 | 0 | 0 | 0
2002 | 11 | 28 | 0 | 0 | 0 | 0 | 0 | 0 | 0 | 0 | 0 | 0 | 0 | 0 | 0
2002 | 11 | 29 | 0 | 0 | 0 | 0 | 0 | 0 | 0 | 0 | 0 | 0 | 0 | 0 | 0
2002 | 11 | 30 | 0.05 | 0.05 | 0 | 0 | 0.05 | 0 | 0 | 0 | 0 | 0 | 0 | 0 | 0
2002 | 12 | 1 | 0 | 0 | 0 | 0 | 0 | 0 | 0 | 0 | 0 | 0 | 0 | 0 | 0
2002 | 12 | 2 | 0 | 0 | 0 | 0 | 0 | 0 | 0 | 0 | 0 | 0 | 0 | 0 | 0
2002 | 12 | 3 | 0 | 0 | 0 | 0 | 0 | 0 | 0 | 0 | 0 | 0 | 0 | 0 | 0
2002 | 12 | 4 | 0 | 0 | 0 | 0 | 0 | 0 | 0 | 0 | 0 | 0 | 0 | 0 | 0
2002 | 12 | 5 | 0.59 | 0.59 | 0.54 | 0 | 0.59 | 0.54 | 0 | 0 | 0 | 0 | 0 | 0 | 0
2002 | 12 | 6 | 0 | 0 | 0 | 0 | 0 | 0 | 0 | 0 | 0 | 0 | 0 | 0 | 0
2002 | 12 | 7 | 0 | 0 | 0 | 0 | 0 | 0 | 0 | 0 | 0 | 0 | 0 | 0 | 0
2002 | 12 | 8 | 0 | 0 | 0 | 0 | 0 | 0 | 0 | 0 | 0 | 0 | 0 | 0 | 0
2002 | 12 | 9 | 0 | 0 | 0 | 0 | 0 | 0 | 0 | 0 | 0 | 0 | 0 | 0 | 0
2002 | 12 | 10 | 0 | 0 | 0 | 0 | 0 | 0 | 0 | 0 | 0 | 0 | 0 | 0 | 0
2002 | 12 | 11 | 1.36 | 1 | 0.95 | 0 | 1 | 0.95 | 0 | 0 | 0 | 0 | 0 | 0 | 0
2002 | 12 | 12 | 0 | 0 | 0 | 0 | 0 | 0 | 0 | 0 | 0 | 0 | 0 | 0 | 0
2002 | 12 | 13 | 0.53 | 0.53 | 0.48 | 0 | 0.53 | 0.48 | 0 | 0 | 0 | 0 | 0 | 0 | 0
2002 | 12 | 14 | 0.05 | 0.05 | 0 | 0 | 0.05 | 0 | 0 | 0 | 0 | 0 | 0 | 0 | 0
2002 | 12 | 15 | 0 | 0 | 0 | 0 | 0 | 0 | 0 | 0 | 0 | 0 | 0 | 0 | 0
2002 | 12 | 16 | 0 | 0 | 0 | 0 | 0 | 0 | 0 | 0 | 0 | 0 | 0 | 0 | 0
2002 | 12 | 17 | 0 | 0 | 0 | 0 | 0 | 0 | 0 | 0 | 0 | 0 | 0 | 0 | 0
2002 | 12 | 18 | 0 | 0 | 0 | 0 | 0 | 0 | 0 | 0 | 0 | 0 | 0 | 0 | 0
2002 | 12 | 19 | 0.03 | 0.03 | 0 | 0 | 0.03 | 0 | 0 | 0 | 0 | 0 | 0 | 0 | 0
2002 | 12 | 20 | 0.97 | 0.97 | 0.92 | 0 | 0.97 | 0.92 | 0 | 0 | 0 | 0 | 0 | 0 | 0
2002 | 12 | 21 | 0 | 0 | 0 | 0 | 0 | 0 | 0 | 0 | 0 | 0 | 0 | 0 | 0
2002 | 12 | 22 | 0 | 0 | 0 | 0 | 0 | 0 | 0 | 0 | 0 | 0 | 0 | 0 | 0
2002 | 12 | 23 | 0 | 0 | 0 | 0 | 0 | 0 | 0 | 0 | 0 | 0 | 0 | 0 | 0
2002 | 12 | 24 | 0.2 | 0.2 | 0.15 | 0 | 0.2 | 0.15 | 0 | 0 | 0 | 0 | 0 | 0 | 0
2002 | 12 | 25 | 0.72 | 0.72 | 0.67 | 0 | 0.72 | 0.67 | 0 | 0 | 0 | 0 | 0 | 0 | 0
2002 | 12 | 26 | 0 | 0 | 0 | 0 | 0 | 0 | 0 | 0 | 0 | 0 | 0 | 0 | 0
2002 | 12 | 27 | 0 | 0 | 0 | 0 | 0 | 0 | 0 | 0 | 0 | 0 | 0 | 0 | 0
2002 | 12 | 28 | 0 | 0 | 0 | 0 | 0 | 0 | 0 | 0 | 0 | 0 | 0 | 0 | 0
2002 | 12 | 29 | 0 | 0 | 0 | 0 | 0 | 0 | 0 | 0 | 0 | 0 | 0 | 0 | 0
2002 | 12 | 30 | 0 | 0 | 0 | 0 | 0 | 0 | 0 | 0 | 0 | 0 | 0 | 0 | 0
2002 | 12 | 31 | 0 | 0 | 0 | 0 | 0 | 0 | 0 | 0 | 0 | 0 | 0 | 0 | 0
2003 | 1 | 1 | 1.52 | 1 | 0.95 | 0 | 1 | 0.95 | 0 | 0 | 0 | 0 | 0 | 0 | 0
2003 | 1 | 2 | 0.05 | 0.05 | 0 | 0 | 0.05 | 0 | 0 | 0 | 0 | 0 | 0 | 0 | 0
2003 | 1 | 3 | 0.39 | 0.39 | 0.34 | 0 | 0.39 | 0.34 | 0 | 0 | 0 | 0 | 0 | 0 | 0
2003 | 1 | 4 | 0 | 0 | 0 | 0 | 0 | 0 | 0 | 0 | 0 | 0 | 0 | 0 | 0
2003 | 1 | 5 | 0.2 | 0.2 | 0.15 | 0 | 0.2 | 0.15 | 0 | 0 | 0 | 0 | 0 | 0 | 0
2003 | 1 | 6 | 0.01 | 0.01 | 0 | 0 | 0.01 | 0 | 0 | 0 | 0 | 0 | 0 | 0 | 0
2003 | 1 | 7 | 0 | 0 | 0 | 0 | 0 | 0 | 0 | 0 | 0 | 0 | 0 | 0 | 0
2003 | 1 | 8 | 0 | 0 | 0 | 0 | 0 | 0 | 0 | 0 | 0 | 0 | 0 | 0 | 0
2003 | 1 | 9 | 0 | 0 | 0 | 0 | 0 | 0 | 0 | 0 | 0 | 0 | 0 | 0 | 0
2003 | 1 | 10 | 0 | 0 | 0 | 0 | 0 | 0 | 0 | 0 | 0 | 0 | 0 | 0 | 0
2003 | 1 | 11 | 0 | 0 | 0 | 0 | 0 | 0 | 0 | 0 | 0 | 0 | 0 | 0 | 0
2003 | 1 | 12 | 0 | 0 | 0 | 0 | 0 | 0 | 0 | 0 | 0 | 0 | 0 | 0 | 0
2003 | 1 | 13 | 0 | 0 | 0 | 0 | 0 | 0 | 0 | 0 | 0 | 0 | 0 | 0 | 0
2003 | 1 | 14 | 0 | 0 | 0 | 0 | 0 | 0 | 0 | 0 | 0 | 0 | 0 | 0 | 0
2003 | 1 | 15 | 0 | 0 | 0 | 0 | 0 | 0 | 0 | 0 | 0 | 0 | 0 | 0 | 0
2003 | 1 | 16 | 0.03 | 0.03 | 0 | 0 | 0.03 | 0 | 0 | 0 | 0 | 0 | 0 | 0 | 0
2003 | 1 | 17 | 0 | 0 | 0 | 0 | 0 | 0 | 0 | 0 | 0 | 0 | 0 | 0 | 0
2003 | 1 | 18 | 0 | 0 | 0 | 0 | 0 | 0 | 0 | 0 | 0 | 0 | 0 | 0 | 0
2003 | 1 | 19 | 0 | 0 | 0 | 0 | 0 | 0 | 0 | 0 | 0 | 0 | 0 | 0 | 0
2003 | 1 | 20 | 0 | 0 | 0 | 0 | 0 | 0 | 0 | 0 | 0 | 0 | 0 | 0 | 0
2003 | 1 | 21 | 0.02 | 0.02 | 0 | 0 | 0.02 | 0 | 0 | 0 | 0 | 0 | 0 | 0 | 0
2003 | 1 | 22 | 0 | 0 | 0 | 0 | 0 | 0 | 0 | 0 | 0 | 0 | 0 | 0 | 0
2003 | 1 | 23 | 0 | 0 | 0 | 0 | 0 | 0 | 0 | 0 | 0 | 0 | 0 | 0 | 0
2003 | 1 | 24 | 0 | 0 | 0 | 0 | 0 | 0 | 0 | 0 | 0 | 0 | 0 | 0 | 0
2003 | 1 | 25 | 0 | 0 | 0 | 0 | 0 | 0 | 0 | 0 | 0 | 0 | 0 | 0 | 0
2003 | 1 | 26 | 0 | 0 | 0 | 0 | 0 | 0 | 0 | 0 | 0 | 0 | 0 | 0 | 0
2003 | 1 | 27 | 0 | 0 | 0 | 0 | 0 | 0 | 0 | 0 | 0 | 0 | 0 | 0 | 0
2003 | 1 | 28 | 0 | 0 | 0 | 0 | 0 | 0 | 0 | 0 | 0 | 0 | 0 | 0 | 0
2003 | 1 | 29 | 0.08 | 0.08 | 0.03 | 0 | 0.08 | 0.03 | 0 | 0 | 0 | 0 | 0 | 0 | 0
2003 | 1 | 30 | 0 | 0 | 0 | 0 | 0 | 0 | 0 | 0 | 0 | 0 | 0 | 0 | 0
2003 | 1 | 31 | 0.11 | 0.11 | 0.06 | 0 | 0.11 | 0.06 | 0 | 0 | 0 | 0 | 0 | 0 | 0
2003 | 2 | 1 | 0.07 | 0.07 | 0.02 | 0 | 0.07 | 0.02 | 0 | 0 | 0 | 0 | 0 | 0 | 0
2003 | 2 | 2 | 0 | 0 | 0 | 0 | 0 | 0 | 0 | 0 | 0 | 0 | 0 | 0 | 0
2003 | 2 | 3 | 0 | 0 | 0 | 0 | 0 | 0 | 0 | 0 | 0 | 0 | 0 | 0 | 0
2003 | 2 | 4 | 0.21 | 0.21 | 0.16 | 0 | 0.21 | 0.16 | 0 | 0 | 0 | 0 | 0 | 0 | 0
2003 | 2 | 5 | 0 | 0 | 0 | 0 | 0 | 0 | 0 | 0 | 0 | 0 | 0 | 0 | 0
2003 | 2 | 6 | 0.24 | 0.24 | 0.19 | 0 | 0.24 | 0.19 | 0 | 0 | 0 | 0 | 0 | 0 | 0
2003 | 2 | 7 | 0.33 | 0.33 | 0.28 | 0 | 0.33 | 0.28 | 0 | 0 | 0 | 0 | 0 | 0 | 0
2003 | 2 | 8 | 0 | 0 | 0 | 0 | 0 | 0 | 0 | 0 | 0 | 0 | 0 | 0 | 0
2003 | 2 | 9 | 0 | 0 | 0 | 0 | 0 | 0 | 0 | 0 | 0 | 0 | 0 | 0 | 0
2003 | 2 | 10 | 0.04 | 0.04 | 0 | 0 | 0.04 | 0 | 0 | 0 | 0 | 0 | 0 | 0 | 0
2003 | 2 | 11 | 0 | 0 | 0 | 0 | 0 | 0 | 0 | 0 | 0 | 0 | 0 | 0 | 0
2003 | 2 | 12 | 0 | 0 | 0 | 0 | 0 | 0 | 0 | 0 | 0 | 0 | 0 | 0 | 0
2003 | 2 | 13 | 0 | 0 | 0 | 0 | 0 | 0 | 0 | 0 | 0 | 0 | 0 | 0 | 0
2003 | 2 | 14 | 0.02 | 0.02 | 0 | 0 | 0.02 | 0 | 0 | 0 | 0 | 0 | 0 | 0 | 0
2003 | 2 | 15 | 0.32 | 0.32 | 0.27 | 0 | 0.32 | 0.27 | 0 | 0 | 0 | 0 | 0 | 0 | 0
2003 | 2 | 16 | 0.84 | 0.84 | 0.79 | 0 | 0.84 | 0.79 | 0 | 0 | 0 | 0 | 0 | 0 | 0
2003 | 2 | 17 | 0.39 | 0.39 | 0.34 | 0 | 0.39 | 0.34 | 0 | 0 | 0 | 0 | 0 | 0 | 0
2003 | 2 | 18 | 0.03 | 0.03 | 0 | 0 | 0.03 | 0 | 0 | 0 | 0 | 0 | 0 | 0 | 0
2003 | 2 | 19 | 0 | 0 | 0 | 0 | 0 | 0 | 0 | 0 | 0 | 0 | 0 | 0 | 0
2003 | 2 | 20 | 0 | 0 | 0 | 0 | 0 | 0 | 0 | 0 | 0 | 0 | 0 | 0 | 0
2003 | 2 | 21 | 0.34 | 0.34 | 0.29 | 0 | 0.34 | 0.29 | 0 | 0 | 0 | 0 | 0 | 0 | 0
2003 | 2 | 22 | 2.27 | 1 | 0.95 | 0 | 1 | 0.95 | 0 | 0 | 0 | 0 | 0 | 0 | 0
2003 | 2 | 23 | 0.13 | 0.13 | 0.08 | 0 | 0.13 | 0.08 | 0 | 0 | 0 | 0 | 0 | 0 | 0
2003 | 2 | 24 | 0 | 0 | 0 | 0 | 0 | 0 | 0 | 0 | 0 | 0 | 0 | 0 | 0
2003 | 2 | 25 | 0 | 0 | 0 | 0 | 0 | 0 | 0 | 0 | 0 | 0 | 0 | 0 | 0
2003 | 2 | 26 | 0.12 | 0.12 | 0.07 | 0 | 0.12 | 0.07 | 0 | 0 | 0 | 0 | 0 | 0 | 0
2003 | 2 | 27 | 0.28 | 0.28 | 0.23 | 0 | 0.28 | 0.23 | 0 | 0 | 0 | 0 | 0 | 0 | 0
2003 | 2 | 28 | 0.05 | 0.05 | 0 | 0 | 0.05 | 0 | 0 | 0 | 0 | 0 | 0 | 0 | 0
2003 | 3 | 1 | 0.01 | 0.01 | 0 | 0 | 0.01 | 0 | 0 | 0 | 0 | 0 | 0 | 0 | 0
2003 | 3 | 2 | 0.41 | 0.41 | 0.36 | 0 | 0.41 | 0.36 | 0 | 0 | 0 | 0 | 0 | 0 | 0
2003 | 3 | 3 | 0 | 0 | 0 | 0 | 0 | 0 | 0 | 0 | 0 | 0 | 0 | 0 | 0
2003 | 3 | 4 | 0 | 0 | 0 | 0 | 0 | 0 | 0 | 0 | 0 | 0 | 0 | 0 | 0
2003 | 3 | 5 | 0.07 | 0.07 | 0.02 | 0 | 0.07 | 0.02 | 0 | 0 | 0 | 0 | 0 | 0 | 0
2003 | 3 | 6 | 0.22 | 0.22 | 0.17 | 0 | 0.22 | 0.17 | 0 | 0 | 0 | 0 | 0 | 0 | 0
2003 | 3 | 7 | 0 | 0 | 0 | 0 | 0 | 0 | 0 | 0 | 0 | 0 | 0 | 0 | 0
2003 | 3 | 8 | 0 | 0 | 0 | 0 | 0 | 0 | 0 | 0 | 0 | 0 | 0 | 0 | 0
2003 | 3 | 9 | 0 | 0 | 0 | 0 | 0 | 0 | 0 | 0 | 0 | 0 | 0 | 0 | 0
2003 | 3 | 10 | 0 | 0 | 0 | 0 | 0 | 0 | 0 | 0 | 0 | 0 | 0 | 0 | 0
2003 | 3 | 11 | 0 | 0 | 0 | 0 | 0 | 0 | 0 | 0 | 0 | 0 | 0 | 0 | 0
2003 | 3 | 12 | 0 | 0 | 0 | 0 | 0 | 0 | 0 | 0 | 0 | 0 | 0 | 0 | 0
2003 | 3 | 13 | 0.16 | 0.16 | 0.11 | 0 | 0.16 | 0.11 | 0 | 0 | 0 | 0 | 0 | 0 | 0
2003 | 3 | 14 | 0 | 0 | 0 | 0 | 0 | 0 | 0 | 0 | 0 | 0 | 0 | 0 | 0
2003 | 3 | 15 | 0 | 0 | 0 | 0 | 0 | 0 | 0 | 0 | 0 | 0 | 0 | 0 | 0
2003 | 3 | 16 | 0.01 | 0.01 | 0 | 0 | 0.01 | 0 | 0 | 0 | 0 | 0 | 0 | 0 | 0
2003 | 3 | 17 | 0.01 | 0.01 | 0 | 0 | 0.01 | 0 | 0 | 0 | 0 | 0 | 0 | 0 | 0
2003 | 3 | 18 | 0 | 0 | 0 | 0 | 0 | 0 | 0 | 0 | 0 | 0 | 0 | 0 | 0
2003 | 3 | 19 | 0 | 0 | 0 | 0 | 0 | 0 | 0 | 0 | 0 | 0 | 0 | 0 | 0
2003 | 3 | 20 | 1.95 | 1 | 0.95 | 0 | 1 | 0.95 | 0 | 0 | 0 | 0 | 0 | 0 | 0
2003 | 3 | 21 | 0.02 | 0.02 | 0 | 0 | 0.02 | 0 | 0 | 0 | 0 | 0 | 0 | 0 | 0
2003 | 3 | 22 | 0 | 0 | 0 | 0 | 0 | 0 | 0 | 0 | 0 | 0 | 0 | 0 | 0
2003 | 3 | 23 | 0 | 0 | 0 | 0 | 0 | 0 | 0 | 0 | 0 | 0 | 0 | 0 | 0
2003 | 3 | 24 | 0 | 0 | 0 | 0 | 0 | 0 | 0 | 0 | 0 | 0 | 0 | 0 | 0
2003 | 3 | 25 | 0 | 0 | 0 | 0 | 0 | 0 | 0 | 0 | 0 | 0 | 0 | 0 | 0
2003 | 3 | 26 | 0.43 | 0.43 | 0.38 | 0 | 0.43 | 0.38 | 0 | 0 | 0 | 0 | 0 | 0 | 0
2003 | 3 | 27 | 0 | 0 | 0 | 0 | 0 | 0 | 0 | 0 | 0 | 0 | 0 | 0 | 0
2003 | 3 | 28 | 0.05 | 0.05 | 0 | 0 | 0.05 | 0 | 0 | 0 | 0 | 0 | 0 | 0 | 0
2003 | 3 | 29 | 0.39 | 0.39 | 0.34 | 0 | 0.39 | 0.34 | 0 | 0 | 0 | 0 | 0 | 0 | 0
2003 | 3 | 30 | 0.47 | 0.47 | 0.42 | 0 | 0.47 | 0.42 | 0 | 0 | 0 | 0 | 0 | 0 | 0
2003 | 3 | 31 | 0 | 0 | 0 | 0 | 0 | 0 | 0 | 0 | 0 | 0 | 0 | 0 | 0
2003 | 4 | 1 | 0 | 0 | 0 | 0 | 0 | 0 | 0 | 0 | 0 | 0 | 0 | 0 | 0
2003 | 4 | 2 | 0 | 0 | 0 | 0 | 0 | 0 | 0 | 0 | 0 | 0 | 0 | 0 | 0
2003 | 4 | 3 | 0 | 0 | 0 | 0 | 0 | 0 | 0 | 0 | 0 | 0 | 0 | 0 | 0
2003 | 4 | 4 | 0 | 0 | 0 | 0 | 0 | 0 | 0 | 0 | 0 | 0 | 0 | 0 | 0
2003 | 4 | 5 | 0 | 0 | 0 | 0 | 0 | 0 | 0 | 0 | 0 | 0 | 0 | 0 | 0
2003 | 4 | 6 | 0 | 0 | 0 | 0 | 0 | 0 | 0 | 0 | 0 | 0 | 0 | 0 | 0
2003 | 4 | 7 | 0.68 | 0.68 | 0.63 | 0 | 0.68 | 0.63 | 0 | 0 | 0 | 0 | 0 | 0 | 0
2003 | 4 | 8 | 0 | 0 | 0 | 0 | 0 | 0 | 0 | 0 | 0 | 0 | 0 | 0 | 0
2003 | 4 | 9 | 0.51 | 0.51 | 0.46 | 0 | 0.51 | 0.46 | 0 | 0 | 0 | 0 | 0 | 0 | 0
2003 | 4 | 10 | 0.07 | 0.07 | 0.02 | 0 | 0.07 | 0.02 | 0 | 0 | 0 | 0 | 0 | 0 | 0
2003 | 4 | 11 | 0.18 | 0.18 | 0.13 | 0 | 0.18 | 0.13 | 0 | 0 | 0 | 0 | 0 | 0 | 0
2003 | 4 | 12 | 0 | 0 | 0 | 0 | 0 | 0 | 0 | 0 | 0 | 0 | 0 | 0 | 0
2003 | 4 | 13 | 0 | 0 | 0 | 0 | 0 | 0 | 0 | 0 | 0 | 0 | 0 | 0 | 0
2003 | 4 | 14 | 0 | 0 | 0 | 0 | 0 | 0 | 0 | 0 | 0 | 0 | 0 | 0 | 0
2003 | 4 | 15 | 0 | 0 | 0 | 0 | 0 | 0 | 0 | 0 | 0 | 0 | 0 | 0 | 0
2003 | 4 | 16 | 0 | 0 | 0 | 0 | 0 | 0 | 0 | 0 | 0 | 0 | 0 | 0 | 0
2003 | 4 | 17 | 0 | 0 | 0 | 0 | 0 | 0 | 0 | 0 | 0 | 0 | 0 | 0 | 0
2003 | 4 | 18 | 0.12 | 0.12 | 0.07 | 0 | 0.12 | 0.07 | 0 | 0 | 0 | 0 | 0 | 0 | 0
2003 | 4 | 19 | 0.01 | 0.01 | 0 | 0 | 0.01 | 0 | 0 | 0 | 0 | 0 | 0 | 0 | 0
2003 | 4 | 20 | 0 | 0 | 0 | 0 | 0 | 0 | 0 | 0 | 0 | 0 | 0 | 0 | 0
2003 | 4 | 21 | 0 | 0 | 0 | 0 | 0 | 0 | 0 | 0 | 0 | 0 | 0 | 0 | 0
2003 | 4 | 22 | 0.15 | 0.15 | 0.1 | 0 | 0.15 | 0.1 | 0 | 0 | 0 | 0 | 0 | 0 | 0
2003 | 4 | 23 | 0 | 0 | 0 | 0 | 0 | 0 | 0 | 0 | 0 | 0 | 0 | 0 | 0
2003 | 4 | 24 | 0 | 0 | 0 | 0 | 0 | 0 | 0 | 0 | 0 | 0 | 0 | 0 | 0
2003 | 4 | 25 | 0.37 | 0.37 | 0.32 | 0 | 0.37 | 0.32 | 0 | 0 | 0 | 0 | 0 | 0 | 0
2003 | 4 | 26 | 0.33 | 0.33 | 0.28 | 0 | 0.33 | 0.28 | 0 | 0 | 0 | 0 | 0 | 0 | 0
2003 | 4 | 27 | 0 | 0 | 0 | 0 | 0 | 0 | 0 | 0 | 0 | 0 | 0 | 0 | 0
2003 | 4 | 28 | 0 | 0 | 0 | 0 | 0 | 0 | 0 | 0 | 0 | 0 | 0 | 0 | 0
2003 | 4 | 29 | 0 | 0 | 0 | 0 | 0 | 0 | 0 | 0 | 0 | 0 | 0 | 0 | 0
2003 | 4 | 30 | 0.13 | 0.13 | 0.08 | 0 | 0.13 | 0.08 | 0 | 0 | 0 | 0 | 0 | 0 | 0
2003 | 5 | 1 | 0 | 0 | 0 | 0 | 0 | 0 | 0 | 0 | 0 | 0 | 0 | 0 | 0
2003 | 5 | 2 | 0 | 0 | 0 | 0 | 0 | 0 | 0 | 0 | 0 | 0 | 0 | 0 | 0
2003 | 5 | 3 | 0 | 0 | 0 | 0 | 0 | 0 | 0 | 0 | 0 | 0 | 0 | 0 | 0
2003 | 5 | 4 | 0 | 0 | 0 | 0 | 0 | 0 | 0 | 0 | 0 | 0 | 0 | 0 | 0
2003 | 5 | 5 | 0.14 | 0.14 | 0.09 | 0 | 0.14 | 0.09 | 0 | 0 | 0 | 0 | 0 | 0 | 0
2003 | 5 | 6 | 0.01 | 0.01 | 0 | 0 | 0.01 | 0 | 0 | 0 | 0 | 0 | 0 | 0 | 0
2003 | 5 | 7 | 0.38 | 0.38 | 0.33 | 0 | 0.38 | 0.33 | 0 | 0 | 0 | 0 | 0 | 0 | 0
2003 | 5 | 8 | 0.11 | 0.11 | 0.06 | 0 | 0.11 | 0.06 | 0 | 0 | 0 | 0 | 0 | 0 | 0
2003 | 5 | 9 | 0.25 | 0.25 | 0.2 | 0 | 0.25 | 0.2 | 0 | 0 | 0 | 0 | 0 | 0 | 0
2003 | 5 | 10 | 0.36 | 0.36 | 0.31 | 0 | 0.36 | 0.31 | 0 | 0 | 0 | 0 | 0 | 0 | 0
2003 | 5 | 11 | 0 | 0 | 0 | 0 | 0 | 0 | 0 | 0 | 0 | 0 | 0 | 0 | 0
2003 | 5 | 12 | 0 | 0 | 0 | 0 | 0 | 0 | 0 | 0 | 0 | 0 | 0 | 0 | 0
2003 | 5 | 13 | 0 | 0 | 0 | 0 | 0 | 0 | 0 | 0 | 0 | 0 | 0 | 0 | 0
2003 | 5 | 14 | 0 | 0 | 0 | 0 | 0 | 0 | 0 | 0 | 0 | 0 | 0 | 0 | 0
2003 | 5 | 15 | 0.13 | 0.13 | 0.08 | 0 | 0.13 | 0.08 | 0 | 0 | 0 | 0 | 0 | 0 | 0
2003 | 5 | 16 | 1.59 | 1 | 0.95 | 0 | 1 | 0.95 | 0 | 0 | 0 | 0 | 0 | 0 | 0
2003 | 5 | 17 | 0.1 | 0.1 | 0.05 | 0 | 0.1 | 0.05 | 0 | 0 | 0 | 0 | 0 | 0 | 0
2003 | 5 | 18 | 0.28 | 0.28 | 0.23 | 0 | 0.28 | 0.23 | 0 | 0 | 0 | 0 | 0 | 0 | 0
2003 | 5 | 19 | 0 | 0 | 0 | 0 | 0 | 0 | 0 | 0 | 0 | 0 | 0 | 0 | 0
2003 | 5 | 20 | 0 | 0 | 0 | 0 | 0 | 0 | 0 | 0 | 0 | 0 | 0 | 0 | 0
2003 | 5 | 21 | 0.67 | 0.67 | 0.62 | 0 | 0.67 | 0.62 | 0 | 0 | 0 | 0 | 0 | 0 | 0
2003 | 5 | 22 | 0.03 | 0.03 | 0 | 0 | 0.03 | 0 | 0 | 0 | 0 | 0 | 0 | 0 | 0
2003 | 5 | 23 | 0.19 | 0.19 | 0.14 | 0 | 0.19 | 0.14 | 0 | 0 | 0 | 0 | 0 | 0 | 0
2003 | 5 | 24 | 0.02 | 0.02 | 0 | 0 | 0.02 | 0 | 0 | 0 | 0 | 0 | 0 | 0 | 0
2003 | 5 | 25 | 0.11 | 0.11 | 0.06 | 0 | 0.11 | 0.06 | 0 | 0 | 0 | 0 | 0 | 0 | 0
2003 | 5 | 26 | 1.49 | 1 | 0.95 | 0 | 1 | 0.95 | 0 | 0 | 0 | 0 | 0 | 0 | 0
2003 | 5 | 27 | 0.05 | 0.05 | 0 | 0 | 0.05 | 0 | 0 | 0 | 0 | 0 | 0 | 0 | 0
2003 | 5 | 28 | 0.3 | 0.3 | 0.25 | 0 | 0.3 | 0.25 | 0 | 0 | 0 | 0 | 0 | 0 | 0
2003 | 5 | 29 | 0.05 | 0.05 | 0 | 0 | 0.05 | 0 | 0 | 0 | 0 | 0 | 0 | 0 | 0
2003 | 5 | 30 | 0 | 0 | 0 | 0 | 0 | 0 | 0 | 0 | 0 | 0 | 0 | 0 | 0
2003 | 5 | 31 | 0.8 | 0.8 | 0.75 | 0 | 0.8 | 0.75 | 0 | 0 | 0 | 0 | 0 | 0 | 0
2003 | 6 | 1 | 0 | 0 | 0 | 0 | 0 | 0 | 0 | 0 | 0 | 0 | 0 | 0 | 0
2003 | 6 | 2 | 0 | 0 | 0 | 0 | 0 | 0 | 0 | 0 | 0 | 0 | 0 | 0 | 0
2003 | 6 | 3 | 0.25 | 0.25 | 0.2 | 0 | 0.25 | 0.2 | 0 | 0 | 0 | 0 | 0 | 0 | 0
2003 | 6 | 4 | 0.29 | 0.29 | 0.24 | 0 | 0.29 | 0.24 | 0 | 0 | 0 | 0 | 0 | 0 | 0
2003 | 6 | 5 | 0.05 | 0.05 | 0 | 0 | 0.05 | 0 | 0 | 0 | 0 | 0 | 0 | 0 | 0
2003 | 6 | 6 | 0 | 0 | 0 | 0 | 0 | 0 | 0 | 0 | 0 | 0 | 0 | 0 | 0
2003 | 6 | 7 | 1.28 | 1 | 0.95 | 0 | 1 | 0.95 | 0 | 0 | 0 | 0 | 0 | 0 | 0
2003 | 6 | 8 | 0 | 0 | 0 | 0 | 0 | 0 | 0 | 0 | 0 | 0 | 0 | 0 | 0
2003 | 6 | 9 | 0.46 | 0.46 | 0.41 | 0 | 0.46 | 0.41 | 0 | 0 | 0 | 0 | 0 | 0 | 0
2003 | 6 | 10 | 0 | 0 | 0 | 0 | 0 | 0 | 0 | 0 | 0 | 0 | 0 | 0 | 0
2003 | 6 | 11 | 0.26 | 0.26 | 0.21 | 0 | 0.26 | 0.21 | 0 | 0 | 0 | 0 | 0 | 0 | 0
2003 | 6 | 12 | 1.13 | 1 | 0.95 | 0 | 1 | 0.95 | 0 | 0 | 0 | 0 | 0 | 0 | 0
2003 | 6 | 13 | 0.37 | 0.37 | 0.32 | 0 | 0.37 | 0.32 | 0 | 0 | 0 | 0 | 0 | 0 | 0
2003 | 6 | 14 | 0.02 | 0.02 | 0 | 0 | 0.02 | 0 | 0 | 0 | 0 | 0 | 0 | 0 | 0
2003 | 6 | 15 | 0 | 0 | 0 | 0 | 0 | 0 | 0 | 0 | 0 | 0 | 0 | 0 | 0
2003 | 6 | 16 | 0 | 0 | 0 | 0 | 0 | 0 | 0 | 0 | 0 | 0 | 0 | 0 | 0
2003 | 6 | 17 | 0.76 | 0.76 | 0.71 | 0 | 0.76 | 0.71 | 0 | 0 | 0 | 0 | 0 | 0 | 0
2003 | 6 | 18 | 0.11 | 0.11 | 0.06 | 0 | 0.11 | 0.06 | 0 | 0 | 0 | 0 | 0 | 0 | 0
2003 | 6 | 19 | 1.61 | 1 | 0.95 | 0 | 1 | 0.95 | 0 | 0 | 0 | 0 | 0 | 0 | 0
2003 | 6 | 20 | 0.65 | 0.65 | 0.6 | 0 | 0.65 | 0.6 | 0 | 0 | 0 | 0 | 0 | 0 | 0
2003 | 6 | 21 | 0.03 | 0.03 | 0 | 0 | 0.03 | 0 | 0 | 0 | 0 | 0 | 0 | 0 | 0
2003 | 6 | 22 | 0 | 0 | 0 | 0 | 0 | 0 | 0 | 0 | 0 | 0 | 0 | 0 | 0
2003 | 6 | 23 | 0 | 0 | 0 | 0 | 0 | 0 | 0 | 0 | 0 | 0 | 0 | 0 | 0
2003 | 6 | 24 | 0 | 0 | 0 | 0 | 0 | 0 | 0 | 0 | 0 | 0 | 0 | 0 | 0
2003 | 6 | 25 | 0 | 0 | 0 | 0 | 0 | 0 | 0 | 0 | 0 | 0 | 0 | 0 | 0
2003 | 6 | 26 | 0 | 0 | 0 | 0 | 0 | 0 | 0 | 0 | 0 | 0 | 0 | 0 | 0
2003 | 6 | 27 | 0.09 | 0.09 | 0.04 | 0 | 0.09 | 0.04 | 0 | 0 | 0 | 0 | 0 | 0 | 0
2003 | 6 | 28 | 0 | 0 | 0 | 0 | 0 | 0 | 0 | 0 | 0 | 0 | 0 | 0 | 0
2003 | 6 | 29 | 0 | 0 | 0 | 0 | 0 | 0 | 0 | 0 | 0 | 0 | 0 | 0 | 0
2003 | 6 | 30 | 0.51 | 0.51 | 0.46 | 0 | 0.51 | 0.46 | 0 | 0 | 0 | 0 | 0 | 0 | 0
2003 | 7 | 1 | 1.14 | 1 | 0.95 | 0 | 1 | 0.95 | 0 | 0 | 0 | 0 | 0 | 0 | 0
2003 | 7 | 2 | 0.87 | 0.87 | 0.82 | 0 | 0.87 | 0.82 | 0 | 0 | 0 | 0 | 0 | 0 | 0
2003 | 7 | 3 | 0.14 | 0.14 | 0.09 | 0 | 0.14 | 0.09 | 0 | 0 | 0 | 0 | 0 | 0 | 0
2003 | 7 | 4 | 0 | 0 | 0 | 0 | 0 | 0 | 0 | 0 | 0 | 0 | 0 | 0 | 0
2003 | 7 | 5 | 0 | 0 | 0 | 0 | 0 | 0 | 0 | 0 | 0 | 0 | 0 | 0 | 0
2003 | 7 | 6 | 0 | 0 | 0 | 0 | 0 | 0 | 0 | 0 | 0 | 0 | 0 | 0 | 0
2003 | 7 | 7 | 0.57 | 0.57 | 0.52 | 0 | 0.57 | 0.52 | 0 | 0 | 0 | 0 | 0 | 0 | 0
2003 | 7 | 8 | 0 | 0 | 0 | 0 | 0 | 0 | 0 | 0 | 0 | 0 | 0 | 0 | 0
2003 | 7 | 9 | 0.49 | 0.49 | 0.44 | 0 | 0.49 | 0.44 | 0 | 0 | 0 | 0 | 0 | 0 | 0
2003 | 7 | 10 | 1.06 | 1 | 0.95 | 0 | 1 | 0.95 | 0 | 0 | 0 | 0 | 0 | 0 | 0
2003 | 7 | 11 | 0 | 0 | 0 | 0 | 0 | 0 | 0 | 0 | 0 | 0 | 0 | 0 | 0
2003 | 7 | 12 | 0.03 | 0.03 | 0 | 0 | 0.03 | 0 | 0 | 0 | 0 | 0 | 0 | 0 | 0
2003 | 7 | 13 | 0 | 0 | 0 | 0 | 0 | 0 | 0 | 0 | 0 | 0 | 0 | 0 | 0
2003 | 7 | 14 | 0.03 | 0.03 | 0 | 0 | 0.03 | 0 | 0 | 0 | 0 | 0 | 0 | 0 | 0
2003 | 7 | 15 | 0 | 0 | 0 | 0 | 0 | 0 | 0 | 0 | 0 | 0 | 0 | 0 | 0
2003 | 7 | 16 | 0 | 0 | 0 | 0 | 0 | 0 | 0 | 0 | 0 | 0 | 0 | 0 | 0
2003 | 7 | 17 | 0 | 0 | 0 | 0 | 0 | 0 | 0 | 0 | 0 | 0 | 0 | 0 | 0
2003 | 7 | 18 | 0 | 0 | 0 | 0 | 0 | 0 | 0 | 0 | 0 | 0 | 0 | 0 | 0
2003 | 7 | 19 | 0 | 0 | 0 | 0 | 0 | 0 | 0 | 0 | 0 | 0 | 0 | 0 | 0
2003 | 7 | 20 | 0 | 0 | 0 | 0 | 0 | 0 | 0 | 0 | 0 | 0 | 0 | 0 | 0
2003 | 7 | 21 | 0 | 0 | 0 | 0 | 0 | 0 | 0 | 0 | 0 | 0 | 0 | 0 | 0
2003 | 7 | 22 | 0.53 | 0.53 | 0.48 | 0 | 0.53 | 0.48 | 0 | 0 | 0 | 0 | 0 | 0 | 0
2003 | 7 | 23 | 0 | 0 | 0 | 0 | 0 | 0 | 0 | 0 | 0 | 0 | 0 | 0 | 0
2003 | 7 | 24 | 0 | 0 | 0 | 0 | 0 | 0 | 0 | 0 | 0 | 0 | 0 | 0 | 0
2003 | 7 | 25 | 0 | 0 | 0 | 0 | 0 | 0 | 0 | 0 | 0 | 0 | 0 | 0 | 0
2003 | 7 | 26 | 0 | 0 | 0 | 0 | 0 | 0 | 0 | 0 | 0 | 0 | 0 | 0 | 0
2003 | 7 | 27 | 0 | 0 | 0 | 0 | 0 | 0 | 0 | 0 | 0 | 0 | 0 | 0 | 0
2003 | 7 | 28 | 0.87 | 0.87 | 0.82 | 0 | 0.87 | 0.82 | 0 | 0 | 0 | 0 | 0 | 0 | 0
2003 | 7 | 29 | 0.02 | 0.02 | 0 | 0 | 0.02 | 0 | 0 | 0 | 0 | 0 | 0 | 0 | 0
2003 | 7 | 30 | 0.01 | 0.01 | 0 | 0 | 0.01 | 0 | 0 | 0 | 0 | 0 | 0 | 0 | 0
2003 | 7 | 31 | 0 | 0 | 0 | 0 | 0 | 0 | 0 | 0 | 0 | 0 | 0 | 0 | 0
2003 | 8 | 1 | 0.89 | 0.89 | 0.84 | 0 | 0.89 | 0.84 | 0 | 0 | 0 | 0 | 0 | 0 | 0
2003 | 8 | 2 | 0.01 | 0.01 | 0 | 0 | 0.01 | 0 | 0 | 0 | 0 | 0 | 0 | 0 | 0
2003 | 8 | 3 | 0.23 | 0.23 | 0.18 | 0 | 0.23 | 0.18 | 0 | 0 | 0 | 0 | 0 | 0 | 0
2003 | 8 | 4 | 0.01 | 0.01 | 0 | 0 | 0.01 | 0 | 0 | 0 | 0 | 0 | 0 | 0 | 0
2003 | 8 | 5 | 0.39 | 0.39 | 0.34 | 0 | 0.39 | 0.34 | 0 | 0 | 0 | 0 | 0 | 0 | 0
2003 | 8 | 6 | 0 | 0 | 0 | 0 | 0 | 0 | 0 | 0 | 0 | 0 | 0 | 0 | 0
2003 | 8 | 7 | 0 | 0 | 0 | 0 | 0 | 0 | 0 | 0 | 0 | 0 | 0 | 0 | 0
2003 | 8 | 8 | 0 | 0 | 0 | 0 | 0 | 0 | 0 | 0 | 0 | 0 | 0 | 0 | 0
2003 | 8 | 9 | 0.44 | 0.44 | 0.39 | 0 | 0.44 | 0.39 | 0 | 0 | 0 | 0 | 0 | 0 | 0
2003 | 8 | 10 | 0.01 | 0.01 | 0 | 0 | 0.01 | 0 | 0 | 0 | 0 | 0 | 0 | 0 | 0
2003 | 8 | 11 | 0.04 | 0.04 | 0 | 0 | 0.04 | 0 | 0 | 0 | 0 | 0 | 0 | 0 | 0
2003 | 8 | 12 | 0 | 0 | 0 | 0 | 0 | 0 | 0 | 0 | 0 | 0 | 0 | 0 | 0
2003 | 8 | 13 | 0 | 0 | 0 | 0 | 0 | 0 | 0 | 0 | 0 | 0 | 0 | 0 | 0
2003 | 8 | 14 | 0 | 0 | 0 | 0 | 0 | 0 | 0 | 0 | 0 | 0 | 0 | 0 | 0
2003 | 8 | 15 | 0 | 0 | 0 | 0 | 0 | 0 | 0 | 0 | 0 | 0 | 0 | 0 | 0
2003 | 8 | 16 | 0.62 | 0.62 | 0.57 | 0 | 0.62 | 0.57 | 0 | 0 | 0 | 0 | 0 | 0 | 0
2003 | 8 | 17 | 0.2 | 0.2 | 0.15 | 0 | 0.2 | 0.15 | 0 | 0 | 0 | 0 | 0 | 0 | 0
2003 | 8 | 18 | 0 | 0 | 0 | 0 | 0 | 0 | 0 | 0 | 0 | 0 | 0 | 0 | 0
2003 | 8 | 19 | 0 | 0 | 0 | 0 | 0 | 0 | 0 | 0 | 0 | 0 | 0 | 0 | 0
2003 | 8 | 20 | 0 | 0 | 0 | 0 | 0 | 0 | 0 | 0 | 0 | 0 | 0 | 0 | 0
2003 | 8 | 21 | 0 | 0 | 0 | 0 | 0 | 0 | 0 | 0 | 0 | 0 | 0 | 0 | 0
2003 | 8 | 22 | 0 | 0 | 0 | 0 | 0 | 0 | 0 | 0 | 0 | 0 | 0 | 0 | 0
2003 | 8 | 23 | 0 | 0 | 0 | 0 | 0 | 0 | 0 | 0 | 0 | 0 | 0 | 0 | 0
2003 | 8 | 24 | 0 | 0 | 0 | 0 | 0 | 0 | 0 | 0 | 0 | 0 | 0 | 0 | 0
2003 | 8 | 25 | 0 | 0 | 0 | 0 | 0 | 0 | 0 | 0 | 0 | 0 | 0 | 0 | 0
2003 | 8 | 26 | 0.96 | 0.96 | 0.91 | 0 | 0.96 | 0.91 | 0 | 0 | 0 | 0 | 0 | 0 | 0
2003 | 8 | 27 | 0.56 | 0.56 | 0.51 | 0 | 0.56 | 0.51 | 0 | 0 | 0 | 0 | 0 | 0 | 0
2003 | 8 | 28 | 0 | 0 | 0 | 0 | 0 | 0 | 0 | 0 | 0 | 0 | 0 | 0 | 0
2003 | 8 | 29 | 0.06 | 0.06 | 0.01 | 0 | 0.06 | 0.01 | 0 | 0 | 0 | 0 | 0 | 0 | 0
2003 | 8 | 30 | 0.23 | 0.23 | 0.18 | 0 | 0.23 | 0.18 | 0 | 0 | 0 | 0 | 0 | 0 | 0
2003 | 8 | 31 | 0 | 0 | 0 | 0 | 0 | 0 | 0 | 0 | 0 | 0 | 0 | 0 | 0
2003 | 9 | 1 | 0.19 | 0.19 | 0.14 | 0 | 0.19 | 0.14 | 0 | 0 | 0 | 0 | 0 | 0 | 0
2003 | 9 | 2 | 0.17 | 0.17 | 0.12 | 0 | 0.17 | 0.12 | 0 | 0 | 0 | 0 | 0 | 0 | 0
2003 | 9 | 3 | 0.32 | 0.32 | 0.27 | 0 | 0.32 | 0.27 | 0 | 0 | 0 | 0 | 0 | 0 | 0
2003 | 9 | 4 | 0.12 | 0.12 | 0.07 | 0 | 0.12 | 0.07 | 0 | 0 | 0 | 0 | 0 | 0 | 0
2003 | 9 | 5 | 0 | 0 | 0 | 0 | 0 | 0 | 0 | 0 | 0 | 0 | 0 | 0 | 0
2003 | 9 | 6 | 0 | 0 | 0 | 0 | 0 | 0 | 0 | 0 | 0 | 0 | 0 | 0 | 0
2003 | 9 | 7 | 0 | 0 | 0 | 0 | 0 | 0 | 0 | 0 | 0 | 0 | 0 | 0 | 0
2003 | 9 | 8 | 0 | 0 | 0 | 0 | 0 | 0 | 0 | 0 | 0 | 0 | 0 | 0 | 0
2003 | 9 | 9 | 0 | 0 | 0 | 0 | 0 | 0 | 0 | 0 | 0 | 0 | 0 | 0 | 0
2003 | 9 | 10 | 0 | 0 | 0 | 0 | 0 | 0 | 0 | 0 | 0 | 0 | 0 | 0 | 0
2003 | 9 | 11 | 0 | 0 | 0 | 0 | 0 | 0 | 0 | 0 | 0 | 0 | 0 | 0 | 0
2003 | 9 | 12 | 0.85 | 0.85 | 0.8 | 0 | 0.85 | 0.8 | 0 | 0 | 0 | 0 | 0 | 0 | 0
2003 | 9 | 13 | 0.26 | 0.26 | 0.21 | 0 | 0.26 | 0.21 | 0 | 0 | 0 | 0 | 0 | 0 | 0
2003 | 9 | 14 | 0 | 0 | 0 | 0 | 0 | 0 | 0 | 0 | 0 | 0 | 0 | 0 | 0
2003 | 9 | 15 | 0 | 0 | 0 | 0 | 0 | 0 | 0 | 0 | 0 | 0 | 0 | 0 | 0
2003 | 9 | 16 | 0 | 0 | 0 | 0 | 0 | 0 | 0 | 0 | 0 | 0 | 0 | 0 | 0
2003 | 9 | 17 | 0 | 0 | 0 | 0 | 0 | 0 | 0 | 0 | 0 | 0 | 0 | 0 | 0
2003 | 9 | 18 | 2.28 | 1 | 0.95 | 0 | 1 | 0.95 | 0 | 0 | 0 | 0 | 0 | 0 | 0
2003 | 9 | 19 | 0.03 | 0.03 | 0 | 0 | 0.03 | 0 | 0 | 0 | 0 | 0 | 0 | 0 | 0
2003 | 9 | 20 | 0 | 0 | 0 | 0 | 0 | 0 | 0 | 0 | 0 | 0 | 0 | 0 | 0
2003 | 9 | 21 | 0 | 0 | 0 | 0 | 0 | 0 | 0 | 0 | 0 | 0 | 0 | 0 | 0
2003 | 9 | 22 | 0.78 | 0.78 | 0.73 | 0 | 0.78 | 0.73 | 0 | 0 | 0 | 0 | 0 | 0 | 0
2003 | 9 | 23 | 1.67 | 1 | 0.95 | 0 | 1 | 0.95 | 0 | 0 | 0 | 0 | 0 | 0 | 0
2003 | 9 | 24 | 0 | 0 | 0 | 0 | 0 | 0 | 0 | 0 | 0 | 0 | 0 | 0 | 0
2003 | 9 | 25 | 0 | 0 | 0 | 0 | 0 | 0 | 0 | 0 | 0 | 0 | 0 | 0 | 0
2003 | 9 | 26 | 0 | 0 | 0 | 0 | 0 | 0 | 0 | 0 | 0 | 0 | 0 | 0 | 0
2003 | 9 | 27 | 0.1 | 0.1 | 0.05 | 0 | 0.1 | 0.05 | 0 | 0 | 0 | 0 | 0 | 0 | 0
2003 | 9 | 28 | 0.02 | 0.02 | 0 | 0 | 0.02 | 0 | 0 | 0 | 0 | 0 | 0 | 0 | 0
2003 | 9 | 29 | 0 | 0 | 0 | 0 | 0 | 0 | 0 | 0 | 0 | 0 | 0 | 0 | 0
2003 | 9 | 30 | 0 | 0 | 0 | 0 | 0 | 0 | 0 | 0 | 0 | 0 | 0 | 0 | 0
2003 | 10 | 1 | 0 | 0 | 0 | 0 | 0 | 0 | 0 | 0 | 0 | 0 | 0 | 0 | 0
2003 | 10 | 2 | 0 | 0 | 0 | 0 | 0 | 0 | 0 | 0 | 0 | 0 | 0 | 0 | 0
2003 | 10 | 3 | 0 | 0 | 0 | 0 | 0 | 0 | 0 | 0 | 0 | 0 | 0 | 0 | 0
2003 | 10 | 4 | 0 | 0 | 0 | 0 | 0 | 0 | 0 | 0 | 0 | 0 | 0 | 0 | 0
2003 | 10 | 5 | 0 | 0 | 0 | 0 | 0 | 0 | 0 | 0 | 0 | 0 | 0 | 0 | 0
2003 | 10 | 6 | 0 | 0 | 0 | 0 | 0 | 0 | 0 | 0 | 0 | 0 | 0 | 0 | 0
2003 | 10 | 7 | 0 | 0 | 0 | 0 | 0 | 0 | 0 | 0 | 0 | 0 | 0 | 0 | 0
2003 | 10 | 8 | 0 | 0 | 0 | 0 | 0 | 0 | 0 | 0 | 0 | 0 | 0 | 0 | 0
2003 | 10 | 9 | 0 | 0 | 0 | 0 | 0 | 0 | 0 | 0 | 0 | 0 | 0 | 0 | 0
2003 | 10 | 10 | 0 | 0 | 0 | 0 | 0 | 0 | 0 | 0 | 0 | 0 | 0 | 0 | 0
2003 | 10 | 11 | 0 | 0 | 0 | 0 | 0 | 0 | 0 | 0 | 0 | 0 | 0 | 0 | 0
2003 | 10 | 12 | 0 | 0 | 0 | 0 | 0 | 0 | 0 | 0 | 0 | 0 | 0 | 0 | 0
2003 | 10 | 13 | 0 | 0 | 0 | 0 | 0 | 0 | 0 | 0 | 0 | 0 | 0 | 0 | 0
2003 | 10 | 14 | 1.21 | 1 | 0.95 | 0 | 1 | 0.95 | 0 | 0 | 0 | 0 | 0 | 0 | 0
2003 | 10 | 15 | 0 | 0 | 0 | 0 | 0 | 0 | 0 | 0 | 0 | 0 | 0 | 0 | 0
2003 | 10 | 16 | 0 | 0 | 0 | 0 | 0 | 0 | 0 | 0 | 0 | 0 | 0 | 0 | 0
2003 | 10 | 17 | 0 | 0 | 0 | 0 | 0 | 0 | 0 | 0 | 0 | 0 | 0 | 0 | 0
2003 | 10 | 18 | 0 | 0 | 0 | 0 | 0 | 0 | 0 | 0 | 0 | 0 | 0 | 0 | 0
2003 | 10 | 19 | 0 | 0 | 0 | 0 | 0 | 0 | 0 | 0 | 0 | 0 | 0 | 0 | 0
2003 | 10 | 20 | 0 | 0 | 0 | 0 | 0 | 0 | 0 | 0 | 0 | 0 | 0 | 0 | 0
2003 | 10 | 21 | 0 | 0 | 0 | 0 | 0 | 0 | 0 | 0 | 0 | 0 | 0 | 0 | 0
2003 | 10 | 22 | 0.05 | 0.05 | 0 | 0 | 0.05 | 0 | 0 | 0 | 0 | 0 | 0 | 0 | 0
2003 | 10 | 23 | 0 | 0 | 0 | 0 | 0 | 0 | 0 | 0 | 0 | 0 | 0 | 0 | 0
2003 | 10 | 24 | 0 | 0 | 0 | 0 | 0 | 0 | 0 | 0 | 0 | 0 | 0 | 0 | 0
2003 | 10 | 25 | 0 | 0 | 0 | 0 | 0 | 0 | 0 | 0 | 0 | 0 | 0 | 0 | 0
2003 | 10 | 26 | 0.45 | 0.45 | 0.4 | 0 | 0.45 | 0.4 | 0 | 0 | 0 | 0 | 0 | 0 | 0
2003 | 10 | 27 | 1.27 | 1 | 0.95 | 0 | 1 | 0.95 | 0 | 0 | 0 | 0 | 0 | 0 | 0
2003 | 10 | 28 | 0.24 | 0.24 | 0.19 | 0 | 0.24 | 0.19 | 0 | 0 | 0 | 0 | 0 | 0 | 0
2003 | 10 | 29 | 0.71 | 0.71 | 0.66 | 0 | 0.71 | 0.66 | 0 | 0 | 0 | 0 | 0 | 0 | 0
2003 | 10 | 30 | 0 | 0 | 0 | 0 | 0 | 0 | 0 | 0 | 0 | 0 | 0 | 0 | 0
2003 | 10 | 31 | 0 | 0 | 0 | 0 | 0 | 0 | 0 | 0 | 0 | 0 | 0 | 0 | 0
2003 | 11 | 1 | 0 | 0 | 0 | 0 | 0 | 0 | 0 | 0 | 0 | 0 | 0 | 0 | 0
2003 | 11 | 2 | 0 | 0 | 0 | 0 | 0 | 0 | 0 | 0 | 0 | 0 | 0 | 0 | 0
2003 | 11 | 3 | 0 | 0 | 0 | 0 | 0 | 0 | 0 | 0 | 0 | 0 | 0 | 0 | 0
2003 | 11 | 4 | 0 | 0 | 0 | 0 | 0 | 0 | 0 | 0 | 0 | 0 | 0 | 0 | 0
2003 | 11 | 5 | 0.53 | 0.53 | 0.48 | 0 | 0.53 | 0.48 | 0 | 0 | 0 | 0 | 0 | 0 | 0
2003 | 11 | 6 | 0.47 | 0.47 | 0.42 | 0 | 0.47 | 0.42 | 0 | 0 | 0 | 0 | 0 | 0 | 0
2003 | 11 | 7 | 0 | 0 | 0 | 0 | 0 | 0 | 0 | 0 | 0 | 0 | 0 | 0 | 0
2003 | 11 | 8 | 0 | 0 | 0 | 0 | 0 | 0 | 0 | 0 | 0 | 0 | 0 | 0 | 0
2003 | 11 | 9 | 0 | 0 | 0 | 0 | 0 | 0 | 0 | 0 | 0 | 0 | 0 | 0 | 0
2003 | 11 | 10 | 0 | 0 | 0 | 0 | 0 | 0 | 0 | 0 | 0 | 0 | 0 | 0 | 0
2003 | 11 | 11 | 0 | 0 | 0 | 0 | 0 | 0 | 0 | 0 | 0 | 0 | 0 | 0 | 0
2003 | 11 | 12 | 0.57 | 0.57 | 0.52 | 0 | 0.57 | 0.52 | 0 | 0 | 0 | 0 | 0 | 0 | 0
2003 | 11 | 13 | 0 | 0 | 0 | 0 | 0 | 0 | 0 | 0 | 0 | 0 | 0 | 0 | 0
2003 | 11 | 14 | 0 | 0 | 0 | 0 | 0 | 0 | 0 | 0 | 0 | 0 | 0 | 0 | 0
2003 | 11 | 15 | 0 | 0 | 0 | 0 | 0 | 0 | 0 | 0 | 0 | 0 | 0 | 0 | 0
2003 | 11 | 16 | 0.04 | 0.04 | 0 | 0 | 0.04 | 0 | 0 | 0 | 0 | 0 | 0 | 0 | 0
2003 | 11 | 17 | 0 | 0 | 0 | 0 | 0 | 0 | 0 | 0 | 0 | 0 | 0 | 0 | 0
2003 | 11 | 18 | 0 | 0 | 0 | 0 | 0 | 0 | 0 | 0 | 0 | 0 | 0 | 0 | 0
2003 | 11 | 19 | 1.47 | 1 | 0.95 | 0 | 1 | 0.95 | 0 | 0 | 0 | 0 | 0 | 0 | 0
2003 | 11 | 20 | 0 | 0 | 0 | 0 | 0 | 0 | 0 | 0 | 0 | 0 | 0 | 0 | 0
2003 | 11 | 21 | 0 | 0 | 0 | 0 | 0 | 0 | 0 | 0 | 0 | 0 | 0 | 0 | 0
2003 | 11 | 22 | 0 | 0 | 0 | 0 | 0 | 0 | 0 | 0 | 0 | 0 | 0 | 0 | 0
2003 | 11 | 23 | 0 | 0 | 0 | 0 | 0 | 0 | 0 | 0 | 0 | 0 | 0 | 0 | 0
2003 | 11 | 24 | 0.32 | 0.32 | 0.27 | 0 | 0.32 | 0.27 | 0 | 0 | 0 | 0 | 0 | 0 | 0
2003 | 11 | 25 | 0 | 0 | 0 | 0 | 0 | 0 | 0 | 0 | 0 | 0 | 0 | 0 | 0
2003 | 11 | 26 | 0 | 0 | 0 | 0 | 0 | 0 | 0 | 0 | 0 | 0 | 0 | 0 | 0
2003 | 11 | 27 | 0 | 0 | 0 | 0 | 0 | 0 | 0 | 0 | 0 | 0 | 0 | 0 | 0
2003 | 11 | 28 | 0.83 | 0.83 | 0.78 | 0 | 0.83 | 0.78 | 0 | 0 | 0 | 0 | 0 | 0 | 0
2003 | 11 | 29 | 0 | 0 | 0 | 0 | 0 | 0 | 0 | 0 | 0 | 0 | 0 | 0 | 0
2003 | 11 | 30 | 0 | 0 | 0 | 0 | 0 | 0 | 0 | 0 | 0 | 0 | 0 | 0 | 0
2003 | 12 | 1 | 0 | 0 | 0 | 0 | 0 | 0 | 0 | 0 | 0 | 0 | 0 | 0 | 0
2003 | 12 | 2 | 0 | 0 | 0 | 0 | 0 | 0 | 0 | 0 | 0 | 0 | 0 | 0 | 0
2003 | 12 | 3 | 0 | 0 | 0 | 0 | 0 | 0 | 0 | 0 | 0 | 0 | 0 | 0 | 0
2003 | 12 | 4 | 0.08 | 0.08 | 0.03 | 0 | 0.08 | 0.03 | 0 | 0 | 0 | 0 | 0 | 0 | 0
2003 | 12 | 5 | 0.81 | 0.81 | 0.76 | 0 | 0.81 | 0.76 | 0 | 0 | 0 | 0 | 0 | 0 | 0
2003 | 12 | 6 | 0.26 | 0.26 | 0.21 | 0 | 0.26 | 0.21 | 0 | 0 | 0 | 0 | 0 | 0 | 0
2003 | 12 | 7 | 0 | 0 | 0 | 0 | 0 | 0 | 0 | 0 | 0 | 0 | 0 | 0 | 0
2003 | 12 | 8 | 0 | 0 | 0 | 0 | 0 | 0 | 0 | 0 | 0 | 0 | 0 | 0 | 0
2003 | 12 | 9 | 0 | 0 | 0 | 0 | 0 | 0 | 0 | 0 | 0 | 0 | 0 | 0 | 0
2003 | 12 | 10 | 0.28 | 0.28 | 0.23 | 0 | 0.28 | 0.23 | 0 | 0 | 0 | 0 | 0 | 0 | 0
2003 | 12 | 11 | 0.75 | 0.75 | 0.7 | 0 | 0.75 | 0.7 | 0 | 0 | 0 | 0 | 0 | 0 | 0
2003 | 12 | 12 | 0 | 0 | 0 | 0 | 0 | 0 | 0 | 0 | 0 | 0 | 0 | 0 | 0
2003 | 12 | 13 | 0 | 0 | 0 | 0 | 0 | 0 | 0 | 0 | 0 | 0 | 0 | 0 | 0
2003 | 12 | 14 | 0.78 | 0.78 | 0.73 | 0 | 0.78 | 0.73 | 0 | 0 | 0 | 0 | 0 | 0 | 0
2003 | 12 | 15 | 0 | 0 | 0 | 0 | 0 | 0 | 0 | 0 | 0 | 0 | 0 | 0 | 0
2003 | 12 | 16 | 0 | 0 | 0 | 0 | 0 | 0 | 0 | 0 | 0 | 0 | 0 | 0 | 0
2003 | 12 | 17 | 0.75 | 0.75 | 0.7 | 0 | 0.75 | 0.7 | 0 | 0 | 0 | 0 | 0 | 0 | 0
2003 | 12 | 18 | 0 | 0 | 0 | 0 | 0 | 0 | 0 | 0 | 0 | 0 | 0 | 0 | 0
2003 | 12 | 19 | 0 | 0 | 0 | 0 | 0 | 0 | 0 | 0 | 0 | 0 | 0 | 0 | 0
2003 | 12 | 20 | 0 | 0 | 0 | 0 | 0 | 0 | 0 | 0 | 0 | 0 | 0 | 0 | 0
2003 | 12 | 21 | 0 | 0 | 0 | 0 | 0 | 0 | 0 | 0 | 0 | 0 | 0 | 0 | 0
2003 | 12 | 22 | 0 | 0 | 0 | 0 | 0 | 0 | 0 | 0 | 0 | 0 | 0 | 0 | 0
2003 | 12 | 23 | 0.08 | 0.08 | 0.03 | 0 | 0.08 | 0.03 | 0 | 0 | 0 | 0 | 0 | 0 | 0
2003 | 12 | 24 | 0.5 | 0.5 | 0.45 | 0 | 0.5 | 0.45 | 0 | 0 | 0 | 0 | 0 | 0 | 0
2003 | 12 | 25 | 0 | 0 | 0 | 0 | 0 | 0 | 0 | 0 | 0 | 0 | 0 | 0 | 0
2003 | 12 | 26 | 0 | 0 | 0 | 0 | 0 | 0 | 0 | 0 | 0 | 0 | 0 | 0 | 0
2003 | 12 | 27 | 0 | 0 | 0 | 0 | 0 | 0 | 0 | 0 | 0 | 0 | 0 | 0 | 0
2003 | 12 | 28 | 0 | 0 | 0 | 0 | 0 | 0 | 0 | 0 | 0 | 0 | 0 | 0 | 0
2003 | 12 | 29 | 0 | 0 | 0 | 0 | 0 | 0 | 0 | 0 | 0 | 0 | 0 | 0 | 0
2003 | 12 | 30 | 0.03 | 0.03 | 0 | 0 | 0.03 | 0 | 0 | 0 | 0 | 0 | 0 | 0 | 0
2003 | 12 | 31 | 0 | 0 | 0 | 0 | 0 | 0 | 0 | 0 | 0 | 0 | 0 | 0 | 0
2004 | 1 | 1 | 0 | 0 | 0 | 0 | 0 | 0 | 0 | 0 | 0 | 0 | 0 | 0 | 0
2004 | 1 | 2 | 0.15 | 0.15 | 0.1 | 0 | 0.15 | 0.1 | 0 | 0 | 0 | 0 | 0 | 0 | 0
2004 | 1 | 3 | 0 | 0 | 0 | 0 | 0 | 0 | 0 | 0 | 0 | 0 | 0 | 0 | 0
2004 | 1 | 4 | 0 | 0 | 0 | 0 | 0 | 0 | 0 | 0 | 0 | 0 | 0 | 0 | 0
2004 | 1 | 5 | 0.31 | 0.31 | 0.26 | 0 | 0.31 | 0.26 | 0 | 0 | 0 | 0 | 0 | 0 | 0
2004 | 1 | 6 | 0 | 0 | 0 | 0 | 0 | 0 | 0 | 0 | 0 | 0 | 0 | 0 | 0
2004 | 1 | 7 | 0 | 0 | 0 | 0 | 0 | 0 | 0 | 0 | 0 | 0 | 0 | 0 | 0
2004 | 1 | 8 | 0 | 0 | 0 | 0 | 0 | 0 | 0 | 0 | 0 | 0 | 0 | 0 | 0
2004 | 1 | 9 | 0.01 | 0.01 | 0 | 0 | 0.01 | 0 | 0 | 0 | 0 | 0 | 0 | 0 | 0
2004 | 1 | 10 | 0 | 0 | 0 | 0 | 0 | 0 | 0 | 0 | 0 | 0 | 0 | 0 | 0
2004 | 1 | 11 | 0 | 0 | 0 | 0 | 0 | 0 | 0 | 0 | 0 | 0 | 0 | 0 | 0
2004 | 1 | 12 | 0 | 0 | 0 | 0 | 0 | 0 | 0 | 0 | 0 | 0 | 0 | 0 | 0
2004 | 1 | 13 | 0 | 0 | 0 | 0 | 0 | 0 | 0 | 0 | 0 | 0 | 0 | 0 | 0
2004 | 1 | 14 | 0 | 0 | 0 | 0 | 0 | 0 | 0 | 0 | 0 | 0 | 0 | 0 | 0
2004 | 1 | 15 | 0 | 0 | 0 | 0 | 0 | 0 | 0 | 0 | 0 | 0 | 0 | 0 | 0
2004 | 1 | 16 | 0 | 0 | 0 | 0 | 0 | 0 | 0 | 0 | 0 | 0 | 0 | 0 | 0
2004 | 1 | 17 | 0.08 | 0.08 | 0.03 | 0 | 0.08 | 0.03 | 0 | 0 | 0 | 0 | 0 | 0 | 0
2004 | 1 | 18 | 0.35 | 0.35 | 0.3 | 0 | 0.35 | 0.3 | 0 | 0 | 0 | 0 | 0 | 0 | 0
2004 | 1 | 19 | 0 | 0 | 0 | 0 | 0 | 0 | 0 | 0 | 0 | 0 | 0 | 0 | 0
2004 | 1 | 20 | 0 | 0 | 0 | 0 | 0 | 0 | 0 | 0 | 0 | 0 | 0 | 0 | 0
2004 | 1 | 21 | 0 | 0 | 0 | 0 | 0 | 0 | 0 | 0 | 0 | 0 | 0 | 0 | 0
2004 | 1 | 22 | 0 | 0 | 0 | 0 | 0 | 0 | 0 | 0 | 0 | 0 | 0 | 0 | 0
2004 | 1 | 23 | 0 | 0 | 0 | 0 | 0 | 0 | 0 | 0 | 0 | 0 | 0 | 0 | 0
2004 | 1 | 24 | 0 | 0 | 0 | 0 | 0 | 0 | 0 | 0 | 0 | 0 | 0 | 0 | 0
2004 | 1 | 25 | 0.24 | 0.24 | 0.19 | 0 | 0.24 | 0.19 | 0 | 0 | 0 | 0 | 0 | 0 | 0
2004 | 1 | 26 | 0.1 | 0.1 | 0.05 | 0 | 0.1 | 0.05 | 0 | 0 | 0 | 0 | 0 | 0 | 0
2004 | 1 | 27 | 0.11 | 0.11 | 0.06 | 0 | 0.11 | 0.06 | 0 | 0 | 0 | 0 | 0 | 0 | 0
2004 | 1 | 28 | 0 | 0 | 0 | 0 | 0 | 0 | 0 | 0 | 0 | 0 | 0 | 0 | 0
2004 | 1 | 29 | 0 | 0 | 0 | 0 | 0 | 0 | 0 | 0 | 0 | 0 | 0 | 0 | 0
2004 | 1 | 30 | 0 | 0 | 0 | 0 | 0 | 0 | 0 | 0 | 0 | 0 | 0 | 0 | 0
2004 | 1 | 31 | 0 | 0 | 0 | 0 | 0 | 0 | 0 | 0 | 0 | 0 | 0 | 0 | 0
2004 | 2 | 1 | 0 | 0 | 0 | 0 | 0 | 0 | 0 | 0 | 0 | 0 | 0 | 0 | 0
2004 | 2 | 2 | 0 | 0 | 0 | 0 | 0 | 0 | 0 | 0 | 0 | 0 | 0 | 0 | 0
2004 | 2 | 3 | 0.53 | 0.53 | 0.48 | 0 | 0.53 | 0.48 | 0 | 0 | 0 | 0 | 0 | 0 | 0
2004 | 2 | 4 | 0 | 0 | 0 | 0 | 0 | 0 | 0 | 0 | 0 | 0 | 0 | 0 | 0
2004 | 2 | 5 | 0.07 | 0.07 | 0.02 | 0 | 0.07 | 0.02 | 0 | 0 | 0 | 0 | 0 | 0 | 0
2004 | 2 | 6 | 1.6 | 1 | 0.95 | 0 | 1 | 0.95 | 0 | 0 | 0 | 0 | 0 | 0 | 0
2004 | 2 | 7 | 0 | 0 | 0 | 0 | 0 | 0 | 0 | 0 | 0 | 0 | 0 | 0 | 0
2004 | 2 | 8 | 0 | 0 | 0 | 0 | 0 | 0 | 0 | 0 | 0 | 0 | 0 | 0 | 0
2004 | 2 | 9 | 0 | 0 | 0 | 0 | 0 | 0 | 0 | 0 | 0 | 0 | 0 | 0 | 0
2004 | 2 | 10 | 0 | 0 | 0 | 0 | 0 | 0 | 0 | 0 | 0 | 0 | 0 | 0 | 0
2004 | 2 | 11 | 0 | 0 | 0 | 0 | 0 | 0 | 0 | 0 | 0 | 0 | 0 | 0 | 0
2004 | 2 | 12 | 0 | 0 | 0 | 0 | 0 | 0 | 0 | 0 | 0 | 0 | 0 | 0 | 0
2004 | 2 | 13 | 0 | 0 | 0 | 0 | 0 | 0 | 0 | 0 | 0 | 0 | 0 | 0 | 0
2004 | 2 | 14 | 0 | 0 | 0 | 0 | 0 | 0 | 0 | 0 | 0 | 0 | 0 | 0 | 0
2004 | 2 | 15 | 0 | 0 | 0 | 0 | 0 | 0 | 0 | 0 | 0 | 0 | 0 | 0 | 0
2004 | 2 | 16 | 0 | 0 | 0 | 0 | 0 | 0 | 0 | 0 | 0 | 0 | 0 | 0 | 0
2004 | 2 | 17 | 0 | 0 | 0 | 0 | 0 | 0 | 0 | 0 | 0 | 0 | 0 | 0 | 0
2004 | 2 | 18 | 0 | 0 | 0 | 0 | 0 | 0 | 0 | 0 | 0 | 0 | 0 | 0 | 0
2004 | 2 | 19 | 0 | 0 | 0 | 0 | 0 | 0 | 0 | 0 | 0 | 0 | 0 | 0 | 0
2004 | 2 | 20 | 0 | 0 | 0 | 0 | 0 | 0 | 0 | 0 | 0 | 0 | 0 | 0 | 0
2004 | 2 | 21 | 0 | 0 | 0 | 0 | 0 | 0 | 0 | 0 | 0 | 0 | 0 | 0 | 0
2004 | 2 | 22 | 0 | 0 | 0 | 0 | 0 | 0 | 0 | 0 | 0 | 0 | 0 | 0 | 0
2004 | 2 | 23 | 0 | 0 | 0 | 0 | 0 | 0 | 0 | 0 | 0 | 0 | 0 | 0 | 0
2004 | 2 | 24 | 0.08 | 0.08 | 0.03 | 0 | 0.08 | 0.03 | 0 | 0 | 0 | 0 | 0 | 0 | 0
2004 | 2 | 25 | 0 | 0 | 0 | 0 | 0 | 0 | 0 | 0 | 0 | 0 | 0 | 0 | 0
2004 | 2 | 26 | 0 | 0 | 0 | 0 | 0 | 0 | 0 | 0 | 0 | 0 | 0 | 0 | 0
2004 | 2 | 27 | 0 | 0 | 0 | 0 | 0 | 0 | 0 | 0 | 0 | 0 | 0 | 0 | 0
2004 | 2 | 28 | 0 | 0 | 0 | 0 | 0 | 0 | 0 | 0 | 0 | 0 | 0 | 0 | 0
2004 | 2 | 29 | 0 | 0 | 0 | 0 | 0 | 0 | 0 | 0 | 0 | 0 | 0 | 0 | 0
2004 | 3 | 1 | 0 | 0 | 0 | 0 | 0 | 0 | 0 | 0 | 0 | 0 | 0 | 0 | 0
2004 | 3 | 2 | 0.16 | 0.16 | 0.11 | 0 | 0.16 | 0.11 | 0 | 0 | 0 | 0 | 0 | 0 | 0
2004 | 3 | 3 | 0 | 0 | 0 | 0 | 0 | 0 | 0 | 0 | 0 | 0 | 0 | 0 | 0
2004 | 3 | 4 | 0.09 | 0.09 | 0.04 | 0 | 0.09 | 0.04 | 0 | 0 | 0 | 0 | 0 | 0 | 0
2004 | 3 | 5 | 0 | 0 | 0 | 0 | 0 | 0 | 0 | 0 | 0 | 0 | 0 | 0 | 0
2004 | 3 | 6 | 0.85 | 0.85 | 0.8 | 0 | 0.85 | 0.8 | 0 | 0 | 0 | 0 | 0 | 0 | 0
2004 | 3 | 7 | 0.15 | 0.15 | 0.1 | 0 | 0.15 | 0.1 | 0 | 0 | 0 | 0 | 0 | 0 | 0
2004 | 3 | 8 | 0 | 0 | 0 | 0 | 0 | 0 | 0 | 0 | 0 | 0 | 0 | 0 | 0
2004 | 3 | 9 | 0 | 0 | 0 | 0 | 0 | 0 | 0 | 0 | 0 | 0 | 0 | 0 | 0
2004 | 3 | 10 | 0.01 | 0.01 | 0 | 0 | 0.01 | 0 | 0 | 0 | 0 | 0 | 0 | 0 | 0
2004 | 3 | 11 | 0 | 0 | 0 | 0 | 0 | 0 | 0 | 0 | 0 | 0 | 0 | 0 | 0
2004 | 3 | 12 | 0 | 0 | 0 | 0 | 0 | 0 | 0 | 0 | 0 | 0 | 0 | 0 | 0
2004 | 3 | 13 | 0 | 0 | 0 | 0 | 0 | 0 | 0 | 0 | 0 | 0 | 0 | 0 | 0
2004 | 3 | 14 | 0 | 0 | 0 | 0 | 0 | 0 | 0 | 0 | 0 | 0 | 0 | 0 | 0
2004 | 3 | 15 | 0 | 0 | 0 | 0 | 0 | 0 | 0 | 0 | 0 | 0 | 0 | 0 | 0
2004 | 3 | 16 | 0.38 | 0.38 | 0.33 | 0 | 0.38 | 0.33 | 0 | 0 | 0 | 0 | 0 | 0 | 0
2004 | 3 | 17 | 0.08 | 0.08 | 0.03 | 0 | 0.08 | 0.03 | 0 | 0 | 0 | 0 | 0 | 0 | 0
2004 | 3 | 18 | 0.04 | 0.04 | 0 | 0 | 0.04 | 0 | 0 | 0 | 0 | 0 | 0 | 0 | 0
2004 | 3 | 19 | 0.11 | 0.11 | 0.06 | 0 | 0.11 | 0.06 | 0 | 0 | 0 | 0 | 0 | 0 | 0
2004 | 3 | 20 | 0.01 | 0.01 | 0 | 0 | 0.01 | 0 | 0 | 0 | 0 | 0 | 0 | 0 | 0
2004 | 3 | 21 | 0 | 0 | 0 | 0 | 0 | 0 | 0 | 0 | 0 | 0 | 0 | 0 | 0
2004 | 3 | 22 | 0 | 0 | 0 | 0 | 0 | 0 | 0 | 0 | 0 | 0 | 0 | 0 | 0
2004 | 3 | 23 | 0 | 0 | 0 | 0 | 0 | 0 | 0 | 0 | 0 | 0 | 0 | 0 | 0
2004 | 3 | 24 | 0 | 0 | 0 | 0 | 0 | 0 | 0 | 0 | 0 | 0 | 0 | 0 | 0
2004 | 3 | 25 | 0.06 | 0.06 | 0.01 | 0 | 0.06 | 0.01 | 0 | 0 | 0 | 0 | 0 | 0 | 0
2004 | 3 | 26 | 0 | 0 | 0 | 0 | 0 | 0 | 0 | 0 | 0 | 0 | 0 | 0 | 0
2004 | 3 | 27 | 0.09 | 0.09 | 0.04 | 0 | 0.09 | 0.04 | 0 | 0 | 0 | 0 | 0 | 0 | 0
2004 | 3 | 28 | 0 | 0 | 0 | 0 | 0 | 0 | 0 | 0 | 0 | 0 | 0 | 0 | 0
2004 | 3 | 29 | 0 | 0 | 0 | 0 | 0 | 0 | 0 | 0 | 0 | 0 | 0 | 0 | 0
2004 | 3 | 30 | 0 | 0 | 0 | 0 | 0 | 0 | 0 | 0 | 0 | 0 | 0 | 0 | 0
2004 | 3 | 31 | 0.06 | 0.06 | 0.01 | 0 | 0.06 | 0.01 | 0 | 0 | 0 | 0 | 0 | 0 | 0
2004 | 4 | 1 | 0.93 | 0.93 | 0.88 | 0 | 0.93 | 0.88 | 0 | 0 | 0 | 0 | 0 | 0 | 0
2004 | 4 | 2 | 0.29 | 0.29 | 0.24 | 0 | 0.29 | 0.24 | 0 | 0 | 0 | 0 | 0 | 0 | 0
2004 | 4 | 3 | 0.05 | 0.05 | 0 | 0 | 0.05 | 0 | 0 | 0 | 0 | 0 | 0 | 0 | 0
2004 | 4 | 4 | 0.05 | 0.05 | 0 | 0 | 0.05 | 0 | 0 | 0 | 0 | 0 | 0 | 0 | 0
2004 | 4 | 5 | 0 | 0 | 0 | 0 | 0 | 0 | 0 | 0 | 0 | 0 | 0 | 0 | 0
2004 | 4 | 6 | 0 | 0 | 0 | 0 | 0 | 0 | 0 | 0 | 0 | 0 | 0 | 0 | 0
2004 | 4 | 7 | 0 | 0 | 0 | 0 | 0 | 0 | 0 | 0 | 0 | 0 | 0 | 0 | 0
2004 | 4 | 8 | 0.01 | 0.01 | 0 | 0 | 0.01 | 0 | 0 | 0 | 0 | 0 | 0 | 0 | 0
2004 | 4 | 9 | 0 | 0 | 0 | 0 | 0 | 0 | 0 | 0 | 0 | 0 | 0 | 0 | 0
2004 | 4 | 10 | 0 | 0 | 0 | 0 | 0 | 0 | 0 | 0 | 0 | 0 | 0 | 0 | 0
2004 | 4 | 11 | 0.05 | 0.05 | 0 | 0 | 0.05 | 0 | 0 | 0 | 0 | 0 | 0 | 0 | 0
2004 | 4 | 12 | 1.18 | 1 | 0.95 | 0 | 1 | 0.95 | 0 | 0 | 0 | 0 | 0 | 0 | 0
2004 | 4 | 13 | 0.22 | 0.22 | 0.17 | 0 | 0.22 | 0.17 | 0 | 0 | 0 | 0 | 0 | 0 | 0
2004 | 4 | 14 | 0.22 | 0.22 | 0.17 | 0 | 0.22 | 0.17 | 0 | 0 | 0 | 0 | 0 | 0 | 0
2004 | 4 | 15 | 0 | 0 | 0 | 0 | 0 | 0 | 0 | 0 | 0 | 0 | 0 | 0 | 0
2004 | 4 | 16 | 0 | 0 | 0 | 0 | 0 | 0 | 0 | 0 | 0 | 0 | 0 | 0 | 0
2004 | 4 | 17 | 0 | 0 | 0 | 0 | 0 | 0 | 0 | 0 | 0 | 0 | 0 | 0 | 0
2004 | 4 | 18 | 0 | 0 | 0 | 0 | 0 | 0 | 0 | 0 | 0 | 0 | 0 | 0 | 0
2004 | 4 | 19 | 0 | 0 | 0 | 0 | 0 | 0 | 0 | 0 | 0 | 0 | 0 | 0 | 0
2004 | 4 | 20 | 0 | 0 | 0 | 0 | 0 | 0 | 0 | 0 | 0 | 0 | 0 | 0 | 0
2004 | 4 | 21 | 0 | 0 | 0 | 0 | 0 | 0 | 0 | 0 | 0 | 0 | 0 | 0 | 0
2004 | 4 | 22 | 0 | 0 | 0 | 0 | 0 | 0 | 0 | 0 | 0 | 0 | 0 | 0 | 0
2004 | 4 | 23 | 0.31 | 0.31 | 0.26 | 0 | 0.31 | 0.26 | 0 | 0 | 0 | 0 | 0 | 0 | 0
2004 | 4 | 24 | 0 | 0 | 0 | 0 | 0 | 0 | 0 | 0 | 0 | 0 | 0 | 0 | 0
2004 | 4 | 25 | 0 | 0 | 0 | 0 | 0 | 0 | 0 | 0 | 0 | 0 | 0 | 0 | 0
2004 | 4 | 26 | 0.52 | 0.52 | 0.47 | 0 | 0.52 | 0.47 | 0 | 0 | 0 | 0 | 0 | 0 | 0
2004 | 4 | 27 | 0.01 | 0.01 | 0 | 0 | 0.01 | 0 | 0 | 0 | 0 | 0 | 0 | 0 | 0
2004 | 4 | 28 | 0 | 0 | 0 | 0 | 0 | 0 | 0 | 0 | 0 | 0 | 0 | 0 | 0
2004 | 4 | 29 | 0 | 0 | 0 | 0 | 0 | 0 | 0 | 0 | 0 | 0 | 0 | 0 | 0
2004 | 4 | 30 | 0 | 0 | 0 | 0 | 0 | 0 | 0 | 0 | 0 | 0 | 0 | 0 | 0
2004 | 5 | 1 | 0.07 | 0.07 | 0.02 | 0 | 0.07 | 0.02 | 0 | 0 | 0 | 0 | 0 | 0 | 0
2004 | 5 | 2 | 0.67 | 0.67 | 0.62 | 0 | 0.67 | 0.62 | 0 | 0 | 0 | 0 | 0 | 0 | 0
2004 | 5 | 3 | 0.36 | 0.36 | 0.31 | 0 | 0.36 | 0.31 | 0 | 0 | 0 | 0 | 0 | 0 | 0
2004 | 5 | 4 | 0 | 0 | 0 | 0 | 0 | 0 | 0 | 0 | 0 | 0 | 0 | 0 | 0
2004 | 5 | 5 | 0.41 | 0.41 | 0.36 | 0 | 0.41 | 0.36 | 0 | 0 | 0 | 0 | 0 | 0 | 0
2004 | 5 | 6 | 0 | 0 | 0 | 0 | 0 | 0 | 0 | 0 | 0 | 0 | 0 | 0 | 0
2004 | 5 | 7 | 0.2 | 0.2 | 0.15 | 0 | 0.2 | 0.15 | 0 | 0 | 0 | 0 | 0 | 0 | 0
2004 | 5 | 8 | 0 | 0 | 0 | 0 | 0 | 0 | 0 | 0 | 0 | 0 | 0 | 0 | 0
2004 | 5 | 9 | 0 | 0 | 0 | 0 | 0 | 0 | 0 | 0 | 0 | 0 | 0 | 0 | 0
2004 | 5 | 10 | 0.01 | 0.01 | 0 | 0 | 0.01 | 0 | 0 | 0 | 0 | 0 | 0 | 0 | 0
2004 | 5 | 11 | 0 | 0 | 0 | 0 | 0 | 0 | 0 | 0 | 0 | 0 | 0 | 0 | 0
2004 | 5 | 12 | 0 | 0 | 0 | 0 | 0 | 0 | 0 | 0 | 0 | 0 | 0 | 0 | 0
2004 | 5 | 13 | 0 | 0 | 0 | 0 | 0 | 0 | 0 | 0 | 0 | 0 | 0 | 0 | 0
2004 | 5 | 14 | 0 | 0 | 0 | 0 | 0 | 0 | 0 | 0 | 0 | 0 | 0 | 0 | 0
2004 | 5 | 15 | 0.15 | 0.15 | 0.1 | 0 | 0.15 | 0.1 | 0 | 0 | 0 | 0 | 0 | 0 | 0
2004 | 5 | 16 | 0.01 | 0.01 | 0 | 0 | 0.01 | 0 | 0 | 0 | 0 | 0 | 0 | 0 | 0
2004 | 5 | 17 | 0.02 | 0.02 | 0 | 0 | 0.02 | 0 | 0 | 0 | 0 | 0 | 0 | 0 | 0
2004 | 5 | 18 | 0.05 | 0.05 | 0 | 0 | 0.05 | 0 | 0 | 0 | 0 | 0 | 0 | 0 | 0
2004 | 5 | 19 | 0.1 | 0.1 | 0.05 | 0 | 0.1 | 0.05 | 0 | 0 | 0 | 0 | 0 | 0 | 0
2004 | 5 | 20 | 0 | 0 | 0 | 0 | 0 | 0 | 0 | 0 | 0 | 0 | 0 | 0 | 0
2004 | 5 | 21 | 0.04 | 0.04 | 0 | 0 | 0.04 | 0 | 0 | 0 | 0 | 0 | 0 | 0 | 0
2004 | 5 | 22 | 0 | 0 | 0 | 0 | 0 | 0 | 0 | 0 | 0 | 0 | 0 | 0 | 0
2004 | 5 | 23 | 0 | 0 | 0 | 0 | 0 | 0 | 0 | 0 | 0 | 0 | 0 | 0 | 0
2004 | 5 | 24 | 0 | 0 | 0 | 0 | 0 | 0 | 0 | 0 | 0 | 0 | 0 | 0 | 0
2004 | 5 | 25 | 0.39 | 0.39 | 0.34 | 0 | 0.39 | 0.34 | 0 | 0 | 0 | 0 | 0 | 0 | 0
2004 | 5 | 26 | 0.07 | 0.07 | 0.02 | 0 | 0.07 | 0.02 | 0 | 0 | 0 | 0 | 0 | 0 | 0
2004 | 5 | 27 | 0.04 | 0.04 | 0 | 0 | 0.04 | 0 | 0 | 0 | 0 | 0 | 0 | 0 | 0
2004 | 5 | 28 | 0.2 | 0.2 | 0.15 | 0 | 0.2 | 0.15 | 0 | 0 | 0 | 0 | 0 | 0 | 0
2004 | 5 | 29 | 0 | 0 | 0 | 0 | 0 | 0 | 0 | 0 | 0 | 0 | 0 | 0 | 0
2004 | 5 | 30 | 0.02 | 0.02 | 0 | 0 | 0.02 | 0 | 0 | 0 | 0 | 0 | 0 | 0 | 0
2004 | 5 | 31 | 0.17 | 0.17 | 0.12 | 0 | 0.17 | 0.12 | 0 | 0 | 0 | 0 | 0 | 0 | 0
2004 | 6 | 1 | 0.24 | 0.24 | 0.19 | 0 | 0.24 | 0.19 | 0 | 0 | 0 | 0 | 0 | 0 | 0
2004 | 6 | 2 | 0 | 0 | 0 | 0 | 0 | 0 | 0 | 0 | 0 | 0 | 0 | 0 | 0
2004 | 6 | 3 | 0.02 | 0.02 | 0 | 0 | 0.02 | 0 | 0 | 0 | 0 | 0 | 0 | 0 | 0
2004 | 6 | 4 | 0.12 | 0.12 | 0.07 | 0 | 0.12 | 0.07 | 0 | 0 | 0 | 0 | 0 | 0 | 0
2004 | 6 | 5 | 0.86 | 0.86 | 0.81 | 0 | 0.86 | 0.81 | 0 | 0 | 0 | 0 | 0 | 0 | 0
2004 | 6 | 6 | 0 | 0 | 0 | 0 | 0 | 0 | 0 | 0 | 0 | 0 | 0 | 0 | 0
2004 | 6 | 7 | 0 | 0 | 0 | 0 | 0 | 0 | 0 | 0 | 0 | 0 | 0 | 0 | 0
2004 | 6 | 8 | 0 | 0 | 0 | 0 | 0 | 0 | 0 | 0 | 0 | 0 | 0 | 0 | 0
2004 | 6 | 9 | 0 | 0 | 0 | 0 | 0 | 0 | 0 | 0 | 0 | 0 | 0 | 0 | 0
2004 | 6 | 10 | 0 | 0 | 0 | 0 | 0 | 0 | 0 | 0 | 0 | 0 | 0 | 0 | 0
2004 | 6 | 11 | 0.95 | 0.95 | 0.9 | 0 | 0.95 | 0.9 | 0 | 0 | 0 | 0 | 0 | 0 | 0
2004 | 6 | 12 | 0 | 0 | 0 | 0 | 0 | 0 | 0 | 0 | 0 | 0 | 0 | 0 | 0
2004 | 6 | 13 | 0 | 0 | 0 | 0 | 0 | 0 | 0 | 0 | 0 | 0 | 0 | 0 | 0
2004 | 6 | 14 | 0 | 0 | 0 | 0 | 0 | 0 | 0 | 0 | 0 | 0 | 0 | 0 | 0
2004 | 6 | 15 | 0.03 | 0.03 | 0 | 0 | 0.03 | 0 | 0 | 0 | 0 | 0 | 0 | 0 | 0
2004 | 6 | 16 | 0 | 0 | 0 | 0 | 0 | 0 | 0 | 0 | 0 | 0 | 0 | 0 | 0
2004 | 6 | 17 | 0.76 | 0.76 | 0.71 | 0 | 0.76 | 0.71 | 0 | 0 | 0 | 0 | 0 | 0 | 0
2004 | 6 | 18 | 0 | 0 | 0 | 0 | 0 | 0 | 0 | 0 | 0 | 0 | 0 | 0 | 0
2004 | 6 | 19 | 0 | 0 | 0 | 0 | 0 | 0 | 0 | 0 | 0 | 0 | 0 | 0 | 0
2004 | 6 | 20 | 0 | 0 | 0 | 0 | 0 | 0 | 0 | 0 | 0 | 0 | 0 | 0 | 0
2004 | 6 | 21 | 0 | 0 | 0 | 0 | 0 | 0 | 0 | 0 | 0 | 0 | 0 | 0 | 0
2004 | 6 | 22 | 1.26 | 1 | 0.95 | 0 | 1 | 0.95 | 0 | 0 | 0 | 0 | 0 | 0 | 0
2004 | 6 | 23 | 0.07 | 0.07 | 0.02 | 0 | 0.07 | 0.02 | 0 | 0 | 0 | 0 | 0 | 0 | 0
2004 | 6 | 24 | 0 | 0 | 0 | 0 | 0 | 0 | 0 | 0 | 0 | 0 | 0 | 0 | 0
2004 | 6 | 25 | 0.26 | 0.26 | 0.21 | 0 | 0.26 | 0.21 | 0 | 0 | 0 | 0 | 0 | 0 | 0
2004 | 6 | 26 | 0.03 | 0.03 | 0 | 0 | 0.03 | 0 | 0 | 0 | 0 | 0 | 0 | 0 | 0
2004 | 6 | 27 | 0 | 0 | 0 | 0 | 0 | 0 | 0 | 0 | 0 | 0 | 0 | 0 | 0
2004 | 6 | 28 | 0 | 0 | 0 | 0 | 0 | 0 | 0 | 0 | 0 | 0 | 0 | 0 | 0
2004 | 6 | 29 | 0 | 0 | 0 | 0 | 0 | 0 | 0 | 0 | 0 | 0 | 0 | 0 | 0
2004 | 6 | 30 | 0 | 0 | 0 | 0 | 0 | 0 | 0 | 0 | 0 | 0 | 0 | 0 | 0
2004 | 7 | 1 | 0 | 0 | 0 | 0 | 0 | 0 | 0 | 0 | 0 | 0 | 0 | 0 | 0
2004 | 7 | 2 | 0 | 0 | 0 | 0 | 0 | 0 | 0 | 0 | 0 | 0 | 0 | 0 | 0
2004 | 7 | 3 | 0 | 0 | 0 | 0 | 0 | 0 | 0 | 0 | 0 | 0 | 0 | 0 | 0
2004 | 7 | 4 | 2.18 | 1 | 0.95 | 0 | 1 | 0.95 | 0 | 0 | 0 | 0 | 0 | 0 | 0
2004 | 7 | 5 | 0.15 | 0.15 | 0.1 | 0 | 0.15 | 0.1 | 0 | 0 | 0 | 0 | 0 | 0 | 0
2004 | 7 | 6 | 0 | 0 | 0 | 0 | 0 | 0 | 0 | 0 | 0 | 0 | 0 | 0 | 0
2004 | 7 | 7 | 0.49 | 0.49 | 0.44 | 0 | 0.49 | 0.44 | 0 | 0 | 0 | 0 | 0 | 0 | 0
2004 | 7 | 8 | 0.04 | 0.04 | 0 | 0 | 0.04 | 0 | 0 | 0 | 0 | 0 | 0 | 0 | 0
2004 | 7 | 9 | 0 | 0 | 0 | 0 | 0 | 0 | 0 | 0 | 0 | 0 | 0 | 0 | 0
2004 | 7 | 10 | 0 | 0 | 0 | 0 | 0 | 0 | 0 | 0 | 0 | 0 | 0 | 0 | 0
2004 | 7 | 11 | 0 | 0 | 0 | 0 | 0 | 0 | 0 | 0 | 0 | 0 | 0 | 0 | 0
2004 | 7 | 12 | 0.03 | 0.03 | 0 | 0 | 0.03 | 0 | 0 | 0 | 0 | 0 | 0 | 0 | 0
2004 | 7 | 13 | 0 | 0 | 0 | 0 | 0 | 0 | 0 | 0 | 0 | 0 | 0 | 0 | 0
2004 | 7 | 14 | 0.06 | 0.06 | 0.01 | 0 | 0.06 | 0.01 | 0 | 0 | 0 | 0 | 0 | 0 | 0
2004 | 7 | 15 | 0 | 0 | 0 | 0 | 0 | 0 | 0 | 0 | 0 | 0 | 0 | 0 | 0
2004 | 7 | 16 | 0 | 0 | 0 | 0 | 0 | 0 | 0 | 0 | 0 | 0 | 0 | 0 | 0
2004 | 7 | 17 | 0.24 | 0.24 | 0.19 | 0 | 0.24 | 0.19 | 0 | 0 | 0 | 0 | 0 | 0 | 0
2004 | 7 | 18 | 0.22 | 0.22 | 0.17 | 0 | 0.22 | 0.17 | 0 | 0 | 0 | 0 | 0 | 0 | 0
2004 | 7 | 19 | 0.09 | 0.09 | 0.04 | 0 | 0.09 | 0.04 | 0 | 0 | 0 | 0 | 0 | 0 | 0
2004 | 7 | 20 | 0 | 0 | 0 | 0 | 0 | 0 | 0 | 0 | 0 | 0 | 0 | 0 | 0
2004 | 7 | 21 | 0 | 0 | 0 | 0 | 0 | 0 | 0 | 0 | 0 | 0 | 0 | 0 | 0
2004 | 7 | 22 | 0.74 | 0.74 | 0.69 | 0 | 0.74 | 0.69 | 0 | 0 | 0 | 0 | 0 | 0 | 0
2004 | 7 | 23 | 0.02 | 0.02 | 0 | 0 | 0.02 | 0 | 0 | 0 | 0 | 0 | 0 | 0 | 0
2004 | 7 | 24 | 0.01 | 0.01 | 0 | 0 | 0.01 | 0 | 0 | 0 | 0 | 0 | 0 | 0 | 0
2004 | 7 | 25 | 0 | 0 | 0 | 0 | 0 | 0 | 0 | 0 | 0 | 0 | 0 | 0 | 0
2004 | 7 | 26 | 0.58 | 0.58 | 0.53 | 0 | 0.58 | 0.53 | 0 | 0 | 0 | 0 | 0 | 0 | 0
2004 | 7 | 27 | 2.1 | 1 | 0.95 | 0 | 1 | 0.95 | 0 | 0 | 0 | 0 | 0 | 0 | 0
2004 | 7 | 28 | 0.03 | 0.03 | 0 | 0 | 0.03 | 0 | 0 | 0 | 0 | 0 | 0 | 0 | 0
2004 | 7 | 29 | 0 | 0 | 0 | 0 | 0 | 0 | 0 | 0 | 0 | 0 | 0 | 0 | 0
2004 | 7 | 30 | 0 | 0 | 0 | 0 | 0 | 0 | 0 | 0 | 0 | 0 | 0 | 0 | 0
2004 | 7 | 31 | 0 | 0 | 0 | 0 | 0 | 0 | 0 | 0 | 0 | 0 | 0 | 0 | 0
2004 | 8 | 1 | 0.22 | 0.22 | 0.17 | 0 | 0.22 | 0.17 | 0 | 0 | 0 | 0 | 0 | 0 | 0
2004 | 8 | 2 | 0.25 | 0.25 | 0.2 | 0 | 0.25 | 0.2 | 0 | 0 | 0 | 0 | 0 | 0 | 0
2004 | 8 | 3 | 0.02 | 0.02 | 0 | 0 | 0.02 | 0 | 0 | 0 | 0 | 0 | 0 | 0 | 0
2004 | 8 | 4 | 0.27 | 0.27 | 0.22 | 0 | 0.27 | 0.22 | 0 | 0 | 0 | 0 | 0 | 0 | 0
2004 | 8 | 5 | 0.01 | 0.01 | 0 | 0 | 0.01 | 0 | 0 | 0 | 0 | 0 | 0 | 0 | 0
2004 | 8 | 6 | 0 | 0 | 0 | 0 | 0 | 0 | 0 | 0 | 0 | 0 | 0 | 0 | 0
2004 | 8 | 7 | 0 | 0 | 0 | 0 | 0 | 0 | 0 | 0 | 0 | 0 | 0 | 0 | 0
2004 | 8 | 8 | 0 | 0 | 0 | 0 | 0 | 0 | 0 | 0 | 0 | 0 | 0 | 0 | 0
2004 | 8 | 9 | 0 | 0 | 0 | 0 | 0 | 0 | 0 | 0 | 0 | 0 | 0 | 0 | 0
2004 | 8 | 10 | 0 | 0 | 0 | 0 | 0 | 0 | 0 | 0 | 0 | 0 | 0 | 0 | 0
2004 | 8 | 11 | 0.82 | 0.82 | 0.77 | 0 | 0.82 | 0.77 | 0 | 0 | 0 | 0 | 0 | 0 | 0
2004 | 8 | 12 | 2.43 | 1 | 0.95 | 0 | 1 | 0.95 | 0 | 0 | 0 | 0 | 0 | 0 | 0
2004 | 8 | 13 | 0.02 | 0.02 | 0 | 0 | 0.02 | 0 | 0 | 0 | 0 | 0 | 0 | 0 | 0
2004 | 8 | 14 | 0.6 | 0.6 | 0.55 | 0 | 0.6 | 0.55 | 0 | 0 | 0 | 0 | 0 | 0 | 0
2004 | 8 | 15 | 0 | 0 | 0 | 0 | 0 | 0 | 0 | 0 | 0 | 0 | 0 | 0 | 0
2004 | 8 | 16 | 0 | 0 | 0 | 0 | 0 | 0 | 0 | 0 | 0 | 0 | 0 | 0 | 0
2004 | 8 | 17 | 0 | 0 | 0 | 0 | 0 | 0 | 0 | 0 | 0 | 0 | 0 | 0 | 0
2004 | 8 | 18 | 0.14 | 0.14 | 0.09 | 0 | 0.14 | 0.09 | 0 | 0 | 0 | 0 | 0 | 0 | 0
2004 | 8 | 19 | 0 | 0 | 0 | 0 | 0 | 0 | 0 | 0 | 0 | 0 | 0 | 0 | 0
2004 | 8 | 20 | 0 | 0 | 0 | 0 | 0 | 0 | 0 | 0 | 0 | 0 | 0 | 0 | 0
2004 | 8 | 21 | 0.23 | 0.23 | 0.18 | 0 | 0.23 | 0.18 | 0 | 0 | 0 | 0 | 0 | 0 | 0
2004 | 8 | 22 | 0 | 0 | 0 | 0 | 0 | 0 | 0 | 0 | 0 | 0 | 0 | 0 | 0
2004 | 8 | 23 | 0 | 0 | 0 | 0 | 0 | 0 | 0 | 0 | 0 | 0 | 0 | 0 | 0
2004 | 8 | 24 | 0 | 0 | 0 | 0 | 0 | 0 | 0 | 0 | 0 | 0 | 0 | 0 | 0
2004 | 8 | 25 | 0 | 0 | 0 | 0 | 0 | 0 | 0 | 0 | 0 | 0 | 0 | 0 | 0
2004 | 8 | 26 | 0 | 0 | 0 | 0 | 0 | 0 | 0 | 0 | 0 | 0 | 0 | 0 | 0
2004 | 8 | 27 | 0 | 0 | 0 | 0 | 0 | 0 | 0 | 0 | 0 | 0 | 0 | 0 | 0
2004 | 8 | 28 | 0 | 0 | 0 | 0 | 0 | 0 | 0 | 0 | 0 | 0 | 0 | 0 | 0
2004 | 8 | 29 | 0 | 0 | 0 | 0 | 0 | 0 | 0 | 0 | 0 | 0 | 0 | 0 | 0
2004 | 8 | 30 | 0.08 | 0.08 | 0.03 | 0 | 0.08 | 0.03 | 0 | 0 | 0 | 0 | 0 | 0 | 0
2004 | 8 | 31 | 0 | 0 | 0 | 0 | 0 | 0 | 0 | 0 | 0 | 0 | 0 | 0 | 0
2004 | 9 | 1 | 0 | 0 | 0 | 0 | 0 | 0 | 0 | 0 | 0 | 0 | 0 | 0 | 0
2004 | 9 | 2 | 0 | 0 | 0 | 0 | 0 | 0 | 0 | 0 | 0 | 0 | 0 | 0 | 0
2004 | 9 | 3 | 0 | 0 | 0 | 0 | 0 | 0 | 0 | 0 | 0 | 0 | 0 | 0 | 0
2004 | 9 | 4 | 0 | 0 | 0 | 0 | 0 | 0 | 0 | 0 | 0 | 0 | 0 | 0 | 0
2004 | 9 | 5 | 0.01 | 0.01 | 0 | 0 | 0.01 | 0 | 0 | 0 | 0 | 0 | 0 | 0 | 0
2004 | 9 | 6 | 0 | 0 | 0 | 0 | 0 | 0 | 0 | 0 | 0 | 0 | 0 | 0 | 0
2004 | 9 | 7 | 0.12 | 0.12 | 0.07 | 0 | 0.12 | 0.07 | 0 | 0 | 0 | 0 | 0 | 0 | 0
2004 | 9 | 8 | 0.31 | 0.31 | 0.26 | 0 | 0.31 | 0.26 | 0 | 0 | 0 | 0 | 0 | 0 | 0
2004 | 9 | 9 | 0.02 | 0.02 | 0 | 0 | 0.02 | 0 | 0 | 0 | 0 | 0 | 0 | 0 | 0
2004 | 9 | 10 | 0 | 0 | 0 | 0 | 0 | 0 | 0 | 0 | 0 | 0 | 0 | 0 | 0
2004 | 9 | 11 | 0 | 0 | 0 | 0 | 0 | 0 | 0 | 0 | 0 | 0 | 0 | 0 | 0
2004 | 9 | 12 | 0 | 0 | 0 | 0 | 0 | 0 | 0 | 0 | 0 | 0 | 0 | 0 | 0
2004 | 9 | 13 | 0 | 0 | 0 | 0 | 0 | 0 | 0 | 0 | 0 | 0 | 0 | 0 | 0
2004 | 9 | 14 | 0.03 | 0.03 | 0 | 0 | 0.03 | 0 | 0 | 0 | 0 | 0 | 0 | 0 | 0
2004 | 9 | 15 | 0.21 | 0.21 | 0.16 | 0 | 0.21 | 0.16 | 0 | 0 | 0 | 0 | 0 | 0 | 0
2004 | 9 | 16 | 0 | 0 | 0 | 0 | 0 | 0 | 0 | 0 | 0 | 0 | 0 | 0 | 0
2004 | 9 | 17 | 0.4 | 0.4 | 0.35 | 0 | 0.4 | 0.35 | 0 | 0 | 0 | 0 | 0 | 0 | 0
2004 | 9 | 18 | 0.43 | 0.43 | 0.38 | 0 | 0.43 | 0.38 | 0 | 0 | 0 | 0 | 0 | 0 | 0
2004 | 9 | 19 | 0 | 0 | 0 | 0 | 0 | 0 | 0 | 0 | 0 | 0 | 0 | 0 | 0
2004 | 9 | 20 | 0 | 0 | 0 | 0 | 0 | 0 | 0 | 0 | 0 | 0 | 0 | 0 | 0
2004 | 9 | 21 | 0 | 0 | 0 | 0 | 0 | 0 | 0 | 0 | 0 | 0 | 0 | 0 | 0
2004 | 9 | 22 | 0 | 0 | 0 | 0 | 0 | 0 | 0 | 0 | 0 | 0 | 0 | 0 | 0
2004 | 9 | 23 | 0 | 0 | 0 | 0 | 0 | 0 | 0 | 0 | 0 | 0 | 0 | 0 | 0
2004 | 9 | 24 | 0 | 0 | 0 | 0 | 0 | 0 | 0 | 0 | 0 | 0 | 0 | 0 | 0
2004 | 9 | 25 | 0 | 0 | 0 | 0 | 0 | 0 | 0 | 0 | 0 | 0 | 0 | 0 | 0
2004 | 9 | 26 | 0 | 0 | 0 | 0 | 0 | 0 | 0 | 0 | 0 | 0 | 0 | 0 | 0
2004 | 9 | 27 | 0 | 0 | 0 | 0 | 0 | 0 | 0 | 0 | 0 | 0 | 0 | 0 | 0
2004 | 9 | 28 | 2.46 | 1 | 0.95 | 0 | 1 | 0.95 | 0 | 0 | 0 | 0 | 0 | 0 | 0
2004 | 9 | 29 | 0 | 0 | 0 | 0 | 0 | 0 | 0 | 0 | 0 | 0 | 0 | 0 | 0
2004 | 9 | 30 | 0 | 0 | 0 | 0 | 0 | 0 | 0 | 0 | 0 | 0 | 0 | 0 | 0
2004 | 10 | 1 | 0 | 0 | 0 | 0 | 0 | 0 | 0 | 0 | 0 | 0 | 0 | 0 | 0
2004 | 10 | 2 | 0.84 | 0.84 | 0.79 | 0 | 0.84 | 0.79 | 0 | 0 | 0 | 0 | 0 | 0 | 0
2004 | 10 | 3 | 0 | 0 | 0 | 0 | 0 | 0 | 0 | 0 | 0 | 0 | 0 | 0 | 0
2004 | 10 | 4 | 0 | 0 | 0 | 0 | 0 | 0 | 0 | 0 | 0 | 0 | 0 | 0 | 0
2004 | 10 | 5 | 0 | 0 | 0 | 0 | 0 | 0 | 0 | 0 | 0 | 0 | 0 | 0 | 0
2004 | 10 | 6 | 0 | 0 | 0 | 0 | 0 | 0 | 0 | 0 | 0 | 0 | 0 | 0 | 0
2004 | 10 | 7 | 0 | 0 | 0 | 0 | 0 | 0 | 0 | 0 | 0 | 0 | 0 | 0 | 0
2004 | 10 | 8 | 0 | 0 | 0 | 0 | 0 | 0 | 0 | 0 | 0 | 0 | 0 | 0 | 0
2004 | 10 | 9 | 0 | 0 | 0 | 0 | 0 | 0 | 0 | 0 | 0 | 0 | 0 | 0 | 0
2004 | 10 | 10 | 0 | 0 | 0 | 0 | 0 | 0 | 0 | 0 | 0 | 0 | 0 | 0 | 0
2004 | 10 | 11 | 0 | 0 | 0 | 0 | 0 | 0 | 0 | 0 | 0 | 0 | 0 | 0 | 0
2004 | 10 | 12 | 0 | 0 | 0 | 0 | 0 | 0 | 0 | 0 | 0 | 0 | 0 | 0 | 0
2004 | 10 | 13 | 0 | 0 | 0 | 0 | 0 | 0 | 0 | 0 | 0 | 0 | 0 | 0 | 0
2004 | 10 | 14 | 0.01 | 0.01 | 0 | 0 | 0.01 | 0 | 0 | 0 | 0 | 0 | 0 | 0 | 0
2004 | 10 | 15 | 0.08 | 0.08 | 0.03 | 0 | 0.08 | 0.03 | 0 | 0 | 0 | 0 | 0 | 0 | 0
2004 | 10 | 16 | 0.02 | 0.02 | 0 | 0 | 0.02 | 0 | 0 | 0 | 0 | 0 | 0 | 0 | 0
2004 | 10 | 17 | 0 | 0 | 0 | 0 | 0 | 0 | 0 | 0 | 0 | 0 | 0 | 0 | 0
2004 | 10 | 18 | 0 | 0 | 0 | 0 | 0 | 0 | 0 | 0 | 0 | 0 | 0 | 0 | 0
2004 | 10 | 19 | 0.27 | 0.27 | 0.22 | 0 | 0.27 | 0.22 | 0 | 0 | 0 | 0 | 0 | 0 | 0
2004 | 10 | 20 | 0.21 | 0.21 | 0.16 | 0 | 0.21 | 0.16 | 0 | 0 | 0 | 0 | 0 | 0 | 0
2004 | 10 | 21 | 0.15 | 0.15 | 0.1 | 0 | 0.15 | 0.1 | 0 | 0 | 0 | 0 | 0 | 0 | 0
2004 | 10 | 22 | 0 | 0 | 0 | 0 | 0 | 0 | 0 | 0 | 0 | 0 | 0 | 0 | 0
2004 | 10 | 23 | 0 | 0 | 0 | 0 | 0 | 0 | 0 | 0 | 0 | 0 | 0 | 0 | 0
2004 | 10 | 24 | 0.08 | 0.08 | 0.03 | 0 | 0.08 | 0.03 | 0 | 0 | 0 | 0 | 0 | 0 | 0
2004 | 10 | 25 | 0 | 0 | 0 | 0 | 0 | 0 | 0 | 0 | 0 | 0 | 0 | 0 | 0
2004 | 10 | 26 | 0 | 0 | 0 | 0 | 0 | 0 | 0 | 0 | 0 | 0 | 0 | 0 | 0
2004 | 10 | 27 | 0 | 0 | 0 | 0 | 0 | 0 | 0 | 0 | 0 | 0 | 0 | 0 | 0
2004 | 10 | 28 | 0 | 0 | 0 | 0 | 0 | 0 | 0 | 0 | 0 | 0 | 0 | 0 | 0
2004 | 10 | 29 | 0.07 | 0.07 | 0.02 | 0 | 0.07 | 0.02 | 0 | 0 | 0 | 0 | 0 | 0 | 0
2004 | 10 | 30 | 0.01 | 0.01 | 0 | 0 | 0.01 | 0 | 0 | 0 | 0 | 0 | 0 | 0 | 0
2004 | 10 | 31 | 0 | 0 | 0 | 0 | 0 | 0 | 0 | 0 | 0 | 0 | 0 | 0 | 0
2004 | 11 | 1 | 0 | 0 | 0 | 0 | 0 | 0 | 0 | 0 | 0 | 0 | 0 | 0 | 0
2004 | 11 | 2 | 0 | 0 | 0 | 0 | 0 | 0 | 0 | 0 | 0 | 0 | 0 | 0 | 0
2004 | 11 | 3 | 0 | 0 | 0 | 0 | 0 | 0 | 0 | 0 | 0 | 0 | 0 | 0 | 0
2004 | 11 | 4 | 1.71 | 1 | 0.95 | 0 | 1 | 0.95 | 0 | 0 | 0 | 0 | 0 | 0 | 0
2004 | 11 | 5 | 0 | 0 | 0 | 0 | 0 | 0 | 0 | 0 | 0 | 0 | 0 | 0 | 0
2004 | 11 | 6 | 0 | 0 | 0 | 0 | 0 | 0 | 0 | 0 | 0 | 0 | 0 | 0 | 0
2004 | 11 | 7 | 0 | 0 | 0 | 0 | 0 | 0 | 0 | 0 | 0 | 0 | 0 | 0 | 0
2004 | 11 | 8 | 0 | 0 | 0 | 0 | 0 | 0 | 0 | 0 | 0 | 0 | 0 | 0 | 0
2004 | 11 | 9 | 0 | 0 | 0 | 0 | 0 | 0 | 0 | 0 | 0 | 0 | 0 | 0 | 0
2004 | 11 | 10 | 0 | 0 | 0 | 0 | 0 | 0 | 0 | 0 | 0 | 0 | 0 | 0 | 0
2004 | 11 | 11 | 0 | 0 | 0 | 0 | 0 | 0 | 0 | 0 | 0 | 0 | 0 | 0 | 0
2004 | 11 | 12 | 2.06 | 1 | 0.95 | 0 | 1 | 0.95 | 0 | 0 | 0 | 0 | 0 | 0 | 0
2004 | 11 | 13 | 0.05 | 0.05 | 0 | 0 | 0.05 | 0 | 0 | 0 | 0 | 0 | 0 | 0 | 0
2004 | 11 | 14 | 0 | 0 | 0 | 0 | 0 | 0 | 0 | 0 | 0 | 0 | 0 | 0 | 0
2004 | 11 | 15 | 0 | 0 | 0 | 0 | 0 | 0 | 0 | 0 | 0 | 0 | 0 | 0 | 0
2004 | 11 | 16 | 0 | 0 | 0 | 0 | 0 | 0 | 0 | 0 | 0 | 0 | 0 | 0 | 0
2004 | 11 | 17 | 0 | 0 | 0 | 0 | 0 | 0 | 0 | 0 | 0 | 0 | 0 | 0 | 0
2004 | 11 | 18 | 0.03 | 0.03 | 0 | 0 | 0.03 | 0 | 0 | 0 | 0 | 0 | 0 | 0 | 0
2004 | 11 | 19 | 0 | 0 | 0 | 0 | 0 | 0 | 0 | 0 | 0 | 0 | 0 | 0 | 0
2004 | 11 | 20 | 0.17 | 0.17 | 0.12 | 0 | 0.17 | 0.12 | 0 | 0 | 0 | 0 | 0 | 0 | 0
2004 | 11 | 21 | 0 | 0 | 0 | 0 | 0 | 0 | 0 | 0 | 0 | 0 | 0 | 0 | 0
2004 | 11 | 22 | 0.02 | 0.02 | 0 | 0 | 0.02 | 0 | 0 | 0 | 0 | 0 | 0 | 0 | 0
2004 | 11 | 23 | 0 | 0 | 0 | 0 | 0 | 0 | 0 | 0 | 0 | 0 | 0 | 0 | 0
2004 | 11 | 24 | 0.2 | 0.2 | 0.15 | 0 | 0.2 | 0.15 | 0 | 0 | 0 | 0 | 0 | 0 | 0
2004 | 11 | 25 | 0.04 | 0.04 | 0 | 0 | 0.04 | 0 | 0 | 0 | 0 | 0 | 0 | 0 | 0
2004 | 11 | 26 | 0 | 0 | 0 | 0 | 0 | 0 | 0 | 0 | 0 | 0 | 0 | 0 | 0
2004 | 11 | 27 | 0.03 | 0.03 | 0 | 0 | 0.03 | 0 | 0 | 0 | 0 | 0 | 0 | 0 | 0
2004 | 11 | 28 | 0.17 | 0.17 | 0.12 | 0 | 0.17 | 0.12 | 0 | 0 | 0 | 0 | 0 | 0 | 0
2004 | 11 | 29 | 0 | 0 | 0 | 0 | 0 | 0 | 0 | 0 | 0 | 0 | 0 | 0 | 0
2004 | 11 | 30 | 0.02 | 0.02 | 0 | 0 | 0.02 | 0 | 0 | 0 | 0 | 0 | 0 | 0 | 0
2004 | 12 | 1 | 0.37 | 0.37 | 0.32 | 0 | 0.37 | 0.32 | 0 | 0 | 0 | 0 | 0 | 0 | 0
2004 | 12 | 2 | 0 | 0 | 0 | 0 | 0 | 0 | 0 | 0 | 0 | 0 | 0 | 0 | 0
2004 | 12 | 3 | 0 | 0 | 0 | 0 | 0 | 0 | 0 | 0 | 0 | 0 | 0 | 0 | 0
2004 | 12 | 4 | 0 | 0 | 0 | 0 | 0 | 0 | 0 | 0 | 0 | 0 | 0 | 0 | 0
2004 | 12 | 5 | 0 | 0 | 0 | 0 | 0 | 0 | 0 | 0 | 0 | 0 | 0 | 0 | 0
2004 | 12 | 6 | 0 | 0 | 0 | 0 | 0 | 0 | 0 | 0 | 0 | 0 | 0 | 0 | 0
2004 | 12 | 7 | 0.56 | 0.56 | 0.51 | 0 | 0.56 | 0.51 | 0 | 0 | 0 | 0 | 0 | 0 | 0
2004 | 12 | 8 | 0 | 0 | 0 | 0 | 0 | 0 | 0 | 0 | 0 | 0 | 0 | 0 | 0
2004 | 12 | 9 | 0.66 | 0.66 | 0.61 | 0 | 0.66 | 0.61 | 0 | 0 | 0 | 0 | 0 | 0 | 0
2004 | 12 | 10 | 0.23 | 0.23 | 0.18 | 0 | 0.23 | 0.18 | 0 | 0 | 0 | 0 | 0 | 0 | 0
2004 | 12 | 11 | 0.26 | 0.26 | 0.21 | 0 | 0.26 | 0.21 | 0 | 0 | 0 | 0 | 0 | 0 | 0
2004 | 12 | 12 | 0 | 0 | 0 | 0 | 0 | 0 | 0 | 0 | 0 | 0 | 0 | 0 | 0
2004 | 12 | 13 | 0 | 0 | 0 | 0 | 0 | 0 | 0 | 0 | 0 | 0 | 0 | 0 | 0
2004 | 12 | 14 | 0 | 0 | 0 | 0 | 0 | 0 | 0 | 0 | 0 | 0 | 0 | 0 | 0
2004 | 12 | 15 | 0 | 0 | 0 | 0 | 0 | 0 | 0 | 0 | 0 | 0 | 0 | 0 | 0
2004 | 12 | 16 | 0 | 0 | 0 | 0 | 0 | 0 | 0 | 0 | 0 | 0 | 0 | 0 | 0
2004 | 12 | 17 | 0 | 0 | 0 | 0 | 0 | 0 | 0 | 0 | 0 | 0 | 0 | 0 | 0
2004 | 12 | 18 | 0 | 0 | 0 | 0 | 0 | 0 | 0 | 0 | 0 | 0 | 0 | 0 | 0
2004 | 12 | 19 | 0.08 | 0.08 | 0.03 | 0 | 0.08 | 0.03 | 0 | 0 | 0 | 0 | 0 | 0 | 0
2004 | 12 | 20 | 0 | 0 | 0 | 0 | 0 | 0 | 0 | 0 | 0 | 0 | 0 | 0 | 0
2004 | 12 | 21 | 0 | 0 | 0 | 0 | 0 | 0 | 0 | 0 | 0 | 0 | 0 | 0 | 0
2004 | 12 | 22 | 0 | 0 | 0 | 0 | 0 | 0 | 0 | 0 | 0 | 0 | 0 | 0 | 0
2004 | 12 | 23 | 0.89 | 0.89 | 0.84 | 0 | 0.89 | 0.84 | 0 | 0 | 0 | 0 | 0 | 0 | 0
2004 | 12 | 24 | 0 | 0 | 0 | 0 | 0 | 0 | 0 | 0 | 0 | 0 | 0 | 0 | 0
2004 | 12 | 25 | 0 | 0 | 0 | 0 | 0 | 0 | 0 | 0 | 0 | 0 | 0 | 0 | 0
2004 | 12 | 26 | 0 | 0 | 0 | 0 | 0 | 0 | 0 | 0 | 0 | 0 | 0 | 0 | 0
2004 | 12 | 27 | 0 | 0 | 0 | 0 | 0 | 0 | 0 | 0 | 0 | 0 | 0 | 0 | 0
2004 | 12 | 28 | 0 | 0 | 0 | 0 | 0 | 0 | 0 | 0 | 0 | 0 | 0 | 0 | 0
2004 | 12 | 29 | 0 | 0 | 0 | 0 | 0 | 0 | 0 | 0 | 0 | 0 | 0 | 0 | 0
2004 | 12 | 30 | 0 | 0 | 0 | 0 | 0 | 0 | 0 | 0 | 0 | 0 | 0 | 0 | 0
2004 | 12 | 31 | 0 | 0 | 0 | 0 | 0 | 0 | 0 | 0 | 0 | 0 | 0 | 0 | 0
2005 | 1 | 1 | 0 | 0 | 0 | 0 | 0 | 0 | 0 | 0 | 0 | 0 | 0 | 0 | 0
2005 | 1 | 2 | 0 | 0 | 0 | 0 | 0 | 0 | 0 | 0 | 0 | 0 | 0 | 0 | 0
2005 | 1 | 3 | 0.02 | 0.02 | 0 | 0 | 0.02 | 0 | 0 | 0 | 0 | 0 | 0 | 0 | 0
2005 | 1 | 4 | 0 | 0 | 0 | 0 | 0 | 0 | 0 | 0 | 0 | 0 | 0 | 0 | 0
2005 | 1 | 5 | 0.16 | 0.16 | 0.11 | 0 | 0.16 | 0.11 | 0 | 0 | 0 | 0 | 0 | 0 | 0
2005 | 1 | 6 | 0 | 0 | 0 | 0 | 0 | 0 | 0 | 0 | 0 | 0 | 0 | 0 | 0
2005 | 1 | 7 | 0 | 0 | 0 | 0 | 0 | 0 | 0 | 0 | 0 | 0 | 0 | 0 | 0
2005 | 1 | 8 | 0.15 | 0.15 | 0.1 | 0 | 0.15 | 0.1 | 0 | 0 | 0 | 0 | 0 | 0 | 0
2005 | 1 | 9 | 0 | 0 | 0 | 0 | 0 | 0 | 0 | 0 | 0 | 0 | 0 | 0 | 0
2005 | 1 | 10 | 0 | 0 | 0 | 0 | 0 | 0 | 0 | 0 | 0 | 0 | 0 | 0 | 0
2005 | 1 | 11 | 0.14 | 0.14 | 0.09 | 0 | 0.14 | 0.09 | 0 | 0 | 0 | 0 | 0 | 0 | 0
2005 | 1 | 12 | 0 | 0 | 0 | 0 | 0 | 0 | 0 | 0 | 0 | 0 | 0 | 0 | 0
2005 | 1 | 13 | 0.24 | 0.24 | 0.19 | 0 | 0.24 | 0.19 | 0 | 0 | 0 | 0 | 0 | 0 | 0
2005 | 1 | 14 | 1.82 | 1 | 0.95 | 0 | 1 | 0.95 | 0 | 0 | 0 | 0 | 0 | 0 | 0
2005 | 1 | 15 | 0 | 0 | 0 | 0 | 0 | 0 | 0 | 0 | 0 | 0 | 0 | 0 | 0
2005 | 1 | 16 | 0 | 0 | 0 | 0 | 0 | 0 | 0 | 0 | 0 | 0 | 0 | 0 | 0
2005 | 1 | 17 | 0 | 0 | 0 | 0 | 0 | 0 | 0 | 0 | 0 | 0 | 0 | 0 | 0
2005 | 1 | 18 | 0 | 0 | 0 | 0 | 0 | 0 | 0 | 0 | 0 | 0 | 0 | 0 | 0
2005 | 1 | 19 | 0.05 | 0.05 | 0 | 0 | 0.05 | 0 | 0 | 0 | 0 | 0 | 0 | 0 | 0
2005 | 1 | 20 | 0 | 0 | 0 | 0 | 0 | 0 | 0 | 0 | 0 | 0 | 0 | 0 | 0
2005 | 1 | 21 | 0 | 0 | 0 | 0 | 0 | 0 | 0 | 0 | 0 | 0 | 0 | 0 | 0
2005 | 1 | 22 | 0.34 | 0.34 | 0.29 | 0 | 0.34 | 0.29 | 0 | 0 | 0 | 0 | 0 | 0 | 0
2005 | 1 | 23 | 0 | 0 | 0 | 0 | 0 | 0 | 0 | 0 | 0 | 0 | 0 | 0 | 0
2005 | 1 | 24 | 0.01 | 0.01 | 0 | 0 | 0.01 | 0 | 0 | 0 | 0 | 0 | 0 | 0 | 0
2005 | 1 | 25 | 0 | 0 | 0 | 0 | 0 | 0 | 0 | 0 | 0 | 0 | 0 | 0 | 0
2005 | 1 | 26 | 0 | 0 | 0 | 0 | 0 | 0 | 0 | 0 | 0 | 0 | 0 | 0 | 0
2005 | 1 | 27 | 0 | 0 | 0 | 0 | 0 | 0 | 0 | 0 | 0 | 0 | 0 | 0 | 0
2005 | 1 | 28 | 0 | 0 | 0 | 0 | 0 | 0 | 0 | 0 | 0 | 0 | 0 | 0 | 0
2005 | 1 | 29 | 0.07 | 0.07 | 0.02 | 0 | 0.07 | 0.02 | 0 | 0 | 0 | 0 | 0 | 0 | 0
2005 | 1 | 30 | 0.31 | 0.31 | 0.26 | 0 | 0.31 | 0.26 | 0 | 0 | 0 | 0 | 0 | 0 | 0
2005 | 1 | 31 | 0 | 0 | 0 | 0 | 0 | 0 | 0 | 0 | 0 | 0 | 0 | 0 | 0
2005 | 2 | 1 | 0 | 0 | 0 | 0 | 0 | 0 | 0 | 0 | 0 | 0 | 0 | 0 | 0
2005 | 2 | 2 | 0 | 0 | 0 | 0 | 0 | 0 | 0 | 0 | 0 | 0 | 0 | 0 | 0
2005 | 2 | 3 | 0.04 | 0.04 | 0 | 0 | 0.04 | 0 | 0 | 0 | 0 | 0 | 0 | 0 | 0
2005 | 2 | 4 | 0 | 0 | 0 | 0 | 0 | 0 | 0 | 0 | 0 | 0 | 0 | 0 | 0
2005 | 2 | 5 | 0 | 0 | 0 | 0 | 0 | 0 | 0 | 0 | 0 | 0 | 0 | 0 | 0
2005 | 2 | 6 | 0 | 0 | 0 | 0 | 0 | 0 | 0 | 0 | 0 | 0 | 0 | 0 | 0
2005 | 2 | 7 | 0 | 0 | 0 | 0 | 0 | 0 | 0 | 0 | 0 | 0 | 0 | 0 | 0
2005 | 2 | 8 | 0 | 0 | 0 | 0 | 0 | 0 | 0 | 0 | 0 | 0 | 0 | 0 | 0
2005 | 2 | 9 | 0 | 0 | 0 | 0 | 0 | 0 | 0 | 0 | 0 | 0 | 0 | 0 | 0
2005 | 2 | 10 | 0.11 | 0.11 | 0.06 | 0 | 0.11 | 0.06 | 0 | 0 | 0 | 0 | 0 | 0 | 0
2005 | 2 | 11 | 0 | 0 | 0 | 0 | 0 | 0 | 0 | 0 | 0 | 0 | 0 | 0 | 0
2005 | 2 | 12 | 0 | 0 | 0 | 0 | 0 | 0 | 0 | 0 | 0 | 0 | 0 | 0 | 0
2005 | 2 | 13 | 0 | 0 | 0 | 0 | 0 | 0 | 0 | 0 | 0 | 0 | 0 | 0 | 0
2005 | 2 | 14 | 0.49 | 0.49 | 0.44 | 0 | 0.49 | 0.44 | 0 | 0 | 0 | 0 | 0 | 0 | 0
2005 | 2 | 15 | 0 | 0 | 0 | 0 | 0 | 0 | 0 | 0 | 0 | 0 | 0 | 0 | 0
2005 | 2 | 16 | 0.01 | 0.01 | 0 | 0 | 0.01 | 0 | 0 | 0 | 0 | 0 | 0 | 0 | 0
2005 | 2 | 17 | 0 | 0 | 0 | 0 | 0 | 0 | 0 | 0 | 0 | 0 | 0 | 0 | 0
2005 | 2 | 18 | 0 | 0 | 0 | 0 | 0 | 0 | 0 | 0 | 0 | 0 | 0 | 0 | 0
2005 | 2 | 19 | 0 | 0 | 0 | 0 | 0 | 0 | 0 | 0 | 0 | 0 | 0 | 0 | 0
2005 | 2 | 20 | 0 | 0 | 0 | 0 | 0 | 0 | 0 | 0 | 0 | 0 | 0 | 0 | 0
2005 | 2 | 21 | 0.39 | 0.39 | 0.34 | 0 | 0.39 | 0.34 | 0 | 0 | 0 | 0 | 0 | 0 | 0
2005 | 2 | 22 | 0 | 0 | 0 | 0 | 0 | 0 | 0 | 0 | 0 | 0 | 0 | 0 | 0
2005 | 2 | 23 | 0 | 0 | 0 | 0 | 0 | 0 | 0 | 0 | 0 | 0 | 0 | 0 | 0
2005 | 2 | 24 | 0.22 | 0.22 | 0.17 | 0 | 0.22 | 0.17 | 0 | 0 | 0 | 0 | 0 | 0 | 0
2005 | 2 | 25 | 0 | 0 | 0 | 0 | 0 | 0 | 0 | 0 | 0 | 0 | 0 | 0 | 0
2005 | 2 | 26 | 0 | 0 | 0 | 0 | 0 | 0 | 0 | 0 | 0 | 0 | 0 | 0 | 0
2005 | 2 | 27 | 0 | 0 | 0 | 0 | 0 | 0 | 0 | 0 | 0 | 0 | 0 | 0 | 0
2005 | 2 | 28 | 0.37 | 0.37 | 0.32 | 0 | 0.37 | 0.32 | 0 | 0 | 0 | 0 | 0 | 0 | 0
2005 | 3 | 1 | 0 | 0 | 0 | 0 | 0 | 0 | 0 | 0 | 0 | 0 | 0 | 0 | 0
2005 | 3 | 2 | 0 | 0 | 0 | 0 | 0 | 0 | 0 | 0 | 0 | 0 | 0 | 0 | 0
2005 | 3 | 3 | 0 | 0 | 0 | 0 | 0 | 0 | 0 | 0 | 0 | 0 | 0 | 0 | 0
2005 | 3 | 4 | 0 | 0 | 0 | 0 | 0 | 0 | 0 | 0 | 0 | 0 | 0 | 0 | 0
2005 | 3 | 5 | 0 | 0 | 0 | 0 | 0 | 0 | 0 | 0 | 0 | 0 | 0 | 0 | 0
2005 | 3 | 6 | 0 | 0 | 0 | 0 | 0 | 0 | 0 | 0 | 0 | 0 | 0 | 0 | 0
2005 | 3 | 7 | 0 | 0 | 0 | 0 | 0 | 0 | 0 | 0 | 0 | 0 | 0 | 0 | 0
2005 | 3 | 8 | 0.66 | 0.66 | 0.61 | 0 | 0.66 | 0.61 | 0 | 0 | 0 | 0 | 0 | 0 | 0
2005 | 3 | 9 | 0 | 0 | 0 | 0 | 0 | 0 | 0 | 0 | 0 | 0 | 0 | 0 | 0
2005 | 3 | 10 | 0 | 0 | 0 | 0 | 0 | 0 | 0 | 0 | 0 | 0 | 0 | 0 | 0
2005 | 3 | 11 | 0.02 | 0.02 | 0 | 0 | 0.02 | 0 | 0 | 0 | 0 | 0 | 0 | 0 | 0
2005 | 3 | 12 | 0 | 0 | 0 | 0 | 0 | 0 | 0 | 0 | 0 | 0 | 0 | 0 | 0
2005 | 3 | 13 | 0 | 0 | 0 | 0 | 0 | 0 | 0 | 0 | 0 | 0 | 0 | 0 | 0
2005 | 3 | 14 | 0 | 0 | 0 | 0 | 0 | 0 | 0 | 0 | 0 | 0 | 0 | 0 | 0
2005 | 3 | 15 | 0 | 0 | 0 | 0 | 0 | 0 | 0 | 0 | 0 | 0 | 0 | 0 | 0
2005 | 3 | 16 | 0 | 0 | 0 | 0 | 0 | 0 | 0 | 0 | 0 | 0 | 0 | 0 | 0
2005 | 3 | 17 | 0 | 0 | 0 | 0 | 0 | 0 | 0 | 0 | 0 | 0 | 0 | 0 | 0
2005 | 3 | 18 | 0 | 0 | 0 | 0 | 0 | 0 | 0 | 0 | 0 | 0 | 0 | 0 | 0
2005 | 3 | 19 | 0 | 0 | 0 | 0 | 0 | 0 | 0 | 0 | 0 | 0 | 0 | 0 | 0
2005 | 3 | 20 | 0.25 | 0.25 | 0.2 | 0 | 0.25 | 0.2 | 0 | 0 | 0 | 0 | 0 | 0 | 0
2005 | 3 | 21 | 0 | 0 | 0 | 0 | 0 | 0 | 0 | 0 | 0 | 0 | 0 | 0 | 0
2005 | 3 | 22 | 0.01 | 0.01 | 0 | 0 | 0.01 | 0 | 0 | 0 | 0 | 0 | 0 | 0 | 0
2005 | 3 | 23 | 1.85 | 1 | 0.95 | 0 | 1 | 0.95 | 0 | 0 | 0 | 0 | 0 | 0 | 0
2005 | 3 | 24 | 0 | 0 | 0 | 0 | 0 | 0 | 0 | 0 | 0 | 0 | 0 | 0 | 0
2005 | 3 | 25 | 0.06 | 0.06 | 0.01 | 0 | 0.06 | 0.01 | 0 | 0 | 0 | 0 | 0 | 0 | 0
2005 | 3 | 26 | 0 | 0 | 0 | 0 | 0 | 0 | 0 | 0 | 0 | 0 | 0 | 0 | 0
2005 | 3 | 27 | 0.11 | 0.11 | 0.06 | 0 | 0.11 | 0.06 | 0 | 0 | 0 | 0 | 0 | 0 | 0
2005 | 3 | 28 | 1.5 | 1 | 0.95 | 0 | 1 | 0.95 | 0 | 0 | 0 | 0 | 0 | 0 | 0
2005 | 3 | 29 | 0 | 0 | 0 | 0 | 0 | 0 | 0 | 0 | 0 | 0 | 0 | 0 | 0
2005 | 3 | 30 | 0 | 0 | 0 | 0 | 0 | 0 | 0 | 0 | 0 | 0 | 0 | 0 | 0
2005 | 3 | 31 | 0 | 0 | 0 | 0 | 0 | 0 | 0 | 0 | 0 | 0 | 0 | 0 | 0
2005 | 4 | 1 | 0.3 | 0.3 | 0.25 | 0 | 0.3 | 0.25 | 0 | 0 | 0 | 0 | 0 | 0 | 0
2005 | 4 | 2 | 1.79 | 1 | 0.95 | 0 | 1 | 0.95 | 0 | 0 | 0 | 0 | 0 | 0 | 0
2005 | 4 | 3 | 0.13 | 0.13 | 0.08 | 0 | 0.13 | 0.08 | 0 | 0 | 0 | 0 | 0 | 0 | 0
2005 | 4 | 4 | 0 | 0 | 0 | 0 | 0 | 0 | 0 | 0 | 0 | 0 | 0 | 0 | 0
2005 | 4 | 5 | 0 | 0 | 0 | 0 | 0 | 0 | 0 | 0 | 0 | 0 | 0 | 0 | 0
2005 | 4 | 6 | 0 | 0 | 0 | 0 | 0 | 0 | 0 | 0 | 0 | 0 | 0 | 0 | 0
2005 | 4 | 7 | 0.12 | 0.12 | 0.07 | 0 | 0.12 | 0.07 | 0 | 0 | 0 | 0 | 0 | 0 | 0
2005 | 4 | 8 | 0.21 | 0.21 | 0.16 | 0 | 0.21 | 0.16 | 0 | 0 | 0 | 0 | 0 | 0 | 0
2005 | 4 | 9 | 0 | 0 | 0 | 0 | 0 | 0 | 0 | 0 | 0 | 0 | 0 | 0 | 0
2005 | 4 | 10 | 0 | 0 | 0 | 0 | 0 | 0 | 0 | 0 | 0 | 0 | 0 | 0 | 0
2005 | 4 | 11 | 0 | 0 | 0 | 0 | 0 | 0 | 0 | 0 | 0 | 0 | 0 | 0 | 0
2005 | 4 | 12 | 0.01 | 0.01 | 0 | 0 | 0.01 | 0 | 0 | 0 | 0 | 0 | 0 | 0 | 0
2005 | 4 | 13 | 0 | 0 | 0 | 0 | 0 | 0 | 0 | 0 | 0 | 0 | 0 | 0 | 0
2005 | 4 | 14 | 0 | 0 | 0 | 0 | 0 | 0 | 0 | 0 | 0 | 0 | 0 | 0 | 0
2005 | 4 | 15 | 0 | 0 | 0 | 0 | 0 | 0 | 0 | 0 | 0 | 0 | 0 | 0 | 0
2005 | 4 | 16 | 0 | 0 | 0 | 0 | 0 | 0 | 0 | 0 | 0 | 0 | 0 | 0 | 0
2005 | 4 | 17 | 0 | 0 | 0 | 0 | 0 | 0 | 0 | 0 | 0 | 0 | 0 | 0 | 0
2005 | 4 | 18 | 0 | 0 | 0 | 0 | 0 | 0 | 0 | 0 | 0 | 0 | 0 | 0 | 0
2005 | 4 | 19 | 0 | 0 | 0 | 0 | 0 | 0 | 0 | 0 | 0 | 0 | 0 | 0 | 0
2005 | 4 | 20 | 0 | 0 | 0 | 0 | 0 | 0 | 0 | 0 | 0 | 0 | 0 | 0 | 0
2005 | 4 | 21 | 0.12 | 0.12 | 0.07 | 0 | 0.12 | 0.07 | 0 | 0 | 0 | 0 | 0 | 0 | 0
2005 | 4 | 22 | 0.16 | 0.16 | 0.11 | 0 | 0.16 | 0.11 | 0 | 0 | 0 | 0 | 0 | 0 | 0
2005 | 4 | 23 | 0.32 | 0.32 | 0.27 | 0 | 0.32 | 0.27 | 0 | 0 | 0 | 0 | 0 | 0 | 0
2005 | 4 | 24 | 0 | 0 | 0 | 0 | 0 | 0 | 0 | 0 | 0 | 0 | 0 | 0 | 0
2005 | 4 | 25 | 0 | 0 | 0 | 0 | 0 | 0 | 0 | 0 | 0 | 0 | 0 | 0 | 0
2005 | 4 | 26 | 0 | 0 | 0 | 0 | 0 | 0 | 0 | 0 | 0 | 0 | 0 | 0 | 0
2005 | 4 | 27 | 0 | 0 | 0 | 0 | 0 | 0 | 0 | 0 | 0 | 0 | 0 | 0 | 0
2005 | 4 | 28 | 0 | 0 | 0 | 0 | 0 | 0 | 0 | 0 | 0 | 0 | 0 | 0 | 0
2005 | 4 | 29 | 0.01 | 0.01 | 0 | 0 | 0.01 | 0 | 0 | 0 | 0 | 0 | 0 | 0 | 0
2005 | 4 | 30 | 1.16 | 1 | 0.95 | 0 | 1 | 0.95 | 0 | 0 | 0 | 0 | 0 | 0 | 0
2005 | 5 | 1 | 0.11 | 0.11 | 0.06 | 0 | 0.11 | 0.06 | 0 | 0 | 0 | 0 | 0 | 0 | 0
2005 | 5 | 2 | 0.01 | 0.01 | 0 | 0 | 0.01 | 0 | 0 | 0 | 0 | 0 | 0 | 0 | 0
2005 | 5 | 3 | 0 | 0 | 0 | 0 | 0 | 0 | 0 | 0 | 0 | 0 | 0 | 0 | 0
2005 | 5 | 4 | 0 | 0 | 0 | 0 | 0 | 0 | 0 | 0 | 0 | 0 | 0 | 0 | 0
2005 | 5 | 5 | 0 | 0 | 0 | 0 | 0 | 0 | 0 | 0 | 0 | 0 | 0 | 0 | 0
2005 | 5 | 6 | 0 | 0 | 0 | 0 | 0 | 0 | 0 | 0 | 0 | 0 | 0 | 0 | 0
2005 | 5 | 7 | 0 | 0 | 0 | 0 | 0 | 0 | 0 | 0 | 0 | 0 | 0 | 0 | 0
2005 | 5 | 8 | 0 | 0 | 0 | 0 | 0 | 0 | 0 | 0 | 0 | 0 | 0 | 0 | 0
2005 | 5 | 9 | 0 | 0 | 0 | 0 | 0 | 0 | 0 | 0 | 0 | 0 | 0 | 0 | 0
2005 | 5 | 10 | 0 | 0 | 0 | 0 | 0 | 0 | 0 | 0 | 0 | 0 | 0 | 0 | 0
2005 | 5 | 11 | 0 | 0 | 0 | 0 | 0 | 0 | 0 | 0 | 0 | 0 | 0 | 0 | 0
2005 | 5 | 12 | 0 | 0 | 0 | 0 | 0 | 0 | 0 | 0 | 0 | 0 | 0 | 0 | 0
2005 | 5 | 13 | 0 | 0 | 0 | 0 | 0 | 0 | 0 | 0 | 0 | 0 | 0 | 0 | 0
2005 | 5 | 14 | 1.13 | 1 | 0.95 | 0 | 1 | 0.95 | 0 | 0 | 0 | 0 | 0 | 0 | 0
2005 | 5 | 15 | 0 | 0 | 0 | 0 | 0 | 0 | 0 | 0 | 0 | 0 | 0 | 0 | 0
2005 | 5 | 16 | 0 | 0 | 0 | 0 | 0 | 0 | 0 | 0 | 0 | 0 | 0 | 0 | 0
2005 | 5 | 17 | 0 | 0 | 0 | 0 | 0 | 0 | 0 | 0 | 0 | 0 | 0 | 0 | 0
2005 | 5 | 18 | 0 | 0 | 0 | 0 | 0 | 0 | 0 | 0 | 0 | 0 | 0 | 0 | 0
2005 | 5 | 19 | 0.24 | 0.24 | 0.19 | 0 | 0.24 | 0.19 | 0 | 0 | 0 | 0 | 0 | 0 | 0
2005 | 5 | 20 | 2.63 | 1 | 0.95 | 0 | 1 | 0.95 | 0 | 0 | 0 | 0 | 0 | 0 | 0
2005 | 5 | 21 | 0 | 0 | 0 | 0 | 0 | 0 | 0 | 0 | 0 | 0 | 0 | 0 | 0
2005 | 5 | 22 | 0.02 | 0.02 | 0 | 0 | 0.02 | 0 | 0 | 0 | 0 | 0 | 0 | 0 | 0
2005 | 5 | 23 | 0.01 | 0.01 | 0 | 0 | 0.01 | 0 | 0 | 0 | 0 | 0 | 0 | 0 | 0
2005 | 5 | 24 | 0.44 | 0.44 | 0.39 | 0 | 0.44 | 0.39 | 0 | 0 | 0 | 0 | 0 | 0 | 0
2005 | 5 | 25 | 0 | 0 | 0 | 0 | 0 | 0 | 0 | 0 | 0 | 0 | 0 | 0 | 0
2005 | 5 | 26 | 0 | 0 | 0 | 0 | 0 | 0 | 0 | 0 | 0 | 0 | 0 | 0 | 0
2005 | 5 | 27 | 0 | 0 | 0 | 0 | 0 | 0 | 0 | 0 | 0 | 0 | 0 | 0 | 0
2005 | 5 | 28 | 0 | 0 | 0 | 0 | 0 | 0 | 0 | 0 | 0 | 0 | 0 | 0 | 0
2005 | 5 | 29 | 0 | 0 | 0 | 0 | 0 | 0 | 0 | 0 | 0 | 0 | 0 | 0 | 0
2005 | 5 | 30 | 0.02 | 0.02 | 0 | 0 | 0.02 | 0 | 0 | 0 | 0 | 0 | 0 | 0 | 0
2005 | 5 | 31 | 0 | 0 | 0 | 0 | 0 | 0 | 0 | 0 | 0 | 0 | 0 | 0 | 0
2005 | 6 | 1 | 0 | 0 | 0 | 0 | 0 | 0 | 0 | 0 | 0 | 0 | 0 | 0 | 0
2005 | 6 | 2 | 0.04 | 0.04 | 0 | 0 | 0.04 | 0 | 0 | 0 | 0 | 0 | 0 | 0 | 0
2005 | 6 | 3 | 0.64 | 0.64 | 0.59 | 0 | 0.64 | 0.59 | 0 | 0 | 0 | 0 | 0 | 0 | 0
2005 | 6 | 4 | 0 | 0 | 0 | 0 | 0 | 0 | 0 | 0 | 0 | 0 | 0 | 0 | 0
2005 | 6 | 5 | 0 | 0 | 0 | 0 | 0 | 0 | 0 | 0 | 0 | 0 | 0 | 0 | 0
2005 | 6 | 6 | 1 | 1 | 0.95 | 0 | 1 | 0.95 | 0 | 0 | 0 | 0 | 0 | 0 | 0
2005 | 6 | 7 | 0.01 | 0.01 | 0 | 0 | 0.01 | 0 | 0 | 0 | 0 | 0 | 0 | 0 | 0
2005 | 6 | 8 | 0 | 0 | 0 | 0 | 0 | 0 | 0 | 0 | 0 | 0 | 0 | 0 | 0
2005 | 6 | 9 | 0 | 0 | 0 | 0 | 0 | 0 | 0 | 0 | 0 | 0 | 0 | 0 | 0
2005 | 6 | 10 | 0 | 0 | 0 | 0 | 0 | 0 | 0 | 0 | 0 | 0 | 0 | 0 | 0
2005 | 6 | 11 | 0 | 0 | 0 | 0 | 0 | 0 | 0 | 0 | 0 | 0 | 0 | 0 | 0
2005 | 6 | 12 | 0 | 0 | 0 | 0 | 0 | 0 | 0 | 0 | 0 | 0 | 0 | 0 | 0
2005 | 6 | 13 | 0.05 | 0.05 | 0 | 0 | 0.05 | 0 | 0 | 0 | 0 | 0 | 0 | 0 | 0
2005 | 6 | 14 | 0 | 0 | 0 | 0 | 0 | 0 | 0 | 0 | 0 | 0 | 0 | 0 | 0
2005 | 6 | 15 | 0 | 0 | 0 | 0 | 0 | 0 | 0 | 0 | 0 | 0 | 0 | 0 | 0
2005 | 6 | 16 | 0 | 0 | 0 | 0 | 0 | 0 | 0 | 0 | 0 | 0 | 0 | 0 | 0
2005 | 6 | 17 | 0 | 0 | 0 | 0 | 0 | 0 | 0 | 0 | 0 | 0 | 0 | 0 | 0
2005 | 6 | 18 | 0 | 0 | 0 | 0 | 0 | 0 | 0 | 0 | 0 | 0 | 0 | 0 | 0
2005 | 6 | 19 | 0 | 0 | 0 | 0 | 0 | 0 | 0 | 0 | 0 | 0 | 0 | 0 | 0
2005 | 6 | 20 | 0 | 0 | 0 | 0 | 0 | 0 | 0 | 0 | 0 | 0 | 0 | 0 | 0
2005 | 6 | 21 | 0 | 0 | 0 | 0 | 0 | 0 | 0 | 0 | 0 | 0 | 0 | 0 | 0
2005 | 6 | 22 | 0.03 | 0.03 | 0 | 0 | 0.03 | 0 | 0 | 0 | 0 | 0 | 0 | 0 | 0
2005 | 6 | 23 | 0 | 0 | 0 | 0 | 0 | 0 | 0 | 0 | 0 | 0 | 0 | 0 | 0
2005 | 6 | 24 | 0 | 0 | 0 | 0 | 0 | 0 | 0 | 0 | 0 | 0 | 0 | 0 | 0
2005 | 6 | 25 | 0 | 0 | 0 | 0 | 0 | 0 | 0 | 0 | 0 | 0 | 0 | 0 | 0
2005 | 6 | 26 | 0 | 0 | 0 | 0 | 0 | 0 | 0 | 0 | 0 | 0 | 0 | 0 | 0
2005 | 6 | 27 | 0.06 | 0.06 | 0.01 | 0 | 0.06 | 0.01 | 0 | 0 | 0 | 0 | 0 | 0 | 0
2005 | 6 | 28 | 0.01 | 0.01 | 0 | 0 | 0.01 | 0 | 0 | 0 | 0 | 0 | 0 | 0 | 0
2005 | 6 | 29 | 1.03 | 1 | 0.95 | 0 | 1 | 0.95 | 0 | 0 | 0 | 0 | 0 | 0 | 0
2005 | 6 | 30 | 0 | 0 | 0 | 0 | 0 | 0 | 0 | 0 | 0 | 0 | 0 | 0 | 0
2005 | 7 | 1 | 0.18 | 0.18 | 0.13 | 0 | 0.18 | 0.13 | 0 | 0 | 0 | 0 | 0 | 0 | 0
2005 | 7 | 2 | 0 | 0 | 0 | 0 | 0 | 0 | 0 | 0 | 0 | 0 | 0 | 0 | 0
2005 | 7 | 3 | 0 | 0 | 0 | 0 | 0 | 0 | 0 | 0 | 0 | 0 | 0 | 0 | 0
2005 | 7 | 4 | 0 | 0 | 0 | 0 | 0 | 0 | 0 | 0 | 0 | 0 | 0 | 0 | 0
2005 | 7 | 5 | 0.68 | 0.68 | 0.63 | 0 | 0.68 | 0.63 | 0 | 0 | 0 | 0 | 0 | 0 | 0
2005 | 7 | 6 | 0 | 0 | 0 | 0 | 0 | 0 | 0 | 0 | 0 | 0 | 0 | 0 | 0
2005 | 7 | 7 | 0.33 | 0.33 | 0.28 | 0 | 0.33 | 0.28 | 0 | 0 | 0 | 0 | 0 | 0 | 0
2005 | 7 | 8 | 2.14 | 1 | 0.95 | 0 | 1 | 0.95 | 0 | 0 | 0 | 0 | 0 | 0 | 0
2005 | 7 | 9 | 0 | 0 | 0 | 0 | 0 | 0 | 0 | 0 | 0 | 0 | 0 | 0 | 0
2005 | 7 | 10 | 0 | 0 | 0 | 0 | 0 | 0 | 0 | 0 | 0 | 0 | 0 | 0 | 0
2005 | 7 | 11 | 0 | 0 | 0 | 0 | 0 | 0 | 0 | 0 | 0 | 0 | 0 | 0 | 0
2005 | 7 | 12 | 0 | 0 | 0 | 0 | 0 | 0 | 0 | 0 | 0 | 0 | 0 | 0 | 0
2005 | 7 | 13 | 0.3 | 0.3 | 0.25 | 0 | 0.3 | 0.25 | 0 | 0 | 0 | 0 | 0 | 0 | 0
2005 | 7 | 14 | 0.09 | 0.09 | 0.04 | 0 | 0.09 | 0.04 | 0 | 0 | 0 | 0 | 0 | 0 | 0
2005 | 7 | 15 | 1.18 | 1 | 0.95 | 0 | 1 | 0.95 | 0 | 0 | 0 | 0 | 0 | 0 | 0
2005 | 7 | 16 | 0.09 | 0.09 | 0.04 | 0 | 0.09 | 0.04 | 0 | 0 | 0 | 0 | 0 | 0 | 0
2005 | 7 | 17 | 0 | 0 | 0 | 0 | 0 | 0 | 0 | 0 | 0 | 0 | 0 | 0 | 0
2005 | 7 | 18 | 0 | 0 | 0 | 0 | 0 | 0 | 0 | 0 | 0 | 0 | 0 | 0 | 0
2005 | 7 | 19 | 0 | 0 | 0 | 0 | 0 | 0 | 0 | 0 | 0 | 0 | 0 | 0 | 0
2005 | 7 | 20 | 0 | 0 | 0 | 0 | 0 | 0 | 0 | 0 | 0 | 0 | 0 | 0 | 0
2005 | 7 | 21 | 0 | 0 | 0 | 0 | 0 | 0 | 0 | 0 | 0 | 0 | 0 | 0 | 0
2005 | 7 | 22 | 0 | 0 | 0 | 0 | 0 | 0 | 0 | 0 | 0 | 0 | 0 | 0 | 0
2005 | 7 | 23 | 0.87 | 0.87 | 0.82 | 0 | 0.87 | 0.82 | 0 | 0 | 0 | 0 | 0 | 0 | 0
2005 | 7 | 24 | 0 | 0 | 0 | 0 | 0 | 0 | 0 | 0 | 0 | 0 | 0 | 0 | 0
2005 | 7 | 25 | 0.08 | 0.08 | 0.03 | 0 | 0.08 | 0.03 | 0 | 0 | 0 | 0 | 0 | 0 | 0
2005 | 7 | 26 | 0 | 0 | 0 | 0 | 0 | 0 | 0 | 0 | 0 | 0 | 0 | 0 | 0
2005 | 7 | 27 | 0.11 | 0.11 | 0.06 | 0 | 0.11 | 0.06 | 0 | 0 | 0 | 0 | 0 | 0 | 0
2005 | 7 | 28 | 0 | 0 | 0 | 0 | 0 | 0 | 0 | 0 | 0 | 0 | 0 | 0 | 0
2005 | 7 | 29 | 0.01 | 0.01 | 0 | 0 | 0.01 | 0 | 0 | 0 | 0 | 0 | 0 | 0 | 0
2005 | 7 | 30 | 0 | 0 | 0 | 0 | 0 | 0 | 0 | 0 | 0 | 0 | 0 | 0 | 0
2005 | 7 | 31 | 0 | 0 | 0 | 0 | 0 | 0 | 0 | 0 | 0 | 0 | 0 | 0 | 0
2005 | 8 | 1 | 0 | 0 | 0 | 0 | 0 | 0 | 0 | 0 | 0 | 0 | 0 | 0 | 0
2005 | 8 | 2 | 0 | 0 | 0 | 0 | 0 | 0 | 0 | 0 | 0 | 0 | 0 | 0 | 0
2005 | 8 | 3 | 0 | 0 | 0 | 0 | 0 | 0 | 0 | 0 | 0 | 0 | 0 | 0 | 0
2005 | 8 | 4 | 0 | 0 | 0 | 0 | 0 | 0 | 0 | 0 | 0 | 0 | 0 | 0 | 0
2005 | 8 | 5 | 0.01 | 0.01 | 0 | 0 | 0.01 | 0 | 0 | 0 | 0 | 0 | 0 | 0 | 0
2005 | 8 | 6 | 0 | 0 | 0 | 0 | 0 | 0 | 0 | 0 | 0 | 0 | 0 | 0 | 0
2005 | 8 | 7 | 0 | 0 | 0 | 0 | 0 | 0 | 0 | 0 | 0 | 0 | 0 | 0 | 0
2005 | 8 | 8 | 1.17 | 1 | 0.95 | 0 | 1 | 0.95 | 0 | 0 | 0 | 0 | 0 | 0 | 0
2005 | 8 | 9 | 0.16 | 0.16 | 0.11 | 0 | 0.16 | 0.11 | 0 | 0 | 0 | 0 | 0 | 0 | 0
2005 | 8 | 10 | 0 | 0 | 0 | 0 | 0 | 0 | 0 | 0 | 0 | 0 | 0 | 0 | 0
2005 | 8 | 11 | 0 | 0 | 0 | 0 | 0 | 0 | 0 | 0 | 0 | 0 | 0 | 0 | 0
2005 | 8 | 12 | 0 | 0 | 0 | 0 | 0 | 0 | 0 | 0 | 0 | 0 | 0 | 0 | 0
2005 | 8 | 13 | 0 | 0 | 0 | 0 | 0 | 0 | 0 | 0 | 0 | 0 | 0 | 0 | 0
2005 | 8 | 14 | 0 | 0 | 0 | 0 | 0 | 0 | 0 | 0 | 0 | 0 | 0 | 0 | 0
2005 | 8 | 15 | 0 | 0 | 0 | 0 | 0 | 0 | 0 | 0 | 0 | 0 | 0 | 0 | 0
2005 | 8 | 16 | 0.13 | 0.13 | 0.08 | 0 | 0.13 | 0.08 | 0 | 0 | 0 | 0 | 0 | 0 | 0
2005 | 8 | 17 | 0 | 0 | 0 | 0 | 0 | 0 | 0 | 0 | 0 | 0 | 0 | 0 | 0
2005 | 8 | 18 | 0 | 0 | 0 | 0 | 0 | 0 | 0 | 0 | 0 | 0 | 0 | 0 | 0
2005 | 8 | 19 | 0.37 | 0.37 | 0.32 | 0 | 0.37 | 0.32 | 0 | 0 | 0 | 0 | 0 | 0 | 0
2005 | 8 | 20 | 0 | 0 | 0 | 0 | 0 | 0 | 0 | 0 | 0 | 0 | 0 | 0 | 0
2005 | 8 | 21 | 0 | 0 | 0 | 0 | 0 | 0 | 0 | 0 | 0 | 0 | 0 | 0 | 0
2005 | 8 | 22 | 0 | 0 | 0 | 0 | 0 | 0 | 0 | 0 | 0 | 0 | 0 | 0 | 0
2005 | 8 | 23 | 0 | 0 | 0 | 0 | 0 | 0 | 0 | 0 | 0 | 0 | 0 | 0 | 0
2005 | 8 | 24 | 0 | 0 | 0 | 0 | 0 | 0 | 0 | 0 | 0 | 0 | 0 | 0 | 0
2005 | 8 | 25 | 0 | 0 | 0 | 0 | 0 | 0 | 0 | 0 | 0 | 0 | 0 | 0 | 0
2005 | 8 | 26 | 0 | 0 | 0 | 0 | 0 | 0 | 0 | 0 | 0 | 0 | 0 | 0 | 0
2005 | 8 | 27 | 0.22 | 0.22 | 0.17 | 0 | 0.22 | 0.17 | 0 | 0 | 0 | 0 | 0 | 0 | 0
2005 | 8 | 28 | 0.27 | 0.27 | 0.22 | 0 | 0.27 | 0.22 | 0 | 0 | 0 | 0 | 0 | 0 | 0
2005 | 8 | 29 | 0 | 0 | 0 | 0 | 0 | 0 | 0 | 0 | 0 | 0 | 0 | 0 | 0
2005 | 8 | 30 | 0 | 0 | 0 | 0 | 0 | 0 | 0 | 0 | 0 | 0 | 0 | 0 | 0
2005 | 8 | 31 | 0 | 0 | 0 | 0 | 0 | 0 | 0 | 0 | 0 | 0 | 0 | 0 | 0
2005 | 9 | 1 | 0 | 0 | 0 | 0 | 0 | 0 | 0 | 0 | 0 | 0 | 0 | 0 | 0
2005 | 9 | 2 | 0 | 0 | 0 | 0 | 0 | 0 | 0 | 0 | 0 | 0 | 0 | 0 | 0
2005 | 9 | 3 | 0 | 0 | 0 | 0 | 0 | 0 | 0 | 0 | 0 | 0 | 0 | 0 | 0
2005 | 9 | 4 | 0 | 0 | 0 | 0 | 0 | 0 | 0 | 0 | 0 | 0 | 0 | 0 | 0
2005 | 9 | 5 | 0 | 0 | 0 | 0 | 0 | 0 | 0 | 0 | 0 | 0 | 0 | 0 | 0
2005 | 9 | 6 | 0 | 0 | 0 | 0 | 0 | 0 | 0 | 0 | 0 | 0 | 0 | 0 | 0
2005 | 9 | 7 | 0 | 0 | 0 | 0 | 0 | 0 | 0 | 0 | 0 | 0 | 0 | 0 | 0
2005 | 9 | 8 | 0 | 0 | 0 | 0 | 0 | 0 | 0 | 0 | 0 | 0 | 0 | 0 | 0
2005 | 9 | 9 | 0 | 0 | 0 | 0 | 0 | 0 | 0 | 0 | 0 | 0 | 0 | 0 | 0
2005 | 9 | 10 | 0 | 0 | 0 | 0 | 0 | 0 | 0 | 0 | 0 | 0 | 0 | 0 | 0
2005 | 9 | 11 | 0 | 0 | 0 | 0 | 0 | 0 | 0 | 0 | 0 | 0 | 0 | 0 | 0
2005 | 9 | 12 | 0 | 0 | 0 | 0 | 0 | 0 | 0 | 0 | 0 | 0 | 0 | 0 | 0
2005 | 9 | 13 | 0 | 0 | 0 | 0 | 0 | 0 | 0 | 0 | 0 | 0 | 0 | 0 | 0
2005 | 9 | 14 | 0 | 0 | 0 | 0 | 0 | 0 | 0 | 0 | 0 | 0 | 0 | 0 | 0
2005 | 9 | 15 | 0.01 | 0.01 | 0 | 0 | 0.01 | 0 | 0 | 0 | 0 | 0 | 0 | 0 | 0
2005 | 9 | 16 | 0 | 0 | 0 | 0 | 0 | 0 | 0 | 0 | 0 | 0 | 0 | 0 | 0
2005 | 9 | 17 | 0 | 0 | 0 | 0 | 0 | 0 | 0 | 0 | 0 | 0 | 0 | 0 | 0
2005 | 9 | 18 | 0 | 0 | 0 | 0 | 0 | 0 | 0 | 0 | 0 | 0 | 0 | 0 | 0
2005 | 9 | 19 | 0 | 0 | 0 | 0 | 0 | 0 | 0 | 0 | 0 | 0 | 0 | 0 | 0
2005 | 9 | 20 | 0 | 0 | 0 | 0 | 0 | 0 | 0 | 0 | 0 | 0 | 0 | 0 | 0
2005 | 9 | 21 | 0 | 0 | 0 | 0 | 0 | 0 | 0 | 0 | 0 | 0 | 0 | 0 | 0
2005 | 9 | 22 | 0 | 0 | 0 | 0 | 0 | 0 | 0 | 0 | 0 | 0 | 0 | 0 | 0
2005 | 9 | 23 | 0 | 0 | 0 | 0 | 0 | 0 | 0 | 0 | 0 | 0 | 0 | 0 | 0
2005 | 9 | 24 | 0 | 0 | 0 | 0 | 0 | 0 | 0 | 0 | 0 | 0 | 0 | 0 | 0
2005 | 9 | 25 | 0 | 0 | 0 | 0 | 0 | 0 | 0 | 0 | 0 | 0 | 0 | 0 | 0
2005 | 9 | 26 | 0.09 | 0.09 | 0.04 | 0 | 0.09 | 0.04 | 0 | 0 | 0 | 0 | 0 | 0 | 0
2005 | 9 | 27 | 0 | 0 | 0 | 0 | 0 | 0 | 0 | 0 | 0 | 0 | 0 | 0 | 0
2005 | 9 | 28 | 0 | 0 | 0 | 0 | 0 | 0 | 0 | 0 | 0 | 0 | 0 | 0 | 0
2005 | 9 | 29 | 0.01 | 0.01 | 0 | 0 | 0.01 | 0 | 0 | 0 | 0 | 0 | 0 | 0 | 0
2005 | 9 | 30 | 0 | 0 | 0 | 0 | 0 | 0 | 0 | 0 | 0 | 0 | 0 | 0 | 0
2005 | 10 | 1 | 0 | 0 | 0 | 0 | 0 | 0 | 0 | 0 | 0 | 0 | 0 | 0 | 0
2005 | 10 | 2 | 0 | 0 | 0 | 0 | 0 | 0 | 0 | 0 | 0 | 0 | 0 | 0 | 0
2005 | 10 | 3 | 0 | 0 | 0 | 0 | 0 | 0 | 0 | 0 | 0 | 0 | 0 | 0 | 0
2005 | 10 | 4 | 0 | 0 | 0 | 0 | 0 | 0 | 0 | 0 | 0 | 0 | 0 | 0 | 0
2005 | 10 | 5 | 0 | 0 | 0 | 0 | 0 | 0 | 0 | 0 | 0 | 0 | 0 | 0 | 0
2005 | 10 | 6 | 0.04 | 0.04 | 0 | 0 | 0.04 | 0 | 0 | 0 | 0 | 0 | 0 | 0 | 0
2005 | 10 | 7 | 3.63 | 1 | 0.95 | 0 | 1 | 0.95 | 0 | 0 | 0 | 0 | 0 | 0 | 0
2005 | 10 | 8 | 3.67 | 1 | 0.95 | 0 | 1 | 0.95 | 0 | 0 | 0 | 0 | 0 | 0 | 0
2005 | 10 | 9 | 0 | 0 | 0 | 0 | 0 | 0 | 0 | 0 | 0 | 0 | 0 | 0 | 0
2005 | 10 | 10 | 0 | 0 | 0 | 0 | 0 | 0 | 0 | 0 | 0 | 0 | 0 | 0 | 0
2005 | 10 | 11 | 0.09 | 0.09 | 0.04 | 0 | 0.09 | 0.04 | 0 | 0 | 0 | 0 | 0 | 0 | 0
2005 | 10 | 12 | 0.02 | 0.02 | 0 | 0 | 0.02 | 0 | 0 | 0 | 0 | 0 | 0 | 0 | 0
2005 | 10 | 13 | 0.14 | 0.14 | 0.09 | 0 | 0.14 | 0.09 | 0 | 0 | 0 | 0 | 0 | 0 | 0
2005 | 10 | 14 | 0.01 | 0.01 | 0 | 0 | 0.01 | 0 | 0 | 0 | 0 | 0 | 0 | 0 | 0
2005 | 10 | 15 | 0 | 0 | 0 | 0 | 0 | 0 | 0 | 0 | 0 | 0 | 0 | 0 | 0
2005 | 10 | 16 | 0 | 0 | 0 | 0 | 0 | 0 | 0 | 0 | 0 | 0 | 0 | 0 | 0
2005 | 10 | 17 | 0 | 0 | 0 | 0 | 0 | 0 | 0 | 0 | 0 | 0 | 0 | 0 | 0
2005 | 10 | 18 | 0 | 0 | 0 | 0 | 0 | 0 | 0 | 0 | 0 | 0 | 0 | 0 | 0
2005 | 10 | 19 | 0 | 0 | 0 | 0 | 0 | 0 | 0 | 0 | 0 | 0 | 0 | 0 | 0
2005 | 10 | 20 | 0 | 0 | 0 | 0 | 0 | 0 | 0 | 0 | 0 | 0 | 0 | 0 | 0
2005 | 10 | 21 | 0.04 | 0.04 | 0 | 0 | 0.04 | 0 | 0 | 0 | 0 | 0 | 0 | 0 | 0
2005 | 10 | 22 | 0.61 | 0.61 | 0.56 | 0 | 0.61 | 0.56 | 0 | 0 | 0 | 0 | 0 | 0 | 0
2005 | 10 | 23 | 0 | 0 | 0 | 0 | 0 | 0 | 0 | 0 | 0 | 0 | 0 | 0 | 0
2005 | 10 | 24 | 0.57 | 0.57 | 0.52 | 0 | 0.57 | 0.52 | 0 | 0 | 0 | 0 | 0 | 0 | 0
2005 | 10 | 25 | 0.59 | 0.59 | 0.54 | 0 | 0.59 | 0.54 | 0 | 0 | 0 | 0 | 0 | 0 | 0
2005 | 10 | 26 | 0 | 0 | 0 | 0 | 0 | 0 | 0 | 0 | 0 | 0 | 0 | 0 | 0
2005 | 10 | 27 | 0 | 0 | 0 | 0 | 0 | 0 | 0 | 0 | 0 | 0 | 0 | 0 | 0
2005 | 10 | 28 | 0 | 0 | 0 | 0 | 0 | 0 | 0 | 0 | 0 | 0 | 0 | 0 | 0
2005 | 10 | 29 | 0 | 0 | 0 | 0 | 0 | 0 | 0 | 0 | 0 | 0 | 0 | 0 | 0
2005 | 10 | 30 | 0 | 0 | 0 | 0 | 0 | 0 | 0 | 0 | 0 | 0 | 0 | 0 | 0
2005 | 10 | 31 | 0 | 0 | 0 | 0 | 0 | 0 | 0 | 0 | 0 | 0 | 0 | 0 | 0
2005 | 11 | 1 | 0 | 0 | 0 | 0 | 0 | 0 | 0 | 0 | 0 | 0 | 0 | 0 | 0
2005 | 11 | 2 | 0 | 0 | 0 | 0 | 0 | 0 | 0 | 0 | 0 | 0 | 0 | 0 | 0
2005 | 11 | 3 | 0 | 0 | 0 | 0 | 0 | 0 | 0 | 0 | 0 | 0 | 0 | 0 | 0
2005 | 11 | 4 | 0 | 0 | 0 | 0 | 0 | 0 | 0 | 0 | 0 | 0 | 0 | 0 | 0
2005 | 11 | 5 | 0 | 0 | 0 | 0 | 0 | 0 | 0 | 0 | 0 | 0 | 0 | 0 | 0
2005 | 11 | 6 | 0 | 0 | 0 | 0 | 0 | 0 | 0 | 0 | 0 | 0 | 0 | 0 | 0
2005 | 11 | 7 | 0 | 0 | 0 | 0 | 0 | 0 | 0 | 0 | 0 | 0 | 0 | 0 | 0
2005 | 11 | 8 | 0.05 | 0.05 | 0 | 0 | 0.05 | 0 | 0 | 0 | 0 | 0 | 0 | 0 | 0
2005 | 11 | 9 | 0 | 0 | 0 | 0 | 0 | 0 | 0 | 0 | 0 | 0 | 0 | 0 | 0
2005 | 11 | 10 | 0 | 0 | 0 | 0 | 0 | 0 | 0 | 0 | 0 | 0 | 0 | 0 | 0
2005 | 11 | 11 | 0 | 0 | 0 | 0 | 0 | 0 | 0 | 0 | 0 | 0 | 0 | 0 | 0
2005 | 11 | 12 | 0 | 0 | 0 | 0 | 0 | 0 | 0 | 0 | 0 | 0 | 0 | 0 | 0
2005 | 11 | 13 | 0 | 0 | 0 | 0 | 0 | 0 | 0 | 0 | 0 | 0 | 0 | 0 | 0
2005 | 11 | 14 | 0 | 0 | 0 | 0 | 0 | 0 | 0 | 0 | 0 | 0 | 0 | 0 | 0
2005 | 11 | 15 | 0.01 | 0.01 | 0 | 0 | 0.01 | 0 | 0 | 0 | 0 | 0 | 0 | 0 | 0
2005 | 11 | 16 | 0.48 | 0.48 | 0.43 | 0 | 0.48 | 0.43 | 0 | 0 | 0 | 0 | 0 | 0 | 0
2005 | 11 | 17 | 0 | 0 | 0 | 0 | 0 | 0 | 0 | 0 | 0 | 0 | 0 | 0 | 0
2005 | 11 | 18 | 0 | 0 | 0 | 0 | 0 | 0 | 0 | 0 | 0 | 0 | 0 | 0 | 0
2005 | 11 | 19 | 0 | 0 | 0 | 0 | 0 | 0 | 0 | 0 | 0 | 0 | 0 | 0 | 0
2005 | 11 | 20 | 0 | 0 | 0 | 0 | 0 | 0 | 0 | 0 | 0 | 0 | 0 | 0 | 0
2005 | 11 | 21 | 0.63 | 0.63 | 0.58 | 0 | 0.63 | 0.58 | 0 | 0 | 0 | 0 | 0 | 0 | 0
2005 | 11 | 22 | 0.18 | 0.18 | 0.13 | 0 | 0.18 | 0.13 | 0 | 0 | 0 | 0 | 0 | 0 | 0
2005 | 11 | 23 | 0.04 | 0.04 | 0 | 0 | 0.04 | 0 | 0 | 0 | 0 | 0 | 0 | 0 | 0
2005 | 11 | 24 | 0.01 | 0.01 | 0 | 0 | 0.01 | 0 | 0 | 0 | 0 | 0 | 0 | 0 | 0
2005 | 11 | 25 | 0 | 0 | 0 | 0 | 0 | 0 | 0 | 0 | 0 | 0 | 0 | 0 | 0
2005 | 11 | 26 | 0 | 0 | 0 | 0 | 0 | 0 | 0 | 0 | 0 | 0 | 0 | 0 | 0
2005 | 11 | 27 | 0 | 0 | 0 | 0 | 0 | 0 | 0 | 0 | 0 | 0 | 0 | 0 | 0
2005 | 11 | 28 | 0.04 | 0.04 | 0 | 0 | 0.04 | 0 | 0 | 0 | 0 | 0 | 0 | 0 | 0
2005 | 11 | 29 | 0.48 | 0.48 | 0.43 | 0 | 0.48 | 0.43 | 0 | 0 | 0 | 0 | 0 | 0 | 0
2005 | 11 | 30 | 0 | 0 | 0 | 0 | 0 | 0 | 0 | 0 | 0 | 0 | 0 | 0 | 0
2005 | 12 | 1 | 0 | 0 | 0 | 0 | 0 | 0 | 0 | 0 | 0 | 0 | 0 | 0 | 0
2005 | 12 | 2 | 0 | 0 | 0 | 0 | 0 | 0 | 0 | 0 | 0 | 0 | 0 | 0 | 0
2005 | 12 | 3 | 0.03 | 0.03 | 0 | 0 | 0.03 | 0 | 0 | 0 | 0 | 0 | 0 | 0 | 0
2005 | 12 | 4 | 0.21 | 0.21 | 0.16 | 0 | 0.21 | 0.16 | 0 | 0 | 0 | 0 | 0 | 0 | 0
2005 | 12 | 5 | 0.15 | 0.15 | 0.1 | 0 | 0.15 | 0.1 | 0 | 0 | 0 | 0 | 0 | 0 | 0
2005 | 12 | 6 | 0.02 | 0.02 | 0 | 0 | 0.02 | 0 | 0 | 0 | 0 | 0 | 0 | 0 | 0
2005 | 12 | 7 | 0 | 0 | 0 | 0 | 0 | 0 | 0 | 0 | 0 | 0 | 0 | 0 | 0
2005 | 12 | 8 | 0 | 0 | 0 | 0 | 0 | 0 | 0 | 0 | 0 | 0 | 0 | 0 | 0
2005 | 12 | 9 | 0.55 | 0.55 | 0.5 | 0 | 0.55 | 0.5 | 0 | 0 | 0 | 0 | 0 | 0 | 0
2005 | 12 | 10 | 0 | 0 | 0 | 0 | 0 | 0 | 0 | 0 | 0 | 0 | 0 | 0 | 0
2005 | 12 | 11 | 0 | 0 | 0 | 0 | 0 | 0 | 0 | 0 | 0 | 0 | 0 | 0 | 0
2005 | 12 | 12 | 0 | 0 | 0 | 0 | 0 | 0 | 0 | 0 | 0 | 0 | 0 | 0 | 0
2005 | 12 | 13 | 0 | 0 | 0 | 0 | 0 | 0 | 0 | 0 | 0 | 0 | 0 | 0 | 0
2005 | 12 | 14 | 0 | 0 | 0 | 0 | 0 | 0 | 0 | 0 | 0 | 0 | 0 | 0 | 0
2005 | 12 | 15 | 0.93 | 0.93 | 0.88 | 0 | 0.93 | 0.88 | 0 | 0 | 0 | 0 | 0 | 0 | 0
2005 | 12 | 16 | 0.3 | 0.3 | 0.25 | 0 | 0.3 | 0.25 | 0 | 0 | 0 | 0 | 0 | 0 | 0
2005 | 12 | 17 | 0 | 0 | 0 | 0 | 0 | 0 | 0 | 0 | 0 | 0 | 0 | 0 | 0
2005 | 12 | 18 | 0 | 0 | 0 | 0 | 0 | 0 | 0 | 0 | 0 | 0 | 0 | 0 | 0
2005 | 12 | 19 | 0 | 0 | 0 | 0 | 0 | 0 | 0 | 0 | 0 | 0 | 0 | 0 | 0
2005 | 12 | 20 | 0 | 0 | 0 | 0 | 0 | 0 | 0 | 0 | 0 | 0 | 0 | 0 | 0
2005 | 12 | 21 | 0 | 0 | 0 | 0 | 0 | 0 | 0 | 0 | 0 | 0 | 0 | 0 | 0
2005 | 12 | 22 | 0 | 0 | 0 | 0 | 0 | 0 | 0 | 0 | 0 | 0 | 0 | 0 | 0
2005 | 12 | 23 | 0 | 0 | 0 | 0 | 0 | 0 | 0 | 0 | 0 | 0 | 0 | 0 | 0
2005 | 12 | 24 | 0 | 0 | 0 | 0 | 0 | 0 | 0 | 0 | 0 | 0 | 0 | 0 | 0
2005 | 12 | 25 | 0.77 | 0.77 | 0.72 | 0 | 0.77 | 0.72 | 0 | 0 | 0 | 0 | 0 | 0 | 0
2005 | 12 | 26 | 0.03 | 0.03 | 0 | 0 | 0.03 | 0 | 0 | 0 | 0 | 0 | 0 | 0 | 0
2005 | 12 | 27 | 0 | 0 | 0 | 0 | 0 | 0 | 0 | 0 | 0 | 0 | 0 | 0 | 0
2005 | 12 | 28 | 0 | 0 | 0 | 0 | 0 | 0 | 0 | 0 | 0 | 0 | 0 | 0 | 0
2005 | 12 | 29 | 0.34 | 0.34 | 0.29 | 0 | 0.34 | 0.29 | 0 | 0 | 0 | 0 | 0 | 0 | 0
2005 | 12 | 30 | 0 | 0 | 0 | 0 | 0 | 0 | 0 | 0 | 0 | 0 | 0 | 0 | 0
2005 | 12 | 31 | 0.01 | 0.01 | 0 | 0 | 0.01 | 0 | 0 | 0 | 0 | 0 | 0 | 0 | 0
2006 | 1 | 1 | 0 | 0 | 0 | 0 | 0 | 0 | 0 | 0 | 0 | 0 | 0 | 0 | 0
2006 | 1 | 2 | 0.35 | 0.35 | 0.3 | 0 | 0.35 | 0.3 | 0 | 0 | 0 | 0 | 0 | 0 | 0
2006 | 1 | 3 | 0.11 | 0.11 | 0.06 | 0 | 0.11 | 0.06 | 0 | 0 | 0 | 0 | 0 | 0 | 0
2006 | 1 | 4 | 0 | 0 | 0 | 0 | 0 | 0 | 0 | 0 | 0 | 0 | 0 | 0 | 0
2006 | 1 | 5 | 0 | 0 | 0 | 0 | 0 | 0 | 0 | 0 | 0 | 0 | 0 | 0 | 0
2006 | 1 | 6 | 0 | 0 | 0 | 0 | 0 | 0 | 0 | 0 | 0 | 0 | 0 | 0 | 0
2006 | 1 | 7 | 0 | 0 | 0 | 0 | 0 | 0 | 0 | 0 | 0 | 0 | 0 | 0 | 0
2006 | 1 | 8 | 0 | 0 | 0 | 0 | 0 | 0 | 0 | 0 | 0 | 0 | 0 | 0 | 0
2006 | 1 | 9 | 0 | 0 | 0 | 0 | 0 | 0 | 0 | 0 | 0 | 0 | 0 | 0 | 0
2006 | 1 | 10 | 0 | 0 | 0 | 0 | 0 | 0 | 0 | 0 | 0 | 0 | 0 | 0 | 0
2006 | 1 | 11 | 0.2 | 0.2 | 0.15 | 0 | 0.2 | 0.15 | 0 | 0 | 0 | 0 | 0 | 0 | 0
2006 | 1 | 12 | 0 | 0 | 0 | 0 | 0 | 0 | 0 | 0 | 0 | 0 | 0 | 0 | 0
2006 | 1 | 13 | 0 | 0 | 0 | 0 | 0 | 0 | 0 | 0 | 0 | 0 | 0 | 0 | 0
2006 | 1 | 14 | 0.54 | 0.54 | 0.49 | 0 | 0.54 | 0.49 | 0 | 0 | 0 | 0 | 0 | 0 | 0
2006 | 1 | 15 | 0 | 0 | 0 | 0 | 0 | 0 | 0 | 0 | 0 | 0 | 0 | 0 | 0
2006 | 1 | 16 | 0 | 0 | 0 | 0 | 0 | 0 | 0 | 0 | 0 | 0 | 0 | 0 | 0
2006 | 1 | 17 | 0 | 0 | 0 | 0 | 0 | 0 | 0 | 0 | 0 | 0 | 0 | 0 | 0
2006 | 1 | 18 | 0.62 | 0.62 | 0.57 | 0 | 0.62 | 0.57 | 0 | 0 | 0 | 0 | 0 | 0 | 0
2006 | 1 | 19 | 0 | 0 | 0 | 0 | 0 | 0 | 0 | 0 | 0 | 0 | 0 | 0 | 0
2006 | 1 | 20 | 0 | 0 | 0 | 0 | 0 | 0 | 0 | 0 | 0 | 0 | 0 | 0 | 0
2006 | 1 | 21 | 0 | 0 | 0 | 0 | 0 | 0 | 0 | 0 | 0 | 0 | 0 | 0 | 0
2006 | 1 | 22 | 0.19 | 0.19 | 0.14 | 0 | 0.19 | 0.14 | 0 | 0 | 0 | 0 | 0 | 0 | 0
2006 | 1 | 23 | 0.79 | 0.79 | 0.74 | 0 | 0.79 | 0.74 | 0 | 0 | 0 | 0 | 0 | 0 | 0
2006 | 1 | 24 | 0.02 | 0.02 | 0 | 0 | 0.02 | 0 | 0 | 0 | 0 | 0 | 0 | 0 | 0
2006 | 1 | 25 | 0 | 0 | 0 | 0 | 0 | 0 | 0 | 0 | 0 | 0 | 0 | 0 | 0
2006 | 1 | 26 | 0 | 0 | 0 | 0 | 0 | 0 | 0 | 0 | 0 | 0 | 0 | 0 | 0
2006 | 1 | 27 | 0 | 0 | 0 | 0 | 0 | 0 | 0 | 0 | 0 | 0 | 0 | 0 | 0
2006 | 1 | 28 | 0 | 0 | 0 | 0 | 0 | 0 | 0 | 0 | 0 | 0 | 0 | 0 | 0
2006 | 1 | 29 | 0.02 | 0.02 | 0 | 0 | 0.02 | 0 | 0 | 0 | 0 | 0 | 0 | 0 | 0
2006 | 1 | 30 | 0 | 0 | 0 | 0 | 0 | 0 | 0 | 0 | 0 | 0 | 0 | 0 | 0
2006 | 1 | 31 | 0.41 | 0.41 | 0.36 | 0 | 0.41 | 0.36 | 0 | 0 | 0 | 0 | 0 | 0 | 0
2006 | 2 | 1 | 0 | 0 | 0 | 0 | 0 | 0 | 0 | 0 | 0 | 0 | 0 | 0 | 0
2006 | 2 | 2 | 0.03 | 0.03 | 0 | 0 | 0.03 | 0 | 0 | 0 | 0 | 0 | 0 | 0 | 0
2006 | 2 | 3 | 0.41 | 0.41 | 0.36 | 0 | 0.41 | 0.36 | 0 | 0 | 0 | 0 | 0 | 0 | 0
2006 | 2 | 4 | 0.66 | 0.66 | 0.61 | 0 | 0.66 | 0.61 | 0 | 0 | 0 | 0 | 0 | 0 | 0
2006 | 2 | 5 | 0 | 0 | 0 | 0 | 0 | 0 | 0 | 0 | 0 | 0 | 0 | 0 | 0
2006 | 2 | 6 | 0 | 0 | 0 | 0 | 0 | 0 | 0 | 0 | 0 | 0 | 0 | 0 | 0
2006 | 2 | 7 | 0 | 0 | 0 | 0 | 0 | 0 | 0 | 0 | 0 | 0 | 0 | 0 | 0
2006 | 2 | 8 | 0 | 0 | 0 | 0 | 0 | 0 | 0 | 0 | 0 | 0 | 0 | 0 | 0
2006 | 2 | 9 | 0 | 0 | 0 | 0 | 0 | 0 | 0 | 0 | 0 | 0 | 0 | 0 | 0
2006 | 2 | 10 | 0 | 0 | 0 | 0 | 0 | 0 | 0 | 0 | 0 | 0 | 0 | 0 | 0
2006 | 2 | 11 | 0.33 | 0.33 | 0.28 | 0 | 0.33 | 0.28 | 0 | 0 | 0 | 0 | 0 | 0 | 0
2006 | 2 | 12 | 0.78 | 0.78 | 0.73 | 0 | 0.78 | 0.73 | 0 | 0 | 0 | 0 | 0 | 0 | 0
2006 | 2 | 13 | 0 | 0 | 0 | 0 | 0 | 0 | 0 | 0 | 0 | 0 | 0 | 0 | 0
2006 | 2 | 14 | 0 | 0 | 0 | 0 | 0 | 0 | 0 | 0 | 0 | 0 | 0 | 0 | 0
2006 | 2 | 15 | 0 | 0 | 0 | 0 | 0 | 0 | 0 | 0 | 0 | 0 | 0 | 0 | 0
2006 | 2 | 16 | 0 | 0 | 0 | 0 | 0 | 0 | 0 | 0 | 0 | 0 | 0 | 0 | 0
2006 | 2 | 17 | 0 | 0 | 0 | 0 | 0 | 0 | 0 | 0 | 0 | 0 | 0 | 0 | 0
2006 | 2 | 18 | 0 | 0 | 0 | 0 | 0 | 0 | 0 | 0 | 0 | 0 | 0 | 0 | 0
2006 | 2 | 19 | 0 | 0 | 0 | 0 | 0 | 0 | 0 | 0 | 0 | 0 | 0 | 0 | 0
2006 | 2 | 20 | 0 | 0 | 0 | 0 | 0 | 0 | 0 | 0 | 0 | 0 | 0 | 0 | 0
2006 | 2 | 21 | 0 | 0 | 0 | 0 | 0 | 0 | 0 | 0 | 0 | 0 | 0 | 0 | 0
2006 | 2 | 22 | 0.25 | 0.25 | 0.2 | 0 | 0.25 | 0.2 | 0 | 0 | 0 | 0 | 0 | 0 | 0
2006 | 2 | 23 | 0 | 0 | 0 | 0 | 0 | 0 | 0 | 0 | 0 | 0 | 0 | 0 | 0
2006 | 2 | 24 | 0 | 0 | 0 | 0 | 0 | 0 | 0 | 0 | 0 | 0 | 0 | 0 | 0
2006 | 2 | 25 | 0 | 0 | 0 | 0 | 0 | 0 | 0 | 0 | 0 | 0 | 0 | 0 | 0
2006 | 2 | 26 | 0 | 0 | 0 | 0 | 0 | 0 | 0 | 0 | 0 | 0 | 0 | 0 | 0
2006 | 2 | 27 | 0 | 0 | 0 | 0 | 0 | 0 | 0 | 0 | 0 | 0 | 0 | 0 | 0
2006 | 2 | 28 | 0 | 0 | 0 | 0 | 0 | 0 | 0 | 0 | 0 | 0 | 0 | 0 | 0
2006 | 3 | 1 | 0 | 0 | 0 | 0 | 0 | 0 | 0 | 0 | 0 | 0 | 0 | 0 | 0
2006 | 3 | 2 | 0.03 | 0.03 | 0 | 0 | 0.03 | 0 | 0 | 0 | 0 | 0 | 0 | 0 | 0
2006 | 3 | 3 | 0 | 0 | 0 | 0 | 0 | 0 | 0 | 0 | 0 | 0 | 0 | 0 | 0
2006 | 3 | 4 | 0 | 0 | 0 | 0 | 0 | 0 | 0 | 0 | 0 | 0 | 0 | 0 | 0
2006 | 3 | 5 | 0 | 0 | 0 | 0 | 0 | 0 | 0 | 0 | 0 | 0 | 0 | 0 | 0
2006 | 3 | 6 | 0 | 0 | 0 | 0 | 0 | 0 | 0 | 0 | 0 | 0 | 0 | 0 | 0
2006 | 3 | 7 | 0 | 0 | 0 | 0 | 0 | 0 | 0 | 0 | 0 | 0 | 0 | 0 | 0
2006 | 3 | 8 | 0 | 0 | 0 | 0 | 0 | 0 | 0 | 0 | 0 | 0 | 0 | 0 | 0
2006 | 3 | 9 | 0 | 0 | 0 | 0 | 0 | 0 | 0 | 0 | 0 | 0 | 0 | 0 | 0
2006 | 3 | 10 | 0 | 0 | 0 | 0 | 0 | 0 | 0 | 0 | 0 | 0 | 0 | 0 | 0
2006 | 3 | 11 | 0 | 0 | 0 | 0 | 0 | 0 | 0 | 0 | 0 | 0 | 0 | 0 | 0
2006 | 3 | 12 | 0 | 0 | 0 | 0 | 0 | 0 | 0 | 0 | 0 | 0 | 0 | 0 | 0
2006 | 3 | 13 | 0 | 0 | 0 | 0 | 0 | 0 | 0 | 0 | 0 | 0 | 0 | 0 | 0
2006 | 3 | 14 | 0 | 0 | 0 | 0 | 0 | 0 | 0 | 0 | 0 | 0 | 0 | 0 | 0
2006 | 3 | 15 | 0 | 0 | 0 | 0 | 0 | 0 | 0 | 0 | 0 | 0 | 0 | 0 | 0
2006 | 3 | 16 | 0 | 0 | 0 | 0 | 0 | 0 | 0 | 0 | 0 | 0 | 0 | 0 | 0
2006 | 3 | 17 | 0 | 0 | 0 | 0 | 0 | 0 | 0 | 0 | 0 | 0 | 0 | 0 | 0
2006 | 3 | 18 | 0 | 0 | 0 | 0 | 0 | 0 | 0 | 0 | 0 | 0 | 0 | 0 | 0
2006 | 3 | 19 | 0 | 0 | 0 | 0 | 0 | 0 | 0 | 0 | 0 | 0 | 0 | 0 | 0
2006 | 3 | 20 | 0 | 0 | 0 | 0 | 0 | 0 | 0 | 0 | 0 | 0 | 0 | 0 | 0
2006 | 3 | 21 | 0.01 | 0.01 | 0 | 0 | 0.01 | 0 | 0 | 0 | 0 | 0 | 0 | 0 | 0
2006 | 3 | 22 | 0 | 0 | 0 | 0 | 0 | 0 | 0 | 0 | 0 | 0 | 0 | 0 | 0
2006 | 3 | 23 | 0 | 0 | 0 | 0 | 0 | 0 | 0 | 0 | 0 | 0 | 0 | 0 | 0
2006 | 3 | 24 | 0 | 0 | 0 | 0 | 0 | 0 | 0 | 0 | 0 | 0 | 0 | 0 | 0
2006 | 3 | 25 | 0 | 0 | 0 | 0 | 0 | 0 | 0 | 0 | 0 | 0 | 0 | 0 | 0
2006 | 3 | 26 | 0 | 0 | 0 | 0 | 0 | 0 | 0 | 0 | 0 | 0 | 0 | 0 | 0
2006 | 3 | 27 | 0 | 0 | 0 | 0 | 0 | 0 | 0 | 0 | 0 | 0 | 0 | 0 | 0
2006 | 3 | 28 | 0.01 | 0.01 | 0 | 0 | 0.01 | 0 | 0 | 0 | 0 | 0 | 0 | 0 | 0
2006 | 3 | 29 | 0 | 0 | 0 | 0 | 0 | 0 | 0 | 0 | 0 | 0 | 0 | 0 | 0
2006 | 3 | 30 | 0 | 0 | 0 | 0 | 0 | 0 | 0 | 0 | 0 | 0 | 0 | 0 | 0
2006 | 3 | 31 | 0 | 0 | 0 | 0 | 0 | 0 | 0 | 0 | 0 | 0 | 0 | 0 | 0
2006 | 4 | 1 | 0.01 | 0.01 | 0 | 0 | 0.01 | 0 | 0 | 0 | 0 | 0 | 0 | 0 | 0
2006 | 4 | 2 | 0 | 0 | 0 | 0 | 0 | 0 | 0 | 0 | 0 | 0 | 0 | 0 | 0
2006 | 4 | 3 | 0.56 | 0.56 | 0.51 | 0 | 0.56 | 0.51 | 0 | 0 | 0 | 0 | 0 | 0 | 0
2006 | 4 | 4 | 0 | 0 | 0 | 0 | 0 | 0 | 0 | 0 | 0 | 0 | 0 | 0 | 0
2006 | 4 | 5 | 0.02 | 0.02 | 0 | 0 | 0.02 | 0 | 0 | 0 | 0 | 0 | 0 | 0 | 0
2006 | 4 | 6 | 0 | 0 | 0 | 0 | 0 | 0 | 0 | 0 | 0 | 0 | 0 | 0 | 0
2006 | 4 | 7 | 0.18 | 0.18 | 0.13 | 0 | 0.18 | 0.13 | 0 | 0 | 0 | 0 | 0 | 0 | 0
2006 | 4 | 8 | 0.49 | 0.49 | 0.44 | 0 | 0.49 | 0.44 | 0 | 0 | 0 | 0 | 0 | 0 | 0
2006 | 4 | 9 | 0 | 0 | 0 | 0 | 0 | 0 | 0 | 0 | 0 | 0 | 0 | 0 | 0
2006 | 4 | 10 | 0 | 0 | 0 | 0 | 0 | 0 | 0 | 0 | 0 | 0 | 0 | 0 | 0
2006 | 4 | 11 | 0 | 0 | 0 | 0 | 0 | 0 | 0 | 0 | 0 | 0 | 0 | 0 | 0
2006 | 4 | 12 | 0 | 0 | 0 | 0 | 0 | 0 | 0 | 0 | 0 | 0 | 0 | 0 | 0
2006 | 4 | 13 | 0 | 0 | 0 | 0 | 0 | 0 | 0 | 0 | 0 | 0 | 0 | 0 | 0
2006 | 4 | 14 | 0 | 0 | 0 | 0 | 0 | 0 | 0 | 0 | 0 | 0 | 0 | 0 | 0
2006 | 4 | 15 | 0 | 0 | 0 | 0 | 0 | 0 | 0 | 0 | 0 | 0 | 0 | 0 | 0
2006 | 4 | 16 | 0.01 | 0.01 | 0 | 0 | 0.01 | 0 | 0 | 0 | 0 | 0 | 0 | 0 | 0
2006 | 4 | 17 | 0.35 | 0.35 | 0.3 | 0 | 0.35 | 0.3 | 0 | 0 | 0 | 0 | 0 | 0 | 0
2006 | 4 | 18 | 0 | 0 | 0 | 0 | 0 | 0 | 0 | 0 | 0 | 0 | 0 | 0 | 0
2006 | 4 | 19 | 0 | 0 | 0 | 0 | 0 | 0 | 0 | 0 | 0 | 0 | 0 | 0 | 0
2006 | 4 | 20 | 0 | 0 | 0 | 0 | 0 | 0 | 0 | 0 | 0 | 0 | 0 | 0 | 0
2006 | 4 | 21 | 0.37 | 0.37 | 0.32 | 0 | 0.37 | 0.32 | 0 | 0 | 0 | 0 | 0 | 0 | 0
2006 | 4 | 22 | 1.08 | 1 | 0.95 | 0 | 1 | 0.95 | 0 | 0 | 0 | 0 | 0 | 0 | 0
2006 | 4 | 23 | 0 | 0 | 0 | 0 | 0 | 0 | 0 | 0 | 0 | 0 | 0 | 0 | 0
2006 | 4 | 24 | 0 | 0 | 0 | 0 | 0 | 0 | 0 | 0 | 0 | 0 | 0 | 0 | 0
2006 | 4 | 25 | 0.01 | 0.01 | 0 | 0 | 0.01 | 0 | 0 | 0 | 0 | 0 | 0 | 0 | 0
2006 | 4 | 26 | 0.02 | 0.02 | 0 | 0 | 0.02 | 0 | 0 | 0 | 0 | 0 | 0 | 0 | 0
2006 | 4 | 27 | 0 | 0 | 0 | 0 | 0 | 0 | 0 | 0 | 0 | 0 | 0 | 0 | 0
2006 | 4 | 28 | 0 | 0 | 0 | 0 | 0 | 0 | 0 | 0 | 0 | 0 | 0 | 0 | 0
2006 | 4 | 29 | 0 | 0 | 0 | 0 | 0 | 0 | 0 | 0 | 0 | 0 | 0 | 0 | 0
2006 | 4 | 30 | 0 | 0 | 0 | 0 | 0 | 0 | 0 | 0 | 0 | 0 | 0 | 0 | 0
2006 | 5 | 1 | 0 | 0 | 0 | 0 | 0 | 0 | 0 | 0 | 0 | 0 | 0 | 0 | 0
2006 | 5 | 2 | 0 | 0 | 0 | 0 | 0 | 0 | 0 | 0 | 0 | 0 | 0 | 0 | 0
2006 | 5 | 3 | 0 | 0 | 0 | 0 | 0 | 0 | 0 | 0 | 0 | 0 | 0 | 0 | 0
2006 | 5 | 4 | 0 | 0 | 0 | 0 | 0 | 0 | 0 | 0 | 0 | 0 | 0 | 0 | 0
2006 | 5 | 5 | 0 | 0 | 0 | 0 | 0 | 0 | 0 | 0 | 0 | 0 | 0 | 0 | 0
2006 | 5 | 6 | 0 | 0 | 0 | 0 | 0 | 0 | 0 | 0 | 0 | 0 | 0 | 0 | 0
2006 | 5 | 7 | 0.11 | 0.11 | 0.06 | 0 | 0.11 | 0.06 | 0 | 0 | 0 | 0 | 0 | 0 | 0
2006 | 5 | 8 | 0.07 | 0.07 | 0.02 | 0 | 0.07 | 0.02 | 0 | 0 | 0 | 0 | 0 | 0 | 0
2006 | 5 | 9 | 0 | 0 | 0 | 0 | 0 | 0 | 0 | 0 | 0 | 0 | 0 | 0 | 0
2006 | 5 | 10 | 0 | 0 | 0 | 0 | 0 | 0 | 0 | 0 | 0 | 0 | 0 | 0 | 0
2006 | 5 | 11 | 0.81 | 0.81 | 0.76 | 0 | 0.81 | 0.76 | 0 | 0 | 0 | 0 | 0 | 0 | 0
2006 | 5 | 12 | 0.28 | 0.28 | 0.23 | 0 | 0.28 | 0.23 | 0 | 0 | 0 | 0 | 0 | 0 | 0
2006 | 5 | 13 | 0 | 0 | 0 | 0 | 0 | 0 | 0 | 0 | 0 | 0 | 0 | 0 | 0
2006 | 5 | 14 | 0.4 | 0.4 | 0.35 | 0 | 0.4 | 0.35 | 0 | 0 | 0 | 0 | 0 | 0 | 0
2006 | 5 | 15 | 0.1 | 0.1 | 0.05 | 0 | 0.1 | 0.05 | 0 | 0 | 0 | 0 | 0 | 0 | 0
2006 | 5 | 16 | 0 | 0 | 0 | 0 | 0 | 0 | 0 | 0 | 0 | 0 | 0 | 0 | 0
2006 | 5 | 17 | 0.13 | 0.13 | 0.08 | 0 | 0.13 | 0.08 | 0 | 0 | 0 | 0 | 0 | 0 | 0
2006 | 5 | 18 | 0.17 | 0.17 | 0.12 | 0 | 0.17 | 0.12 | 0 | 0 | 0 | 0 | 0 | 0 | 0
2006 | 5 | 19 | 0.03 | 0.03 | 0 | 0 | 0.03 | 0 | 0 | 0 | 0 | 0 | 0 | 0 | 0
2006 | 5 | 20 | 0 | 0 | 0 | 0 | 0 | 0 | 0 | 0 | 0 | 0 | 0 | 0 | 0
2006 | 5 | 21 | 0 | 0 | 0 | 0 | 0 | 0 | 0 | 0 | 0 | 0 | 0 | 0 | 0
2006 | 5 | 22 | 0 | 0 | 0 | 0 | 0 | 0 | 0 | 0 | 0 | 0 | 0 | 0 | 0
2006 | 5 | 23 | 0 | 0 | 0 | 0 | 0 | 0 | 0 | 0 | 0 | 0 | 0 | 0 | 0
2006 | 5 | 24 | 0 | 0 | 0 | 0 | 0 | 0 | 0 | 0 | 0 | 0 | 0 | 0 | 0
2006 | 5 | 25 | 0 | 0 | 0 | 0 | 0 | 0 | 0 | 0 | 0 | 0 | 0 | 0 | 0
2006 | 5 | 26 | 0.11 | 0.11 | 0.06 | 0 | 0.11 | 0.06 | 0 | 0 | 0 | 0 | 0 | 0 | 0
2006 | 5 | 27 | 0 | 0 | 0 | 0 | 0 | 0 | 0 | 0 | 0 | 0 | 0 | 0 | 0
2006 | 5 | 28 | 0 | 0 | 0 | 0 | 0 | 0 | 0 | 0 | 0 | 0 | 0 | 0 | 0
2006 | 5 | 29 | 0 | 0 | 0 | 0 | 0 | 0 | 0 | 0 | 0 | 0 | 0 | 0 | 0
2006 | 5 | 30 | 0 | 0 | 0 | 0 | 0 | 0 | 0 | 0 | 0 | 0 | 0 | 0 | 0
2006 | 5 | 31 | 0 | 0 | 0 | 0 | 0 | 0 | 0 | 0 | 0 | 0 | 0 | 0 | 0
2006 | 6 | 1 | 0 | 0 | 0 | 0 | 0 | 0 | 0 | 0 | 0 | 0 | 0 | 0 | 0
2006 | 6 | 2 | 0 | 0 | 0 | 0 | 0 | 0 | 0 | 0 | 0 | 0 | 0 | 0 | 0
2006 | 6 | 3 | 0.05 | 0.05 | 0 | 0 | 0.05 | 0 | 0 | 0 | 0 | 0 | 0 | 0 | 0
2006 | 6 | 4 | 0 | 0 | 0 | 0 | 0 | 0 | 0 | 0 | 0 | 0 | 0 | 0 | 0
2006 | 6 | 5 | 0 | 0 | 0 | 0 | 0 | 0 | 0 | 0 | 0 | 0 | 0 | 0 | 0
2006 | 6 | 6 | 0 | 0 | 0 | 0 | 0 | 0 | 0 | 0 | 0 | 0 | 0 | 0 | 0
2006 | 6 | 7 | 0.01 | 0.01 | 0 | 0 | 0.01 | 0 | 0 | 0 | 0 | 0 | 0 | 0 | 0
2006 | 6 | 8 | 0 | 0 | 0 | 0 | 0 | 0 | 0 | 0 | 0 | 0 | 0 | 0 | 0
2006 | 6 | 9 | 0.18 | 0.18 | 0.13 | 0 | 0.18 | 0.13 | 0 | 0 | 0 | 0 | 0 | 0 | 0
2006 | 6 | 10 | 0 | 0 | 0 | 0 | 0 | 0 | 0 | 0 | 0 | 0 | 0 | 0 | 0
2006 | 6 | 11 | 0 | 0 | 0 | 0 | 0 | 0 | 0 | 0 | 0 | 0 | 0 | 0 | 0
2006 | 6 | 12 | 0.39 | 0.39 | 0.34 | 0 | 0.39 | 0.34 | 0 | 0 | 0 | 0 | 0 | 0 | 0
2006 | 6 | 13 | 0 | 0 | 0 | 0 | 0 | 0 | 0 | 0 | 0 | 0 | 0 | 0 | 0
2006 | 6 | 14 | 0 | 0 | 0 | 0 | 0 | 0 | 0 | 0 | 0 | 0 | 0 | 0 | 0
2006 | 6 | 15 | 0 | 0 | 0 | 0 | 0 | 0 | 0 | 0 | 0 | 0 | 0 | 0 | 0
2006 | 6 | 16 | 0 | 0 | 0 | 0 | 0 | 0 | 0 | 0 | 0 | 0 | 0 | 0 | 0
2006 | 6 | 17 | 0 | 0 | 0 | 0 | 0 | 0 | 0 | 0 | 0 | 0 | 0 | 0 | 0
2006 | 6 | 18 | 0 | 0 | 0 | 0 | 0 | 0 | 0 | 0 | 0 | 0 | 0 | 0 | 0
2006 | 6 | 19 | 1.99 | 1 | 0.95 | 0 | 1 | 0.95 | 0 | 0 | 0 | 0 | 0 | 0 | 0
2006 | 6 | 20 | 0.03 | 0.03 | 0 | 0 | 0.03 | 0 | 0 | 0 | 0 | 0 | 0 | 0 | 0
2006 | 6 | 21 | 0 | 0 | 0 | 0 | 0 | 0 | 0 | 0 | 0 | 0 | 0 | 0 | 0
2006 | 6 | 22 | 0.04 | 0.04 | 0 | 0 | 0.04 | 0 | 0 | 0 | 0 | 0 | 0 | 0 | 0
2006 | 6 | 23 | 0.68 | 0.68 | 0.63 | 0 | 0.68 | 0.63 | 0 | 0 | 0 | 0 | 0 | 0 | 0
2006 | 6 | 24 | 0.14 | 0.14 | 0.09 | 0 | 0.14 | 0.09 | 0 | 0 | 0 | 0 | 0 | 0 | 0
2006 | 6 | 25 | 5.19 | 1 | 0.95 | 0 | 1 | 0.95 | 0 | 0 | 0 | 0 | 0 | 0 | 0
2006 | 6 | 26 | 4.22 | 1 | 0.95 | 0 | 1 | 0.95 | 0 | 0 | 0 | 0 | 0 | 0 | 0
2006 | 6 | 27 | 0.93 | 0.93 | 0.88 | 0 | 0.93 | 0.88 | 0 | 0 | 0 | 0 | 0 | 0 | 0
2006 | 6 | 28 | 0.17 | 0.17 | 0.12 | 0 | 0.17 | 0.12 | 0 | 0 | 0 | 0 | 0 | 0 | 0
2006 | 6 | 29 | 0 | 0 | 0 | 0 | 0 | 0 | 0 | 0 | 0 | 0 | 0 | 0 | 0
2006 | 6 | 30 | 0 | 0 | 0 | 0 | 0 | 0 | 0 | 0 | 0 | 0 | 0 | 0 | 0
2006 | 7 | 1 | 0 | 0 | 0 | 0 | 0 | 0 | 0 | 0 | 0 | 0 | 0 | 0 | 0
2006 | 7 | 2 | 0.7 | 0.7 | 0.65 | 0 | 0.7 | 0.65 | 0 | 0 | 0 | 0 | 0 | 0 | 0
2006 | 7 | 3 | 0 | 0 | 0 | 0 | 0 | 0 | 0 | 0 | 0 | 0 | 0 | 0 | 0
2006 | 7 | 4 | 0.35 | 0.35 | 0.3 | 0 | 0.35 | 0.3 | 0 | 0 | 0 | 0 | 0 | 0 | 0
2006 | 7 | 5 | 0.87 | 0.87 | 0.82 | 0 | 0.87 | 0.82 | 0 | 0 | 0 | 0 | 0 | 0 | 0
2006 | 7 | 6 | 0.61 | 0.61 | 0.56 | 0 | 0.61 | 0.56 | 0 | 0 | 0 | 0 | 0 | 0 | 0
2006 | 7 | 7 | 0 | 0 | 0 | 0 | 0 | 0 | 0 | 0 | 0 | 0 | 0 | 0 | 0
2006 | 7 | 8 | 0 | 0 | 0 | 0 | 0 | 0 | 0 | 0 | 0 | 0 | 0 | 0 | 0
2006 | 7 | 9 | 0 | 0 | 0 | 0 | 0 | 0 | 0 | 0 | 0 | 0 | 0 | 0 | 0
2006 | 7 | 10 | 0 | 0 | 0 | 0 | 0 | 0 | 0 | 0 | 0 | 0 | 0 | 0 | 0
2006 | 7 | 11 | 0 | 0 | 0 | 0 | 0 | 0 | 0 | 0 | 0 | 0 | 0 | 0 | 0
2006 | 7 | 12 | 0.69 | 0.69 | 0.64 | 0 | 0.69 | 0.64 | 0 | 0 | 0 | 0 | 0 | 0 | 0
2006 | 7 | 13 | 0 | 0 | 0 | 0 | 0 | 0 | 0 | 0 | 0 | 0 | 0 | 0 | 0
2006 | 7 | 14 | 0 | 0 | 0 | 0 | 0 | 0 | 0 | 0 | 0 | 0 | 0 | 0 | 0
2006 | 7 | 15 | 0 | 0 | 0 | 0 | 0 | 0 | 0 | 0 | 0 | 0 | 0 | 0 | 0
2006 | 7 | 16 | 0 | 0 | 0 | 0 | 0 | 0 | 0 | 0 | 0 | 0 | 0 | 0 | 0
2006 | 7 | 17 | 0 | 0 | 0 | 0 | 0 | 0 | 0 | 0 | 0 | 0 | 0 | 0 | 0
2006 | 7 | 18 | 0 | 0 | 0 | 0 | 0 | 0 | 0 | 0 | 0 | 0 | 0 | 0 | 0
2006 | 7 | 19 | 0 | 0 | 0 | 0 | 0 | 0 | 0 | 0 | 0 | 0 | 0 | 0 | 0
2006 | 7 | 20 | 0 | 0 | 0 | 0 | 0 | 0 | 0 | 0 | 0 | 0 | 0 | 0 | 0
2006 | 7 | 21 | 0 | 0 | 0 | 0 | 0 | 0 | 0 | 0 | 0 | 0 | 0 | 0 | 0
2006 | 7 | 22 | 0.34 | 0.34 | 0.29 | 0 | 0.34 | 0.29 | 0 | 0 | 0 | 0 | 0 | 0 | 0
2006 | 7 | 23 | 0 | 0 | 0 | 0 | 0 | 0 | 0 | 0 | 0 | 0 | 0 | 0 | 0
2006 | 7 | 24 | 0 | 0 | 0 | 0 | 0 | 0 | 0 | 0 | 0 | 0 | 0 | 0 | 0
2006 | 7 | 25 | 0 | 0 | 0 | 0 | 0 | 0 | 0 | 0 | 0 | 0 | 0 | 0 | 0
2006 | 7 | 26 | 0 | 0 | 0 | 0 | 0 | 0 | 0 | 0 | 0 | 0 | 0 | 0 | 0
2006 | 7 | 27 | 0 | 0 | 0 | 0 | 0 | 0 | 0 | 0 | 0 | 0 | 0 | 0 | 0
2006 | 7 | 28 | 0 | 0 | 0 | 0 | 0 | 0 | 0 | 0 | 0 | 0 | 0 | 0 | 0
2006 | 7 | 29 | 0 | 0 | 0 | 0 | 0 | 0 | 0 | 0 | 0 | 0 | 0 | 0 | 0
2006 | 7 | 30 | 0 | 0 | 0 | 0 | 0 | 0 | 0 | 0 | 0 | 0 | 0 | 0 | 0
2006 | 7 | 31 | 0 | 0 | 0 | 0 | 0 | 0 | 0 | 0 | 0 | 0 | 0 | 0 | 0
2006 | 8 | 1 | 0 | 0 | 0 | 0 | 0 | 0 | 0 | 0 | 0 | 0 | 0 | 0 | 0
2006 | 8 | 2 | 0 | 0 | 0 | 0 | 0 | 0 | 0 | 0 | 0 | 0 | 0 | 0 | 0
2006 | 8 | 3 | 0 | 0 | 0 | 0 | 0 | 0 | 0 | 0 | 0 | 0 | 0 | 0 | 0
2006 | 8 | 4 | 0 | 0 | 0 | 0 | 0 | 0 | 0 | 0 | 0 | 0 | 0 | 0 | 0
2006 | 8 | 5 | 0 | 0 | 0 | 0 | 0 | 0 | 0 | 0 | 0 | 0 | 0 | 0 | 0
2006 | 8 | 6 | 0 | 0 | 0 | 0 | 0 | 0 | 0 | 0 | 0 | 0 | 0 | 0 | 0
2006 | 8 | 7 | 0.79 | 0.79 | 0.74 | 0 | 0.79 | 0.74 | 0 | 0 | 0 | 0 | 0 | 0 | 0
2006 | 8 | 8 | 0 | 0 | 0 | 0 | 0 | 0 | 0 | 0 | 0 | 0 | 0 | 0 | 0
2006 | 8 | 9 | 0 | 0 | 0 | 0 | 0 | 0 | 0 | 0 | 0 | 0 | 0 | 0 | 0
2006 | 8 | 10 | 0.17 | 0.17 | 0.12 | 0 | 0.17 | 0.12 | 0 | 0 | 0 | 0 | 0 | 0 | 0
2006 | 8 | 11 | 0 | 0 | 0 | 0 | 0 | 0 | 0 | 0 | 0 | 0 | 0 | 0 | 0
2006 | 8 | 12 | 0 | 0 | 0 | 0 | 0 | 0 | 0 | 0 | 0 | 0 | 0 | 0 | 0
2006 | 8 | 13 | 0 | 0 | 0 | 0 | 0 | 0 | 0 | 0 | 0 | 0 | 0 | 0 | 0
2006 | 8 | 14 | 0 | 0 | 0 | 0 | 0 | 0 | 0 | 0 | 0 | 0 | 0 | 0 | 0
2006 | 8 | 15 | 0 | 0 | 0 | 0 | 0 | 0 | 0 | 0 | 0 | 0 | 0 | 0 | 0
2006 | 8 | 16 | 0 | 0 | 0 | 0 | 0 | 0 | 0 | 0 | 0 | 0 | 0 | 0 | 0
2006 | 8 | 17 | 0 | 0 | 0 | 0 | 0 | 0 | 0 | 0 | 0 | 0 | 0 | 0 | 0
2006 | 8 | 18 | 0 | 0 | 0 | 0 | 0 | 0 | 0 | 0 | 0 | 0 | 0 | 0 | 0
2006 | 8 | 19 | 0 | 0 | 0 | 0 | 0 | 0 | 0 | 0 | 0 | 0 | 0 | 0 | 0
2006 | 8 | 20 | 0 | 0 | 0 | 0 | 0 | 0 | 0 | 0 | 0 | 0 | 0 | 0 | 0
2006 | 8 | 21 | 0 | 0 | 0 | 0 | 0 | 0 | 0 | 0 | 0 | 0 | 0 | 0 | 0
2006 | 8 | 22 | 0 | 0 | 0 | 0 | 0 | 0 | 0 | 0 | 0 | 0 | 0 | 0 | 0
2006 | 8 | 23 | 0 | 0 | 0 | 0 | 0 | 0 | 0 | 0 | 0 | 0 | 0 | 0 | 0
2006 | 8 | 24 | 0 | 0 | 0 | 0 | 0 | 0 | 0 | 0 | 0 | 0 | 0 | 0 | 0
2006 | 8 | 25 | 0 | 0 | 0 | 0 | 0 | 0 | 0 | 0 | 0 | 0 | 0 | 0 | 0
2006 | 8 | 26 | 0 | 0 | 0 | 0 | 0 | 0 | 0 | 0 | 0 | 0 | 0 | 0 | 0
2006 | 8 | 27 | 0 | 0 | 0 | 0 | 0 | 0 | 0 | 0 | 0 | 0 | 0 | 0 | 0
2006 | 8 | 28 | 0 | 0 | 0 | 0 | 0 | 0 | 0 | 0 | 0 | 0 | 0 | 0 | 0
2006 | 8 | 29 | 0.01 | 0.01 | 0 | 0 | 0.01 | 0 | 0 | 0 | 0 | 0 | 0 | 0 | 0
2006 | 8 | 30 | 0.06 | 0.06 | 0.01 | 0 | 0.06 | 0.01 | 0 | 0 | 0 | 0 | 0 | 0 | 0
2006 | 8 | 31 | 0 | 0 | 0 | 0 | 0 | 0 | 0 | 0 | 0 | 0 | 0 | 0 | 0
2006 | 9 | 1 | 2.18 | 1 | 0.95 | 0 | 1 | 0.95 | 0 | 0 | 0 | 0 | 0 | 0 | 0
2006 | 9 | 2 | 0.53 | 0.53 | 0.48 | 0 | 0.53 | 0.48 | 0 | 0 | 0 | 0 | 0 | 0 | 0
2006 | 9 | 3 | 0 | 0 | 0 | 0 | 0 | 0 | 0 | 0 | 0 | 0 | 0 | 0 | 0
2006 | 9 | 4 | 0 | 0 | 0 | 0 | 0 | 0 | 0 | 0 | 0 | 0 | 0 | 0 | 0
2006 | 9 | 5 | 1.77 | 1 | 0.95 | 0 | 1 | 0.95 | 0 | 0 | 0 | 0 | 0 | 0 | 0
2006 | 9 | 6 | 0 | 0 | 0 | 0 | 0 | 0 | 0 | 0 | 0 | 0 | 0 | 0 | 0
2006 | 9 | 7 | 0 | 0 | 0 | 0 | 0 | 0 | 0 | 0 | 0 | 0 | 0 | 0 | 0
2006 | 9 | 8 | 0 | 0 | 0 | 0 | 0 | 0 | 0 | 0 | 0 | 0 | 0 | 0 | 0
2006 | 9 | 9 | 0 | 0 | 0 | 0 | 0 | 0 | 0 | 0 | 0 | 0 | 0 | 0 | 0
2006 | 9 | 10 | 0 | 0 | 0 | 0 | 0 | 0 | 0 | 0 | 0 | 0 | 0 | 0 | 0
2006 | 9 | 11 | 0 | 0 | 0 | 0 | 0 | 0 | 0 | 0 | 0 | 0 | 0 | 0 | 0
2006 | 9 | 12 | 0 | 0 | 0 | 0 | 0 | 0 | 0 | 0 | 0 | 0 | 0 | 0 | 0
2006 | 9 | 13 | 0 | 0 | 0 | 0 | 0 | 0 | 0 | 0 | 0 | 0 | 0 | 0 | 0
2006 | 9 | 14 | 0.71 | 0.71 | 0.66 | 0 | 0.71 | 0.66 | 0 | 0 | 0 | 0 | 0 | 0 | 0
2006 | 9 | 15 | 0.02 | 0.02 | 0 | 0 | 0.02 | 0 | 0 | 0 | 0 | 0 | 0 | 0 | 0
2006 | 9 | 16 | 0.05 | 0.05 | 0 | 0 | 0.05 | 0 | 0 | 0 | 0 | 0 | 0 | 0 | 0
2006 | 9 | 17 | 0 | 0 | 0 | 0 | 0 | 0 | 0 | 0 | 0 | 0 | 0 | 0 | 0
2006 | 9 | 18 | 0 | 0 | 0 | 0 | 0 | 0 | 0 | 0 | 0 | 0 | 0 | 0 | 0
2006 | 9 | 19 | 0 | 0 | 0 | 0 | 0 | 0 | 0 | 0 | 0 | 0 | 0 | 0 | 0
2006 | 9 | 20 | 0 | 0 | 0 | 0 | 0 | 0 | 0 | 0 | 0 | 0 | 0 | 0 | 0
2006 | 9 | 21 | 0 | 0 | 0 | 0 | 0 | 0 | 0 | 0 | 0 | 0 | 0 | 0 | 0
2006 | 9 | 22 | 0 | 0 | 0 | 0 | 0 | 0 | 0 | 0 | 0 | 0 | 0 | 0 | 0
2006 | 9 | 23 | 0 | 0 | 0 | 0 | 0 | 0 | 0 | 0 | 0 | 0 | 0 | 0 | 0
2006 | 9 | 24 | 0 | 0 | 0 | 0 | 0 | 0 | 0 | 0 | 0 | 0 | 0 | 0 | 0
2006 | 9 | 25 | 0 | 0 | 0 | 0 | 0 | 0 | 0 | 0 | 0 | 0 | 0 | 0 | 0
2006 | 9 | 26 | 0 | 0 | 0 | 0 | 0 | 0 | 0 | 0 | 0 | 0 | 0 | 0 | 0
2006 | 9 | 27 | 0 | 0 | 0 | 0 | 0 | 0 | 0 | 0 | 0 | 0 | 0 | 0 | 0
2006 | 9 | 28 | 1.04 | 1 | 0.95 | 0 | 1 | 0.95 | 0 | 0 | 0 | 0 | 0 | 0 | 0
2006 | 9 | 29 | 0 | 0 | 0 | 0 | 0 | 0 | 0 | 0 | 0 | 0 | 0 | 0 | 0
2006 | 9 | 30 | 0.01 | 0.01 | 0 | 0 | 0.01 | 0 | 0 | 0 | 0 | 0 | 0 | 0 | 0
2006 | 10 | 1 | 0.2 | 0.2 | 0.15 | 0 | 0.2 | 0.15 | 0 | 0 | 0 | 0 | 0 | 0 | 0
2006 | 10 | 2 | 0 | 0 | 0 | 0 | 0 | 0 | 0 | 0 | 0 | 0 | 0 | 0 | 0
2006 | 10 | 3 | 0 | 0 | 0 | 0 | 0 | 0 | 0 | 0 | 0 | 0 | 0 | 0 | 0
2006 | 10 | 4 | 0 | 0 | 0 | 0 | 0 | 0 | 0 | 0 | 0 | 0 | 0 | 0 | 0
2006 | 10 | 5 | 0.73 | 0.73 | 0.68 | 0 | 0.73 | 0.68 | 0 | 0 | 0 | 0 | 0 | 0 | 0
2006 | 10 | 6 | 1.31 | 1 | 0.95 | 0 | 1 | 0.95 | 0 | 0 | 0 | 0 | 0 | 0 | 0
2006 | 10 | 7 | 0.01 | 0.01 | 0 | 0 | 0.01 | 0 | 0 | 0 | 0 | 0 | 0 | 0 | 0
2006 | 10 | 8 | 0 | 0 | 0 | 0 | 0 | 0 | 0 | 0 | 0 | 0 | 0 | 0 | 0
2006 | 10 | 9 | 0 | 0 | 0 | 0 | 0 | 0 | 0 | 0 | 0 | 0 | 0 | 0 | 0
2006 | 10 | 10 | 0 | 0 | 0 | 0 | 0 | 0 | 0 | 0 | 0 | 0 | 0 | 0 | 0
2006 | 10 | 11 | 0 | 0 | 0 | 0 | 0 | 0 | 0 | 0 | 0 | 0 | 0 | 0 | 0
2006 | 10 | 12 | 0.23 | 0.23 | 0.18 | 0 | 0.23 | 0.18 | 0 | 0 | 0 | 0 | 0 | 0 | 0
2006 | 10 | 13 | 0 | 0 | 0 | 0 | 0 | 0 | 0 | 0 | 0 | 0 | 0 | 0 | 0
2006 | 10 | 14 | 0 | 0 | 0 | 0 | 0 | 0 | 0 | 0 | 0 | 0 | 0 | 0 | 0
2006 | 10 | 15 | 0 | 0 | 0 | 0 | 0 | 0 | 0 | 0 | 0 | 0 | 0 | 0 | 0
2006 | 10 | 16 | 0 | 0 | 0 | 0 | 0 | 0 | 0 | 0 | 0 | 0 | 0 | 0 | 0
2006 | 10 | 17 | 0.55 | 0.55 | 0.5 | 0 | 0.55 | 0.5 | 0 | 0 | 0 | 0 | 0 | 0 | 0
2006 | 10 | 18 | 0 | 0 | 0 | 0 | 0 | 0 | 0 | 0 | 0 | 0 | 0 | 0 | 0
2006 | 10 | 19 | 0.02 | 0.02 | 0 | 0 | 0.02 | 0 | 0 | 0 | 0 | 0 | 0 | 0 | 0
2006 | 10 | 20 | 0.22 | 0.22 | 0.17 | 0 | 0.22 | 0.17 | 0 | 0 | 0 | 0 | 0 | 0 | 0
2006 | 10 | 21 | 0 | 0 | 0 | 0 | 0 | 0 | 0 | 0 | 0 | 0 | 0 | 0 | 0
2006 | 10 | 22 | 0 | 0 | 0 | 0 | 0 | 0 | 0 | 0 | 0 | 0 | 0 | 0 | 0
2006 | 10 | 23 | 0 | 0 | 0 | 0 | 0 | 0 | 0 | 0 | 0 | 0 | 0 | 0 | 0
2006 | 10 | 24 | 0 | 0 | 0 | 0 | 0 | 0 | 0 | 0 | 0 | 0 | 0 | 0 | 0
2006 | 10 | 25 | 0 | 0 | 0 | 0 | 0 | 0 | 0 | 0 | 0 | 0 | 0 | 0 | 0
2006 | 10 | 26 | 0 | 0 | 0 | 0 | 0 | 0 | 0 | 0 | 0 | 0 | 0 | 0 | 0
2006 | 10 | 27 | 0.75 | 0.75 | 0.7 | 0 | 0.75 | 0.7 | 0 | 0 | 0 | 0 | 0 | 0 | 0
2006 | 10 | 28 | 1.04 | 1 | 0.95 | 0 | 1 | 0.95 | 0 | 0 | 0 | 0 | 0 | 0 | 0
2006 | 10 | 29 | 0 | 0 | 0 | 0 | 0 | 0 | 0 | 0 | 0 | 0 | 0 | 0 | 0
2006 | 10 | 30 | 0 | 0 | 0 | 0 | 0 | 0 | 0 | 0 | 0 | 0 | 0 | 0 | 0
2006 | 10 | 31 | 0 | 0 | 0 | 0 | 0 | 0 | 0 | 0 | 0 | 0 | 0 | 0 | 0
2006 | 11 | 1 | 0 | 0 | 0 | 0 | 0 | 0 | 0 | 0 | 0 | 0 | 0 | 0 | 0
2006 | 11 | 2 | 0.38 | 0.38 | 0.33 | 0 | 0.38 | 0.33 | 0 | 0 | 0 | 0 | 0 | 0 | 0
2006 | 11 | 3 | 0 | 0 | 0 | 0 | 0 | 0 | 0 | 0 | 0 | 0 | 0 | 0 | 0
2006 | 11 | 4 | 0 | 0 | 0 | 0 | 0 | 0 | 0 | 0 | 0 | 0 | 0 | 0 | 0
2006 | 11 | 5 | 0 | 0 | 0 | 0 | 0 | 0 | 0 | 0 | 0 | 0 | 0 | 0 | 0
2006 | 11 | 6 | 0 | 0 | 0 | 0 | 0 | 0 | 0 | 0 | 0 | 0 | 0 | 0 | 0
2006 | 11 | 7 | 0.27 | 0.27 | 0.22 | 0 | 0.27 | 0.22 | 0 | 0 | 0 | 0 | 0 | 0 | 0
2006 | 11 | 8 | 1.48 | 1 | 0.95 | 0 | 1 | 0.95 | 0 | 0 | 0 | 0 | 0 | 0 | 0
2006 | 11 | 9 | 0 | 0 | 0 | 0 | 0 | 0 | 0 | 0 | 0 | 0 | 0 | 0 | 0
2006 | 11 | 10 | 0 | 0 | 0 | 0 | 0 | 0 | 0 | 0 | 0 | 0 | 0 | 0 | 0
2006 | 11 | 11 | 0 | 0 | 0 | 0 | 0 | 0 | 0 | 0 | 0 | 0 | 0 | 0 | 0
2006 | 11 | 12 | 1.11 | 1 | 0.95 | 0 | 1 | 0.95 | 0 | 0 | 0 | 0 | 0 | 0 | 0
2006 | 11 | 13 | 0.03 | 0.03 | 0 | 0 | 0.03 | 0 | 0 | 0 | 0 | 0 | 0 | 0 | 0
2006 | 11 | 14 | 0 | 0 | 0 | 0 | 0 | 0 | 0 | 0 | 0 | 0 | 0 | 0 | 0
2006 | 11 | 15 | 0 | 0 | 0 | 0 | 0 | 0 | 0 | 0 | 0 | 0 | 0 | 0 | 0
2006 | 11 | 16 | 1.01 | 1 | 0.95 | 0 | 1 | 0.95 | 0 | 0 | 0 | 0 | 0 | 0 | 0
2006 | 11 | 17 | 0 | 0 | 0 | 0 | 0 | 0 | 0 | 0 | 0 | 0 | 0 | 0 | 0
2006 | 11 | 18 | 0 | 0 | 0 | 0 | 0 | 0 | 0 | 0 | 0 | 0 | 0 | 0 | 0
2006 | 11 | 19 | 0 | 0 | 0 | 0 | 0 | 0 | 0 | 0 | 0 | 0 | 0 | 0 | 0
2006 | 11 | 20 | 0 | 0 | 0 | 0 | 0 | 0 | 0 | 0 | 0 | 0 | 0 | 0 | 0
2006 | 11 | 21 | 0 | 0 | 0 | 0 | 0 | 0 | 0 | 0 | 0 | 0 | 0 | 0 | 0
2006 | 11 | 22 | 0.81 | 0.81 | 0.76 | 0 | 0.81 | 0.76 | 0 | 0 | 0 | 0 | 0 | 0 | 0
2006 | 11 | 23 | 0.07 | 0.07 | 0.02 | 0 | 0.07 | 0.02 | 0 | 0 | 0 | 0 | 0 | 0 | 0
2006 | 11 | 24 | 0 | 0 | 0 | 0 | 0 | 0 | 0 | 0 | 0 | 0 | 0 | 0 | 0
2006 | 11 | 25 | 0 | 0 | 0 | 0 | 0 | 0 | 0 | 0 | 0 | 0 | 0 | 0 | 0
2006 | 11 | 26 | 0 | 0 | 0 | 0 | 0 | 0 | 0 | 0 | 0 | 0 | 0 | 0 | 0
2006 | 11 | 27 | 0 | 0 | 0 | 0 | 0 | 0 | 0 | 0 | 0 | 0 | 0 | 0 | 0
2006 | 11 | 28 | 0 | 0 | 0 | 0 | 0 | 0 | 0 | 0 | 0 | 0 | 0 | 0 | 0
2006 | 11 | 29 | 0 | 0 | 0 | 0 | 0 | 0 | 0 | 0 | 0 | 0 | 0 | 0 | 0
2006 | 11 | 30 | 0 | 0 | 0 | 0 | 0 | 0 | 0 | 0 | 0 | 0 | 0 | 0 | 0
2006 | 12 | 1 | 0.06 | 0.06 | 0.01 | 0 | 0.06 | 0.01 | 0 | 0 | 0 | 0 | 0 | 0 | 0
2006 | 12 | 2 | 0 | 0 | 0 | 0 | 0 | 0 | 0 | 0 | 0 | 0 | 0 | 0 | 0
2006 | 12 | 3 | 0 | 0 | 0 | 0 | 0 | 0 | 0 | 0 | 0 | 0 | 0 | 0 | 0
2006 | 12 | 4 | 0 | 0 | 0 | 0 | 0 | 0 | 0 | 0 | 0 | 0 | 0 | 0 | 0
2006 | 12 | 5 | 0 | 0 | 0 | 0 | 0 | 0 | 0 | 0 | 0 | 0 | 0 | 0 | 0
2006 | 12 | 6 | 0 | 0 | 0 | 0 | 0 | 0 | 0 | 0 | 0 | 0 | 0 | 0 | 0
2006 | 12 | 7 | 0 | 0 | 0 | 0 | 0 | 0 | 0 | 0 | 0 | 0 | 0 | 0 | 0
2006 | 12 | 8 | 0 | 0 | 0 | 0 | 0 | 0 | 0 | 0 | 0 | 0 | 0 | 0 | 0
2006 | 12 | 9 | 0 | 0 | 0 | 0 | 0 | 0 | 0 | 0 | 0 | 0 | 0 | 0 | 0
2006 | 12 | 10 | 0 | 0 | 0 | 0 | 0 | 0 | 0 | 0 | 0 | 0 | 0 | 0 | 0
2006 | 12 | 11 | 0 | 0 | 0 | 0 | 0 | 0 | 0 | 0 | 0 | 0 | 0 | 0 | 0
2006 | 12 | 12 | 0 | 0 | 0 | 0 | 0 | 0 | 0 | 0 | 0 | 0 | 0 | 0 | 0
2006 | 12 | 13 | 0.09 | 0.09 | 0.04 | 0 | 0.09 | 0.04 | 0 | 0 | 0 | 0 | 0 | 0 | 0
2006 | 12 | 14 | 0 | 0 | 0 | 0 | 0 | 0 | 0 | 0 | 0 | 0 | 0 | 0 | 0
2006 | 12 | 15 | 0 | 0 | 0 | 0 | 0 | 0 | 0 | 0 | 0 | 0 | 0 | 0 | 0
2006 | 12 | 16 | 0 | 0 | 0 | 0 | 0 | 0 | 0 | 0 | 0 | 0 | 0 | 0 | 0
2006 | 12 | 17 | 0 | 0 | 0 | 0 | 0 | 0 | 0 | 0 | 0 | 0 | 0 | 0 | 0
2006 | 12 | 18 | 0 | 0 | 0 | 0 | 0 | 0 | 0 | 0 | 0 | 0 | 0 | 0 | 0
2006 | 12 | 19 | 0 | 0 | 0 | 0 | 0 | 0 | 0 | 0 | 0 | 0 | 0 | 0 | 0
2006 | 12 | 20 | 0 | 0 | 0 | 0 | 0 | 0 | 0 | 0 | 0 | 0 | 0 | 0 | 0
2006 | 12 | 21 | 0 | 0 | 0 | 0 | 0 | 0 | 0 | 0 | 0 | 0 | 0 | 0 | 0
2006 | 12 | 22 | 0.7 | 0.7 | 0.65 | 0 | 0.7 | 0.65 | 0 | 0 | 0 | 0 | 0 | 0 | 0
2006 | 12 | 23 | 0.06 | 0.06 | 0.01 | 0 | 0.06 | 0.01 | 0 | 0 | 0 | 0 | 0 | 0 | 0
2006 | 12 | 24 | 0 | 0 | 0 | 0 | 0 | 0 | 0 | 0 | 0 | 0 | 0 | 0 | 0
2006 | 12 | 25 | 0.49 | 0.49 | 0.44 | 0 | 0.49 | 0.44 | 0 | 0 | 0 | 0 | 0 | 0 | 0
2006 | 12 | 26 | 0.1 | 0.1 | 0.05 | 0 | 0.1 | 0.05 | 0 | 0 | 0 | 0 | 0 | 0 | 0
2006 | 12 | 27 | 0 | 0 | 0 | 0 | 0 | 0 | 0 | 0 | 0 | 0 | 0 | 0 | 0
2006 | 12 | 28 | 0 | 0 | 0 | 0 | 0 | 0 | 0 | 0 | 0 | 0 | 0 | 0 | 0
2006 | 12 | 29 | 0 | 0 | 0 | 0 | 0 | 0 | 0 | 0 | 0 | 0 | 0 | 0 | 0
2006 | 12 | 30 | 0 | 0 | 0 | 0 | 0 | 0 | 0 | 0 | 0 | 0 | 0 | 0 | 0
2006 | 12 | 31 | 0.06 | 0.06 | 0.01 | 0 | 0.06 | 0.01 | 0 | 0 | 0 | 0 | 0 | 0 | 0
2007 | 1 | 1 | 1.03 | 1 | 0.95 | 0 | 1 | 0.95 | 0 | 0 | 0 | 0 | 0 | 0 | 0
2007 | 1 | 2 | 0 | 0 | 0 | 0 | 0 | 0 | 0 | 0 | 0 | 0 | 0 | 0 | 0
2007 | 1 | 3 | 0 | 0 | 0 | 0 | 0 | 0 | 0 | 0 | 0 | 0 | 0 | 0 | 0
2007 | 1 | 4 | 0 | 0 | 0 | 0 | 0 | 0 | 0 | 0 | 0 | 0 | 0 | 0 | 0
2007 | 1 | 5 | 0.19 | 0.19 | 0.14 | 0 | 0.19 | 0.14 | 0 | 0 | 0 | 0 | 0 | 0 | 0
2007 | 1 | 6 | 0.02 | 0.02 | 0 | 0 | 0.02 | 0 | 0 | 0 | 0 | 0 | 0 | 0 | 0
2007 | 1 | 7 | 0.23 | 0.23 | 0.18 | 0 | 0.23 | 0.18 | 0 | 0 | 0 | 0 | 0 | 0 | 0
2007 | 1 | 8 | 0.5 | 0.5 | 0.45 | 0 | 0.5 | 0.45 | 0 | 0 | 0 | 0 | 0 | 0 | 0
2007 | 1 | 9 | 0 | 0 | 0 | 0 | 0 | 0 | 0 | 0 | 0 | 0 | 0 | 0 | 0
2007 | 1 | 10 | 0 | 0 | 0 | 0 | 0 | 0 | 0 | 0 | 0 | 0 | 0 | 0 | 0
2007 | 1 | 11 | 0 | 0 | 0 | 0 | 0 | 0 | 0 | 0 | 0 | 0 | 0 | 0 | 0
2007 | 1 | 12 | 0.02 | 0.02 | 0 | 0 | 0.02 | 0 | 0 | 0 | 0 | 0 | 0 | 0 | 0
2007 | 1 | 13 | 0.01 | 0.01 | 0 | 0 | 0.01 | 0 | 0 | 0 | 0 | 0 | 0 | 0 | 0
2007 | 1 | 14 | 0.06 | 0.06 | 0.01 | 0 | 0.06 | 0.01 | 0 | 0 | 0 | 0 | 0 | 0 | 0
2007 | 1 | 15 | 0 | 0 | 0 | 0 | 0 | 0 | 0 | 0 | 0 | 0 | 0 | 0 | 0
2007 | 1 | 16 | 0 | 0 | 0 | 0 | 0 | 0 | 0 | 0 | 0 | 0 | 0 | 0 | 0
2007 | 1 | 17 | 0 | 0 | 0 | 0 | 0 | 0 | 0 | 0 | 0 | 0 | 0 | 0 | 0
2007 | 1 | 18 | 0 | 0 | 0 | 0 | 0 | 0 | 0 | 0 | 0 | 0 | 0 | 0 | 0
2007 | 1 | 19 | 0 | 0 | 0 | 0 | 0 | 0 | 0 | 0 | 0 | 0 | 0 | 0 | 0
2007 | 1 | 20 | 0 | 0 | 0 | 0 | 0 | 0 | 0 | 0 | 0 | 0 | 0 | 0 | 0
2007 | 1 | 21 | 0.33 | 0.33 | 0.28 | 0 | 0.33 | 0.28 | 0 | 0 | 0 | 0 | 0 | 0 | 0
2007 | 1 | 22 | 0.02 | 0.02 | 0 | 0 | 0.02 | 0 | 0 | 0 | 0 | 0 | 0 | 0 | 0
2007 | 1 | 23 | 0 | 0 | 0 | 0 | 0 | 0 | 0 | 0 | 0 | 0 | 0 | 0 | 0
2007 | 1 | 24 | 0 | 0 | 0 | 0 | 0 | 0 | 0 | 0 | 0 | 0 | 0 | 0 | 0
2007 | 1 | 25 | 0 | 0 | 0 | 0 | 0 | 0 | 0 | 0 | 0 | 0 | 0 | 0 | 0
2007 | 1 | 26 | 0 | 0 | 0 | 0 | 0 | 0 | 0 | 0 | 0 | 0 | 0 | 0 | 0
2007 | 1 | 27 | 0 | 0 | 0 | 0 | 0 | 0 | 0 | 0 | 0 | 0 | 0 | 0 | 0
2007 | 1 | 28 | 0.05 | 0.05 | 0 | 0 | 0.05 | 0 | 0 | 0 | 0 | 0 | 0 | 0 | 0
2007 | 1 | 29 | 0 | 0 | 0 | 0 | 0 | 0 | 0 | 0 | 0 | 0 | 0 | 0 | 0
2007 | 1 | 30 | 0 | 0 | 0 | 0 | 0 | 0 | 0 | 0 | 0 | 0 | 0 | 0 | 0
2007 | 1 | 31 | 0 | 0 | 0 | 0 | 0 | 0 | 0 | 0 | 0 | 0 | 0 | 0 | 0
2007 | 2 | 1 | 0.01 | 0.01 | 0 | 0 | 0.01 | 0 | 0 | 0 | 0 | 0 | 0 | 0 | 0
2007 | 2 | 2 | 0.08 | 0.08 | 0.03 | 0 | 0.08 | 0.03 | 0 | 0 | 0 | 0 | 0 | 0 | 0
2007 | 2 | 3 | 0 | 0 | 0 | 0 | 0 | 0 | 0 | 0 | 0 | 0 | 0 | 0 | 0
2007 | 2 | 4 | 0 | 0 | 0 | 0 | 0 | 0 | 0 | 0 | 0 | 0 | 0 | 0 | 0
2007 | 2 | 5 | 0 | 0 | 0 | 0 | 0 | 0 | 0 | 0 | 0 | 0 | 0 | 0 | 0
2007 | 2 | 6 | 0.02 | 0.02 | 0 | 0 | 0.02 | 0 | 0 | 0 | 0 | 0 | 0 | 0 | 0
2007 | 2 | 7 | 0.04 | 0.04 | 0 | 0 | 0.04 | 0 | 0 | 0 | 0 | 0 | 0 | 0 | 0
2007 | 2 | 8 | 0 | 0 | 0 | 0 | 0 | 0 | 0 | 0 | 0 | 0 | 0 | 0 | 0
2007 | 2 | 9 | 0 | 0 | 0 | 0 | 0 | 0 | 0 | 0 | 0 | 0 | 0 | 0 | 0
2007 | 2 | 10 | 0 | 0 | 0 | 0 | 0 | 0 | 0 | 0 | 0 | 0 | 0 | 0 | 0
2007 | 2 | 11 | 0 | 0 | 0 | 0 | 0 | 0 | 0 | 0 | 0 | 0 | 0 | 0 | 0
2007 | 2 | 12 | 0 | 0 | 0 | 0 | 0 | 0 | 0 | 0 | 0 | 0 | 0 | 0 | 0
2007 | 2 | 13 | 0.17 | 0.17 | 0.12 | 0 | 0.17 | 0.12 | 0 | 0 | 0 | 0 | 0 | 0 | 0
2007 | 2 | 14 | 0.89 | 0.89 | 0.84 | 0 | 0.89 | 0.84 | 0 | 0 | 0 | 0 | 0 | 0 | 0
2007 | 2 | 15 | 0 | 0 | 0 | 0 | 0 | 0 | 0 | 0 | 0 | 0 | 0 | 0 | 0
2007 | 2 | 16 | 0 | 0 | 0 | 0 | 0 | 0 | 0 | 0 | 0 | 0 | 0 | 0 | 0
2007 | 2 | 17 | 0 | 0 | 0 | 0 | 0 | 0 | 0 | 0 | 0 | 0 | 0 | 0 | 0
2007 | 2 | 18 | 0 | 0 | 0 | 0 | 0 | 0 | 0 | 0 | 0 | 0 | 0 | 0 | 0
2007 | 2 | 19 | 0 | 0 | 0 | 0 | 0 | 0 | 0 | 0 | 0 | 0 | 0 | 0 | 0
2007 | 2 | 20 | 0.25 | 0.25 | 0.2 | 0 | 0.25 | 0.2 | 0 | 0 | 0 | 0 | 0 | 0 | 0
2007 | 2 | 21 | 0 | 0 | 0 | 0 | 0 | 0 | 0 | 0 | 0 | 0 | 0 | 0 | 0
2007 | 2 | 22 | 0.01 | 0.01 | 0 | 0 | 0.01 | 0 | 0 | 0 | 0 | 0 | 0 | 0 | 0
2007 | 2 | 23 | 0 | 0 | 0 | 0 | 0 | 0 | 0 | 0 | 0 | 0 | 0 | 0 | 0
2007 | 2 | 24 | 0 | 0 | 0 | 0 | 0 | 0 | 0 | 0 | 0 | 0 | 0 | 0 | 0
2007 | 2 | 25 | 0.75 | 0.75 | 0.7 | 0 | 0.75 | 0.7 | 0 | 0 | 0 | 0 | 0 | 0 | 0
2007 | 2 | 26 | 0 | 0 | 0 | 0 | 0 | 0 | 0 | 0 | 0 | 0 | 0 | 0 | 0
2007 | 2 | 27 | 0 | 0 | 0 | 0 | 0 | 0 | 0 | 0 | 0 | 0 | 0 | 0 | 0
2007 | 2 | 28 | 0 | 0 | 0 | 0 | 0 | 0 | 0 | 0 | 0 | 0 | 0 | 0 | 0
2007 | 3 | 1 | 0.19 | 0.19 | 0.14 | 0 | 0.19 | 0.14 | 0 | 0 | 0 | 0 | 0 | 0 | 0
2007 | 3 | 2 | 0.57 | 0.57 | 0.52 | 0 | 0.57 | 0.52 | 0 | 0 | 0 | 0 | 0 | 0 | 0
2007 | 3 | 3 | 0 | 0 | 0 | 0 | 0 | 0 | 0 | 0 | 0 | 0 | 0 | 0 | 0
2007 | 3 | 4 | 0 | 0 | 0 | 0 | 0 | 0 | 0 | 0 | 0 | 0 | 0 | 0 | 0
2007 | 3 | 5 | 0 | 0 | 0 | 0 | 0 | 0 | 0 | 0 | 0 | 0 | 0 | 0 | 0
2007 | 3 | 6 | 0 | 0 | 0 | 0 | 0 | 0 | 0 | 0 | 0 | 0 | 0 | 0 | 0
2007 | 3 | 7 | 0.15 | 0.15 | 0.1 | 0 | 0.15 | 0.1 | 0 | 0 | 0 | 0 | 0 | 0 | 0
2007 | 3 | 8 | 0 | 0 | 0 | 0 | 0 | 0 | 0 | 0 | 0 | 0 | 0 | 0 | 0
2007 | 3 | 9 | 0 | 0 | 0 | 0 | 0 | 0 | 0 | 0 | 0 | 0 | 0 | 0 | 0
2007 | 3 | 10 | 0.04 | 0.04 | 0 | 0 | 0.04 | 0 | 0 | 0 | 0 | 0 | 0 | 0 | 0
2007 | 3 | 11 | 0.05 | 0.05 | 0 | 0 | 0.05 | 0 | 0 | 0 | 0 | 0 | 0 | 0 | 0
2007 | 3 | 12 | 0 | 0 | 0 | 0 | 0 | 0 | 0 | 0 | 0 | 0 | 0 | 0 | 0
2007 | 3 | 13 | 0 | 0 | 0 | 0 | 0 | 0 | 0 | 0 | 0 | 0 | 0 | 0 | 0
2007 | 3 | 14 | 0 | 0 | 0 | 0 | 0 | 0 | 0 | 0 | 0 | 0 | 0 | 0 | 0
2007 | 3 | 15 | 0.36 | 0.36 | 0.31 | 0 | 0.36 | 0.31 | 0 | 0 | 0 | 0 | 0 | 0 | 0
2007 | 3 | 16 | 1.79 | 1 | 0.95 | 0 | 1 | 0.95 | 0 | 0 | 0 | 0 | 0 | 0 | 0
2007 | 3 | 17 | 0 | 0 | 0 | 0 | 0 | 0 | 0 | 0 | 0 | 0 | 0 | 0 | 0
2007 | 3 | 18 | 0 | 0 | 0 | 0 | 0 | 0 | 0 | 0 | 0 | 0 | 0 | 0 | 0
2007 | 3 | 19 | 0 | 0 | 0 | 0 | 0 | 0 | 0 | 0 | 0 | 0 | 0 | 0 | 0
2007 | 3 | 20 | 0 | 0 | 0 | 0 | 0 | 0 | 0 | 0 | 0 | 0 | 0 | 0 | 0
2007 | 3 | 21 | 0 | 0 | 0 | 0 | 0 | 0 | 0 | 0 | 0 | 0 | 0 | 0 | 0
2007 | 3 | 22 | 0 | 0 | 0 | 0 | 0 | 0 | 0 | 0 | 0 | 0 | 0 | 0 | 0
2007 | 3 | 23 | 0 | 0 | 0 | 0 | 0 | 0 | 0 | 0 | 0 | 0 | 0 | 0 | 0
2007 | 3 | 24 | 0.04 | 0.04 | 0 | 0 | 0.04 | 0 | 0 | 0 | 0 | 0 | 0 | 0 | 0
2007 | 3 | 25 | 0 | 0 | 0 | 0 | 0 | 0 | 0 | 0 | 0 | 0 | 0 | 0 | 0
2007 | 3 | 26 | 0 | 0 | 0 | 0 | 0 | 0 | 0 | 0 | 0 | 0 | 0 | 0 | 0
2007 | 3 | 27 | 0 | 0 | 0 | 0 | 0 | 0 | 0 | 0 | 0 | 0 | 0 | 0 | 0
2007 | 3 | 28 | 0 | 0 | 0 | 0 | 0 | 0 | 0 | 0 | 0 | 0 | 0 | 0 | 0
2007 | 3 | 29 | 0 | 0 | 0 | 0 | 0 | 0 | 0 | 0 | 0 | 0 | 0 | 0 | 0
2007 | 3 | 30 | 0 | 0 | 0 | 0 | 0 | 0 | 0 | 0 | 0 | 0 | 0 | 0 | 0
2007 | 3 | 31 | 0 | 0 | 0 | 0 | 0 | 0 | 0 | 0 | 0 | 0 | 0 | 0 | 0
2007 | 4 | 1 | 0 | 0 | 0 | 0 | 0 | 0 | 0 | 0 | 0 | 0 | 0 | 0 | 0
2007 | 4 | 2 | 0.01 | 0.01 | 0 | 0 | 0.01 | 0 | 0 | 0 | 0 | 0 | 0 | 0 | 0
2007 | 4 | 3 | 0 | 0 | 0 | 0 | 0 | 0 | 0 | 0 | 0 | 0 | 0 | 0 | 0
2007 | 4 | 4 | 0.29 | 0.29 | 0.24 | 0 | 0.29 | 0.24 | 0 | 0 | 0 | 0 | 0 | 0 | 0
2007 | 4 | 5 | 0 | 0 | 0 | 0 | 0 | 0 | 0 | 0 | 0 | 0 | 0 | 0 | 0
2007 | 4 | 6 | 0 | 0 | 0 | 0 | 0 | 0 | 0 | 0 | 0 | 0 | 0 | 0 | 0
2007 | 4 | 7 | 0.09 | 0.09 | 0.04 | 0 | 0.09 | 0.04 | 0 | 0 | 0 | 0 | 0 | 0 | 0
2007 | 4 | 8 | 0 | 0 | 0 | 0 | 0 | 0 | 0 | 0 | 0 | 0 | 0 | 0 | 0
2007 | 4 | 9 | 0 | 0 | 0 | 0 | 0 | 0 | 0 | 0 | 0 | 0 | 0 | 0 | 0
2007 | 4 | 10 | 0 | 0 | 0 | 0 | 0 | 0 | 0 | 0 | 0 | 0 | 0 | 0 | 0
2007 | 4 | 11 | 0.27 | 0.27 | 0.22 | 0 | 0.27 | 0.22 | 0 | 0 | 0 | 0 | 0 | 0 | 0
2007 | 4 | 12 | 0.74 | 0.74 | 0.69 | 0 | 0.74 | 0.69 | 0 | 0 | 0 | 0 | 0 | 0 | 0
2007 | 4 | 13 | 0 | 0 | 0 | 0 | 0 | 0 | 0 | 0 | 0 | 0 | 0 | 0 | 0
2007 | 4 | 14 | 0.15 | 0.15 | 0.1 | 0 | 0.15 | 0.1 | 0 | 0 | 0 | 0 | 0 | 0 | 0
2007 | 4 | 15 | 2.41 | 1 | 0.95 | 0 | 1 | 0.95 | 0 | 0 | 0 | 0 | 0 | 0 | 0
2007 | 4 | 16 | 0 | 0 | 0 | 0 | 0 | 0 | 0 | 0 | 0 | 0 | 0 | 0 | 0
2007 | 4 | 17 | 0 | 0 | 0 | 0 | 0 | 0 | 0 | 0 | 0 | 0 | 0 | 0 | 0
2007 | 4 | 18 | 0 | 0 | 0 | 0 | 0 | 0 | 0 | 0 | 0 | 0 | 0 | 0 | 0
2007 | 4 | 19 | 0 | 0 | 0 | 0 | 0 | 0 | 0 | 0 | 0 | 0 | 0 | 0 | 0
2007 | 4 | 20 | 0 | 0 | 0 | 0 | 0 | 0 | 0 | 0 | 0 | 0 | 0 | 0 | 0
2007 | 4 | 21 | 0 | 0 | 0 | 0 | 0 | 0 | 0 | 0 | 0 | 0 | 0 | 0 | 0
2007 | 4 | 22 | 0 | 0 | 0 | 0 | 0 | 0 | 0 | 0 | 0 | 0 | 0 | 0 | 0
2007 | 4 | 23 | 0 | 0 | 0 | 0 | 0 | 0 | 0 | 0 | 0 | 0 | 0 | 0 | 0
2007 | 4 | 24 | 0 | 0 | 0 | 0 | 0 | 0 | 0 | 0 | 0 | 0 | 0 | 0 | 0
2007 | 4 | 25 | 0 | 0 | 0 | 0 | 0 | 0 | 0 | 0 | 0 | 0 | 0 | 0 | 0
2007 | 4 | 26 | 0.04 | 0.04 | 0 | 0 | 0.04 | 0 | 0 | 0 | 0 | 0 | 0 | 0 | 0
2007 | 4 | 27 | 0.17 | 0.17 | 0.12 | 0 | 0.17 | 0.12 | 0 | 0 | 0 | 0 | 0 | 0 | 0
2007 | 4 | 28 | 0 | 0 | 0 | 0 | 0 | 0 | 0 | 0 | 0 | 0 | 0 | 0 | 0
2007 | 4 | 29 | 0 | 0 | 0 | 0 | 0 | 0 | 0 | 0 | 0 | 0 | 0 | 0 | 0
2007 | 4 | 30 | 0 | 0 | 0 | 0 | 0 | 0 | 0 | 0 | 0 | 0 | 0 | 0 | 0
2007 | 5 | 1 | 0 | 0 | 0 | 0 | 0 | 0 | 0 | 0 | 0 | 0 | 0 | 0 | 0
2007 | 5 | 2 | 0 | 0 | 0 | 0 | 0 | 0 | 0 | 0 | 0 | 0 | 0 | 0 | 0
2007 | 5 | 3 | 0 | 0 | 0 | 0 | 0 | 0 | 0 | 0 | 0 | 0 | 0 | 0 | 0
2007 | 5 | 4 | 0 | 0 | 0 | 0 | 0 | 0 | 0 | 0 | 0 | 0 | 0 | 0 | 0
2007 | 5 | 5 | 0.04 | 0.04 | 0 | 0 | 0.04 | 0 | 0 | 0 | 0 | 0 | 0 | 0 | 0
2007 | 5 | 6 | 0 | 0 | 0 | 0 | 0 | 0 | 0 | 0 | 0 | 0 | 0 | 0 | 0
2007 | 5 | 7 | 0 | 0 | 0 | 0 | 0 | 0 | 0 | 0 | 0 | 0 | 0 | 0 | 0
2007 | 5 | 8 | 0 | 0 | 0 | 0 | 0 | 0 | 0 | 0 | 0 | 0 | 0 | 0 | 0
2007 | 5 | 9 | 0 | 0 | 0 | 0 | 0 | 0 | 0 | 0 | 0 | 0 | 0 | 0 | 0
2007 | 5 | 10 | 0 | 0 | 0 | 0 | 0 | 0 | 0 | 0 | 0 | 0 | 0 | 0 | 0
2007 | 5 | 11 | 0 | 0 | 0 | 0 | 0 | 0 | 0 | 0 | 0 | 0 | 0 | 0 | 0
2007 | 5 | 12 | 0.93 | 0.93 | 0.88 | 0 | 0.93 | 0.88 | 0 | 0 | 0 | 0 | 0 | 0 | 0
2007 | 5 | 13 | 0 | 0 | 0 | 0 | 0 | 0 | 0 | 0 | 0 | 0 | 0 | 0 | 0
2007 | 5 | 14 | 0 | 0 | 0 | 0 | 0 | 0 | 0 | 0 | 0 | 0 | 0 | 0 | 0
2007 | 5 | 15 | 0 | 0 | 0 | 0 | 0 | 0 | 0 | 0 | 0 | 0 | 0 | 0 | 0
2007 | 5 | 16 | 0.48 | 0.48 | 0.43 | 0 | 0.48 | 0.43 | 0 | 0 | 0 | 0 | 0 | 0 | 0
2007 | 5 | 17 | 0 | 0 | 0 | 0 | 0 | 0 | 0 | 0 | 0 | 0 | 0 | 0 | 0
2007 | 5 | 18 | 0 | 0 | 0 | 0 | 0 | 0 | 0 | 0 | 0 | 0 | 0 | 0 | 0
2007 | 5 | 19 | 0 | 0 | 0 | 0 | 0 | 0 | 0 | 0 | 0 | 0 | 0 | 0 | 0
2007 | 5 | 20 | 0 | 0 | 0 | 0 | 0 | 0 | 0 | 0 | 0 | 0 | 0 | 0 | 0
2007 | 5 | 21 | 0 | 0 | 0 | 0 | 0 | 0 | 0 | 0 | 0 | 0 | 0 | 0 | 0
2007 | 5 | 22 | 0 | 0 | 0 | 0 | 0 | 0 | 0 | 0 | 0 | 0 | 0 | 0 | 0
2007 | 5 | 23 | 0 | 0 | 0 | 0 | 0 | 0 | 0 | 0 | 0 | 0 | 0 | 0 | 0
2007 | 5 | 24 | 0 | 0 | 0 | 0 | 0 | 0 | 0 | 0 | 0 | 0 | 0 | 0 | 0
2007 | 5 | 25 | 0 | 0 | 0 | 0 | 0 | 0 | 0 | 0 | 0 | 0 | 0 | 0 | 0
2007 | 5 | 26 | 0 | 0 | 0 | 0 | 0 | 0 | 0 | 0 | 0 | 0 | 0 | 0 | 0
2007 | 5 | 27 | 0.3 | 0.3 | 0.25 | 0 | 0.3 | 0.25 | 0 | 0 | 0 | 0 | 0 | 0 | 0
2007 | 5 | 28 | 0 | 0 | 0 | 0 | 0 | 0 | 0 | 0 | 0 | 0 | 0 | 0 | 0
2007 | 5 | 29 | 0 | 0 | 0 | 0 | 0 | 0 | 0 | 0 | 0 | 0 | 0 | 0 | 0
2007 | 5 | 30 | 0 | 0 | 0 | 0 | 0 | 0 | 0 | 0 | 0 | 0 | 0 | 0 | 0
2007 | 5 | 31 | 0 | 0 | 0 | 0 | 0 | 0 | 0 | 0 | 0 | 0 | 0 | 0 | 0
2007 | 6 | 1 | 0 | 0 | 0 | 0 | 0 | 0 | 0 | 0 | 0 | 0 | 0 | 0 | 0
2007 | 6 | 2 | 0 | 0 | 0 | 0 | 0 | 0 | 0 | 0 | 0 | 0 | 0 | 0 | 0
2007 | 6 | 3 | 0.88 | 0.88 | 0.83 | 0 | 0.88 | 0.83 | 0 | 0 | 0 | 0 | 0 | 0 | 0
2007 | 6 | 4 | 0.12 | 0.12 | 0.07 | 0 | 0.12 | 0.07 | 0 | 0 | 0 | 0 | 0 | 0 | 0
2007 | 6 | 5 | 0 | 0 | 0 | 0 | 0 | 0 | 0 | 0 | 0 | 0 | 0 | 0 | 0
2007 | 6 | 6 | 0.01 | 0.01 | 0 | 0 | 0.01 | 0 | 0 | 0 | 0 | 0 | 0 | 0 | 0
2007 | 6 | 7 | 0 | 0 | 0 | 0 | 0 | 0 | 0 | 0 | 0 | 0 | 0 | 0 | 0
2007 | 6 | 8 | 0.05 | 0.05 | 0 | 0 | 0.05 | 0 | 0 | 0 | 0 | 0 | 0 | 0 | 0
2007 | 6 | 9 | 0 | 0 | 0 | 0 | 0 | 0 | 0 | 0 | 0 | 0 | 0 | 0 | 0
2007 | 6 | 10 | 0 | 0 | 0 | 0 | 0 | 0 | 0 | 0 | 0 | 0 | 0 | 0 | 0
2007 | 6 | 11 | 0 | 0 | 0 | 0 | 0 | 0 | 0 | 0 | 0 | 0 | 0 | 0 | 0
2007 | 6 | 12 | 0.14 | 0.14 | 0.09 | 0 | 0.14 | 0.09 | 0 | 0 | 0 | 0 | 0 | 0 | 0
2007 | 6 | 13 | 0.06 | 0.06 | 0.01 | 0 | 0.06 | 0.01 | 0 | 0 | 0 | 0 | 0 | 0 | 0
2007 | 6 | 14 | 0.03 | 0.03 | 0 | 0 | 0.03 | 0 | 0 | 0 | 0 | 0 | 0 | 0 | 0
2007 | 6 | 15 | 0 | 0 | 0 | 0 | 0 | 0 | 0 | 0 | 0 | 0 | 0 | 0 | 0
2007 | 6 | 16 | 0 | 0 | 0 | 0 | 0 | 0 | 0 | 0 | 0 | 0 | 0 | 0 | 0
2007 | 6 | 17 | 0 | 0 | 0 | 0 | 0 | 0 | 0 | 0 | 0 | 0 | 0 | 0 | 0
2007 | 6 | 18 | 0 | 0 | 0 | 0 | 0 | 0 | 0 | 0 | 0 | 0 | 0 | 0 | 0
2007 | 6 | 19 | 0 | 0 | 0 | 0 | 0 | 0 | 0 | 0 | 0 | 0 | 0 | 0 | 0
2007 | 6 | 20 | 0.01 | 0.01 | 0 | 0 | 0.01 | 0 | 0 | 0 | 0 | 0 | 0 | 0 | 0
2007 | 6 | 21 | 0.04 | 0.04 | 0 | 0 | 0.04 | 0 | 0 | 0 | 0 | 0 | 0 | 0 | 0
2007 | 6 | 22 | 0 | 0 | 0 | 0 | 0 | 0 | 0 | 0 | 0 | 0 | 0 | 0 | 0
2007 | 6 | 23 | 0 | 0 | 0 | 0 | 0 | 0 | 0 | 0 | 0 | 0 | 0 | 0 | 0
2007 | 6 | 24 | 0 | 0 | 0 | 0 | 0 | 0 | 0 | 0 | 0 | 0 | 0 | 0 | 0
2007 | 6 | 25 | 0 | 0 | 0 | 0 | 0 | 0 | 0 | 0 | 0 | 0 | 0 | 0 | 0
2007 | 6 | 26 | 0 | 0 | 0 | 0 | 0 | 0 | 0 | 0 | 0 | 0 | 0 | 0 | 0
2007 | 6 | 27 | 0 | 0 | 0 | 0 | 0 | 0 | 0 | 0 | 0 | 0 | 0 | 0 | 0
2007 | 6 | 28 | 0.04 | 0.04 | 0 | 0 | 0.04 | 0 | 0 | 0 | 0 | 0 | 0 | 0 | 0
2007 | 6 | 29 | 0 | 0 | 0 | 0 | 0 | 0 | 0 | 0 | 0 | 0 | 0 | 0 | 0
2007 | 6 | 30 | 0 | 0 | 0 | 0 | 0 | 0 | 0 | 0 | 0 | 0 | 0 | 0 | 0
2007 | 7 | 1 | 0 | 0 | 0 | 0 | 0 | 0 | 0 | 0 | 0 | 0 | 0 | 0 | 0
2007 | 7 | 2 | 0 | 0 | 0 | 0 | 0 | 0 | 0 | 0 | 0 | 0 | 0 | 0 | 0
2007 | 7 | 3 | 0 | 0 | 0 | 0 | 0 | 0 | 0 | 0 | 0 | 0 | 0 | 0 | 0
2007 | 7 | 4 | 0.03 | 0.03 | 0 | 0 | 0.03 | 0 | 0 | 0 | 0 | 0 | 0 | 0 | 0
2007 | 7 | 5 | 0.11 | 0.11 | 0.06 | 0 | 0.11 | 0.06 | 0 | 0 | 0 | 0 | 0 | 0 | 0
2007 | 7 | 6 | 0 | 0 | 0 | 0 | 0 | 0 | 0 | 0 | 0 | 0 | 0 | 0 | 0
2007 | 7 | 7 | 0 | 0 | 0 | 0 | 0 | 0 | 0 | 0 | 0 | 0 | 0 | 0 | 0
2007 | 7 | 8 | 0 | 0 | 0 | 0 | 0 | 0 | 0 | 0 | 0 | 0 | 0 | 0 | 0
2007 | 7 | 9 | 0 | 0 | 0 | 0 | 0 | 0 | 0 | 0 | 0 | 0 | 0 | 0 | 0
2007 | 7 | 10 | 0.73 | 0.73 | 0.68 | 0 | 0.73 | 0.68 | 0 | 0 | 0 | 0 | 0 | 0 | 0
2007 | 7 | 11 | 0.4 | 0.4 | 0.35 | 0 | 0.4 | 0.35 | 0 | 0 | 0 | 0 | 0 | 0 | 0
2007 | 7 | 12 | 0 | 0 | 0 | 0 | 0 | 0 | 0 | 0 | 0 | 0 | 0 | 0 | 0
2007 | 7 | 13 | 0 | 0 | 0 | 0 | 0 | 0 | 0 | 0 | 0 | 0 | 0 | 0 | 0
2007 | 7 | 14 | 0 | 0 | 0 | 0 | 0 | 0 | 0 | 0 | 0 | 0 | 0 | 0 | 0
2007 | 7 | 15 | 0 | 0 | 0 | 0 | 0 | 0 | 0 | 0 | 0 | 0 | 0 | 0 | 0
2007 | 7 | 16 | 0 | 0 | 0 | 0 | 0 | 0 | 0 | 0 | 0 | 0 | 0 | 0 | 0
2007 | 7 | 17 | 0 | 0 | 0 | 0 | 0 | 0 | 0 | 0 | 0 | 0 | 0 | 0 | 0
2007 | 7 | 18 | 0 | 0 | 0 | 0 | 0 | 0 | 0 | 0 | 0 | 0 | 0 | 0 | 0
2007 | 7 | 19 | 0.06 | 0.06 | 0.01 | 0 | 0.06 | 0.01 | 0 | 0 | 0 | 0 | 0 | 0 | 0
2007 | 7 | 20 | 0 | 0 | 0 | 0 | 0 | 0 | 0 | 0 | 0 | 0 | 0 | 0 | 0
2007 | 7 | 21 | 0 | 0 | 0 | 0 | 0 | 0 | 0 | 0 | 0 | 0 | 0 | 0 | 0
2007 | 7 | 22 | 0 | 0 | 0 | 0 | 0 | 0 | 0 | 0 | 0 | 0 | 0 | 0 | 0
2007 | 7 | 23 | 0 | 0 | 0 | 0 | 0 | 0 | 0 | 0 | 0 | 0 | 0 | 0 | 0
2007 | 7 | 24 | 0.05 | 0.05 | 0 | 0 | 0.05 | 0 | 0 | 0 | 0 | 0 | 0 | 0 | 0
2007 | 7 | 25 | 0 | 0 | 0 | 0 | 0 | 0 | 0 | 0 | 0 | 0 | 0 | 0 | 0
2007 | 7 | 26 | 0 | 0 | 0 | 0 | 0 | 0 | 0 | 0 | 0 | 0 | 0 | 0 | 0
2007 | 7 | 27 | 0.02 | 0.02 | 0 | 0 | 0.02 | 0 | 0 | 0 | 0 | 0 | 0 | 0 | 0
2007 | 7 | 28 | 0.02 | 0.02 | 0 | 0 | 0.02 | 0 | 0 | 0 | 0 | 0 | 0 | 0 | 0
2007 | 7 | 29 | 0.98 | 0.98 | 0.93 | 0 | 0.98 | 0.93 | 0 | 0 | 0 | 0 | 0 | 0 | 0
2007 | 7 | 30 | 0 | 0 | 0 | 0 | 0 | 0 | 0 | 0 | 0 | 0 | 0 | 0 | 0
2007 | 7 | 31 | 0 | 0 | 0 | 0 | 0 | 0 | 0 | 0 | 0 | 0 | 0 | 0 | 0
2007 | 8 | 1 | 0 | 0 | 0 | 0 | 0 | 0 | 0 | 0 | 0 | 0 | 0 | 0 | 0
2007 | 8 | 2 | 0 | 0 | 0 | 0 | 0 | 0 | 0 | 0 | 0 | 0 | 0 | 0 | 0
2007 | 8 | 3 | 0 | 0 | 0 | 0 | 0 | 0 | 0 | 0 | 0 | 0 | 0 | 0 | 0
2007 | 8 | 4 | 0 | 0 | 0 | 0 | 0 | 0 | 0 | 0 | 0 | 0 | 0 | 0 | 0
2007 | 8 | 5 | 0.09 | 0.09 | 0.04 | 0 | 0.09 | 0.04 | 0 | 0 | 0 | 0 | 0 | 0 | 0
2007 | 8 | 6 | 0.22 | 0.22 | 0.17 | 0 | 0.22 | 0.17 | 0 | 0 | 0 | 0 | 0 | 0 | 0
2007 | 8 | 7 | 0 | 0 | 0 | 0 | 0 | 0 | 0 | 0 | 0 | 0 | 0 | 0 | 0
2007 | 8 | 8 | 0 | 0 | 0 | 0 | 0 | 0 | 0 | 0 | 0 | 0 | 0 | 0 | 0
2007 | 8 | 9 | 0.1 | 0.1 | 0.05 | 0 | 0.1 | 0.05 | 0 | 0 | 0 | 0 | 0 | 0 | 0
2007 | 8 | 10 | 0 | 0 | 0 | 0 | 0 | 0 | 0 | 0 | 0 | 0 | 0 | 0 | 0
2007 | 8 | 11 | 0 | 0 | 0 | 0 | 0 | 0 | 0 | 0 | 0 | 0 | 0 | 0 | 0
2007 | 8 | 12 | 0 | 0 | 0 | 0 | 0 | 0 | 0 | 0 | 0 | 0 | 0 | 0 | 0
2007 | 8 | 13 | 0 | 0 | 0 | 0 | 0 | 0 | 0 | 0 | 0 | 0 | 0 | 0 | 0
2007 | 8 | 14 | 0 | 0 | 0 | 0 | 0 | 0 | 0 | 0 | 0 | 0 | 0 | 0 | 0
2007 | 8 | 15 | 0 | 0 | 0 | 0 | 0 | 0 | 0 | 0 | 0 | 0 | 0 | 0 | 0
2007 | 8 | 16 | 0.07 | 0.07 | 0.02 | 0 | 0.07 | 0.02 | 0 | 0 | 0 | 0 | 0 | 0 | 0
2007 | 8 | 17 | 0.08 | 0.08 | 0.03 | 0 | 0.08 | 0.03 | 0 | 0 | 0 | 0 | 0 | 0 | 0
2007 | 8 | 18 | 0 | 0 | 0 | 0 | 0 | 0 | 0 | 0 | 0 | 0 | 0 | 0 | 0
2007 | 8 | 19 | 0 | 0 | 0 | 0 | 0 | 0 | 0 | 0 | 0 | 0 | 0 | 0 | 0
2007 | 8 | 20 | 0.66 | 0.66 | 0.61 | 0 | 0.66 | 0.61 | 0 | 0 | 0 | 0 | 0 | 0 | 0
2007 | 8 | 21 | 1.46 | 1 | 0.95 | 0 | 1 | 0.95 | 0 | 0 | 0 | 0 | 0 | 0 | 0
2007 | 8 | 22 | 0 | 0 | 0 | 0 | 0 | 0 | 0 | 0 | 0 | 0 | 0 | 0 | 0
2007 | 8 | 23 | 0 | 0 | 0 | 0 | 0 | 0 | 0 | 0 | 0 | 0 | 0 | 0 | 0
2007 | 8 | 24 | 0 | 0 | 0 | 0 | 0 | 0 | 0 | 0 | 0 | 0 | 0 | 0 | 0
2007 | 8 | 25 | 0.59 | 0.59 | 0.54 | 0 | 0.59 | 0.54 | 0 | 0 | 0 | 0 | 0 | 0 | 0
2007 | 8 | 26 | 0.2 | 0.2 | 0.15 | 0 | 0.2 | 0.15 | 0 | 0 | 0 | 0 | 0 | 0 | 0
2007 | 8 | 27 | 0 | 0 | 0 | 0 | 0 | 0 | 0 | 0 | 0 | 0 | 0 | 0 | 0
2007 | 8 | 28 | 0 | 0 | 0 | 0 | 0 | 0 | 0 | 0 | 0 | 0 | 0 | 0 | 0
2007 | 8 | 29 | 0 | 0 | 0 | 0 | 0 | 0 | 0 | 0 | 0 | 0 | 0 | 0 | 0
2007 | 8 | 30 | 0 | 0 | 0 | 0 | 0 | 0 | 0 | 0 | 0 | 0 | 0 | 0 | 0
2007 | 8 | 31 | 0 | 0 | 0 | 0 | 0 | 0 | 0 | 0 | 0 | 0 | 0 | 0 | 0
2007 | 9 | 1 | 0 | 0 | 0 | 0 | 0 | 0 | 0 | 0 | 0 | 0 | 0 | 0 | 0
2007 | 9 | 2 | 0 | 0 | 0 | 0 | 0 | 0 | 0 | 0 | 0 | 0 | 0 | 0 | 0
2007 | 9 | 3 | 0 | 0 | 0 | 0 | 0 | 0 | 0 | 0 | 0 | 0 | 0 | 0 | 0
2007 | 9 | 4 | 0 | 0 | 0 | 0 | 0 | 0 | 0 | 0 | 0 | 0 | 0 | 0 | 0
2007 | 9 | 5 | 0 | 0 | 0 | 0 | 0 | 0 | 0 | 0 | 0 | 0 | 0 | 0 | 0
2007 | 9 | 6 | 0 | 0 | 0 | 0 | 0 | 0 | 0 | 0 | 0 | 0 | 0 | 0 | 0
2007 | 9 | 7 | 0 | 0 | 0 | 0 | 0 | 0 | 0 | 0 | 0 | 0 | 0 | 0 | 0
2007 | 9 | 8 | 0 | 0 | 0 | 0 | 0 | 0 | 0 | 0 | 0 | 0 | 0 | 0 | 0
2007 | 9 | 9 | 0 | 0 | 0 | 0 | 0 | 0 | 0 | 0 | 0 | 0 | 0 | 0 | 0
2007 | 9 | 10 | 0.41 | 0.41 | 0.36 | 0 | 0.41 | 0.36 | 0 | 0 | 0 | 0 | 0 | 0 | 0
2007 | 9 | 11 | 0.04 | 0.04 | 0 | 0 | 0.04 | 0 | 0 | 0 | 0 | 0 | 0 | 0 | 0
2007 | 9 | 12 | 0 | 0 | 0 | 0 | 0 | 0 | 0 | 0 | 0 | 0 | 0 | 0 | 0
2007 | 9 | 13 | 0 | 0 | 0 | 0 | 0 | 0 | 0 | 0 | 0 | 0 | 0 | 0 | 0
2007 | 9 | 14 | 0.15 | 0.15 | 0.1 | 0 | 0.15 | 0.1 | 0 | 0 | 0 | 0 | 0 | 0 | 0
2007 | 9 | 15 | 0 | 0 | 0 | 0 | 0 | 0 | 0 | 0 | 0 | 0 | 0 | 0 | 0
2007 | 9 | 16 | 0 | 0 | 0 | 0 | 0 | 0 | 0 | 0 | 0 | 0 | 0 | 0 | 0
2007 | 9 | 17 | 0 | 0 | 0 | 0 | 0 | 0 | 0 | 0 | 0 | 0 | 0 | 0 | 0
2007 | 9 | 18 | 0 | 0 | 0 | 0 | 0 | 0 | 0 | 0 | 0 | 0 | 0 | 0 | 0
2007 | 9 | 19 | 0 | 0 | 0 | 0 | 0 | 0 | 0 | 0 | 0 | 0 | 0 | 0 | 0
2007 | 9 | 20 | 0 | 0 | 0 | 0 | 0 | 0 | 0 | 0 | 0 | 0 | 0 | 0 | 0
2007 | 9 | 21 | 0 | 0 | 0 | 0 | 0 | 0 | 0 | 0 | 0 | 0 | 0 | 0 | 0
2007 | 9 | 22 | 0 | 0 | 0 | 0 | 0 | 0 | 0 | 0 | 0 | 0 | 0 | 0 | 0
2007 | 9 | 23 | 0 | 0 | 0 | 0 | 0 | 0 | 0 | 0 | 0 | 0 | 0 | 0 | 0
2007 | 9 | 24 | 0 | 0 | 0 | 0 | 0 | 0 | 0 | 0 | 0 | 0 | 0 | 0 | 0
2007 | 9 | 25 | 0 | 0 | 0 | 0 | 0 | 0 | 0 | 0 | 0 | 0 | 0 | 0 | 0
2007 | 9 | 26 | 0 | 0 | 0 | 0 | 0 | 0 | 0 | 0 | 0 | 0 | 0 | 0 | 0
2007 | 9 | 27 | 0 | 0 | 0 | 0 | 0 | 0 | 0 | 0 | 0 | 0 | 0 | 0 | 0
2007 | 9 | 28 | 0 | 0 | 0 | 0 | 0 | 0 | 0 | 0 | 0 | 0 | 0 | 0 | 0
2007 | 9 | 29 | 0 | 0 | 0 | 0 | 0 | 0 | 0 | 0 | 0 | 0 | 0 | 0 | 0
2007 | 9 | 30 | 0 | 0 | 0 | 0 | 0 | 0 | 0 | 0 | 0 | 0 | 0 | 0 | 0
Note on F11: Rainfall minus initial abstraction of 0.05 inches
Note on I11: This column is all precipitation of 1 inch or less minus the initial abstraction of 0.05 inches before runoff occurs
Note on K11: Assumes 95% efficiency for filter and to account for first flush diversion.
Note on N12: Start with Cistern Full

## RWH D (hidden)
Approximation of Rainwater Harvesting System Runoff Reduction Percent Credit
Target Rainfall (in) = |  |  |  |  | 1 |  |  | Number of precip events = | 2458 |  |  |  |  | Total runoff of 1" or less (gallons) = | 0
Cistern Storage Available (gal) = |  |  |  |  | 0 |  |  | Frequency of Overflow = | 0 | 0% |  |  |  | Total volume captured by RWHS (gallons) = | 0
Roof Size (SF) = |  |  |  |  | 0 |  |  | Approx. Drawdown Time = | #DIV/0! | Days |  |  |  | Total Reuse Volume (gallons)= | 0
Daily Drawdown (gal) = |  |  |  |  | 0 | [8 empty] | Overflow Volume - 1" or less (gallons) = | 0
Target 1-inch Volume (gal) = |  |  |  |  | 0
Design Rainfall (in) = |  |  |  |  | 1 | [8 empty] | Percent Runoff Reduction Credit = | #DIV/0!
[6 empty] | 30-yr target runoff (gallons) |  |  | 30-yr design runoff (gallons) | 30-yr total to cistern (gallons) | 30-yr total first flush (gallons) |  |  |  | 30-yr overflow (gallons)
Reagan Int'l Precip | [5 empty] | 0 |  |  | 0 | 0 | 0 |  |  |  | 0
Y | M | D | Prcp Records | Target Daily Rainfall (in) | Inches of Runoff | Runoff (gal) | Design Daily Rainfall (in) | Runoff (inches) | Runoff Volume (gal) | Inflow to Cistern(gal) | To Filter (gal) | Daily Drawdown (gal) | Daily Volume in Tank (gal) | Avail Storage in Tank (gal) | Overflow w/ 1" rainfall (gal)
1977 | 9 | 1 | 0 | 0 | 0 | 0 | 0 | 0 | 0 | 0 | 0 | 0 | 0 | 0 | 0
1977 | 9 | 2 | 0 | 0 | 0 | 0 | 0 | 0 | 0 | 0 | 0 | 0 | 0 | 0 | 0
1977 | 9 | 3 | 0 | 0 | 0 | 0 | 0 | 0 | 0 | 0 | 0 | 0 | 0 | 0 | 0
1977 | 9 | 4 | 0 | 0 | 0 | 0 | 0 | 0 | 0 | 0 | 0 | 0 | 0 | 0 | 0
1977 | 9 | 5 | 0 | 0 | 0 | 0 | 0 | 0 | 0 | 0 | 0 | 0 | 0 | 0 | 0
1977 | 9 | 6 | 0.05 | 0.05 | 0 | 0 | 0.05 | 0 | 0 | 0 | 0 | 0 | 0 | 0 | 0
1977 | 9 | 7 | 0 | 0 | 0 | 0 | 0 | 0 | 0 | 0 | 0 | 0 | 0 | 0 | 0
1977 | 9 | 8 | 0 | 0 | 0 | 0 | 0 | 0 | 0 | 0 | 0 | 0 | 0 | 0 | 0
1977 | 9 | 9 | 0.09 | 0.09 | 0.04 | 0 | 0.09 | 0.04 | 0 | 0 | 0 | 0 | 0 | 0 | 0
1977 | 9 | 10 | 0 | 0 | 0 | 0 | 0 | 0 | 0 | 0 | 0 | 0 | 0 | 0 | 0
1977 | 9 | 11 | 0 | 0 | 0 | 0 | 0 | 0 | 0 | 0 | 0 | 0 | 0 | 0 | 0
1977 | 9 | 12 | 0 | 0 | 0 | 0 | 0 | 0 | 0 | 0 | 0 | 0 | 0 | 0 | 0
1977 | 9 | 13 | 0 | 0 | 0 | 0 | 0 | 0 | 0 | 0 | 0 | 0 | 0 | 0 | 0
1977 | 9 | 14 | 0 | 0 | 0 | 0 | 0 | 0 | 0 | 0 | 0 | 0 | 0 | 0 | 0
1977 | 9 | 15 | 0 | 0 | 0 | 0 | 0 | 0 | 0 | 0 | 0 | 0 | 0 | 0 | 0
1977 | 9 | 16 | 0.08 | 0.08 | 0.03 | 0 | 0.08 | 0.03 | 0 | 0 | 0 | 0 | 0 | 0 | 0
1977 | 9 | 17 | 0.03 | 0.03 | 0 | 0 | 0.03 | 0 | 0 | 0 | 0 | 0 | 0 | 0 | 0
1977 | 9 | 18 | 0 | 0 | 0 | 0 | 0 | 0 | 0 | 0 | 0 | 0 | 0 | 0 | 0
1977 | 9 | 19 | 0 | 0 | 0 | 0 | 0 | 0 | 0 | 0 | 0 | 0 | 0 | 0 | 0
1977 | 9 | 20 | 0 | 0 | 0 | 0 | 0 | 0 | 0 | 0 | 0 | 0 | 0 | 0 | 0
1977 | 9 | 21 | 0 | 0 | 0 | 0 | 0 | 0 | 0 | 0 | 0 | 0 | 0 | 0 | 0
1977 | 9 | 22 | 0 | 0 | 0 | 0 | 0 | 0 | 0 | 0 | 0 | 0 | 0 | 0 | 0
1977 | 9 | 23 | 0 | 0 | 0 | 0 | 0 | 0 | 0 | 0 | 0 | 0 | 0 | 0 | 0
1977 | 9 | 24 | 0 | 0 | 0 | 0 | 0 | 0 | 0 | 0 | 0 | 0 | 0 | 0 | 0
1977 | 9 | 25 | 0 | 0 | 0 | 0 | 0 | 0 | 0 | 0 | 0 | 0 | 0 | 0 | 0
1977 | 9 | 26 | 0.03 | 0.03 | 0 | 0 | 0.03 | 0 | 0 | 0 | 0 | 0 | 0 | 0 | 0
1977 | 9 | 27 | 0.04 | 0.04 | 0 | 0 | 0.04 | 0 | 0 | 0 | 0 | 0 | 0 | 0 | 0
1977 | 9 | 28 | 0 | 0 | 0 | 0 | 0 | 0 | 0 | 0 | 0 | 0 | 0 | 0 | 0
1977 | 9 | 29 | 0 | 0 | 0 | 0 | 0 | 0 | 0 | 0 | 0 | 0 | 0 | 0 | 0
1977 | 9 | 30 | 0 | 0 | 0 | 0 | 0 | 0 | 0 | 0 | 0 | 0 | 0 | 0 | 0
1977 | 10 | 1 | 0.01 | 0.01 | 0 | 0 | 0.01 | 0 | 0 | 0 | 0 | 0 | 0 | 0 | 0
1977 | 10 | 2 | 0.03 | 0.03 | 0 | 0 | 0.03 | 0 | 0 | 0 | 0 | 0 | 0 | 0 | 0
1977 | 10 | 3 | 0 | 0 | 0 | 0 | 0 | 0 | 0 | 0 | 0 | 0 | 0 | 0 | 0
1977 | 10 | 4 | 0 | 0 | 0 | 0 | 0 | 0 | 0 | 0 | 0 | 0 | 0 | 0 | 0
1977 | 10 | 5 | 0 | 0 | 0 | 0 | 0 | 0 | 0 | 0 | 0 | 0 | 0 | 0 | 0
1977 | 10 | 6 | 0 | 0 | 0 | 0 | 0 | 0 | 0 | 0 | 0 | 0 | 0 | 0 | 0
1977 | 10 | 7 | 0 | 0 | 0 | 0 | 0 | 0 | 0 | 0 | 0 | 0 | 0 | 0 | 0
1977 | 10 | 8 | 0.05 | 0.05 | 0 | 0 | 0.05 | 0 | 0 | 0 | 0 | 0 | 0 | 0 | 0
1977 | 10 | 9 | 1.02 | 1 | 0.95 | 0 | 1 | 0.95 | 0 | 0 | 0 | 0 | 0 | 0 | 0
1977 | 10 | 10 | 0 | 0 | 0 | 0 | 0 | 0 | 0 | 0 | 0 | 0 | 0 | 0 | 0
1977 | 10 | 11 | 0 | 0 | 0 | 0 | 0 | 0 | 0 | 0 | 0 | 0 | 0 | 0 | 0
1977 | 10 | 12 | 0 | 0 | 0 | 0 | 0 | 0 | 0 | 0 | 0 | 0 | 0 | 0 | 0
1977 | 10 | 13 | 0 | 0 | 0 | 0 | 0 | 0 | 0 | 0 | 0 | 0 | 0 | 0 | 0
1977 | 10 | 14 | 1.43 | 1 | 0.95 | 0 | 1 | 0.95 | 0 | 0 | 0 | 0 | 0 | 0 | 0
1977 | 10 | 15 | 0.02 | 0.02 | 0 | 0 | 0.02 | 0 | 0 | 0 | 0 | 0 | 0 | 0 | 0
1977 | 10 | 16 | 0.68 | 0.68 | 0.63 | 0 | 0.68 | 0.63 | 0 | 0 | 0 | 0 | 0 | 0 | 0
1977 | 10 | 17 | 0.09 | 0.09 | 0.04 | 0 | 0.09 | 0.04 | 0 | 0 | 0 | 0 | 0 | 0 | 0
1977 | 10 | 18 | 0 | 0 | 0 | 0 | 0 | 0 | 0 | 0 | 0 | 0 | 0 | 0 | 0
1977 | 10 | 19 | 0.05 | 0.05 | 0 | 0 | 0.05 | 0 | 0 | 0 | 0 | 0 | 0 | 0 | 0
1977 | 10 | 20 | 0 | 0 | 0 | 0 | 0 | 0 | 0 | 0 | 0 | 0 | 0 | 0 | 0
1977 | 10 | 21 | 0 | 0 | 0 | 0 | 0 | 0 | 0 | 0 | 0 | 0 | 0 | 0 | 0
1977 | 10 | 22 | 0 | 0 | 0 | 0 | 0 | 0 | 0 | 0 | 0 | 0 | 0 | 0 | 0
1977 | 10 | 23 | 0 | 0 | 0 | 0 | 0 | 0 | 0 | 0 | 0 | 0 | 0 | 0 | 0
1977 | 10 | 24 | 0 | 0 | 0 | 0 | 0 | 0 | 0 | 0 | 0 | 0 | 0 | 0 | 0
1977 | 10 | 25 | 0 | 0 | 0 | 0 | 0 | 0 | 0 | 0 | 0 | 0 | 0 | 0 | 0
1977 | 10 | 26 | 1.95 | 1 | 0.95 | 0 | 1 | 0.95 | 0 | 0 | 0 | 0 | 0 | 0 | 0
1977 | 10 | 27 | 0.02 | 0.02 | 0 | 0 | 0.02 | 0 | 0 | 0 | 0 | 0 | 0 | 0 | 0
1977 | 10 | 28 | 0 | 0 | 0 | 0 | 0 | 0 | 0 | 0 | 0 | 0 | 0 | 0 | 0
1977 | 10 | 29 | 0 | 0 | 0 | 0 | 0 | 0 | 0 | 0 | 0 | 0 | 0 | 0 | 0
1977 | 10 | 30 | 0 | 0 | 0 | 0 | 0 | 0 | 0 | 0 | 0 | 0 | 0 | 0 | 0
1977 | 10 | 31 | 0 | 0 | 0 | 0 | 0 | 0 | 0 | 0 | 0 | 0 | 0 | 0 | 0
1977 | 11 | 1 | 0.01 | 0.01 | 0 | 0 | 0.01 | 0 | 0 | 0 | 0 | 0 | 0 | 0 | 0
1977 | 11 | 2 | 0.02 | 0.02 | 0 | 0 | 0.02 | 0 | 0 | 0 | 0 | 0 | 0 | 0 | 0
1977 | 11 | 3 | 0.64 | 0.64 | 0.59 | 0 | 0.64 | 0.59 | 0 | 0 | 0 | 0 | 0 | 0 | 0
1977 | 11 | 4 | 0.01 | 0.01 | 0 | 0 | 0.01 | 0 | 0 | 0 | 0 | 0 | 0 | 0 | 0
1977 | 11 | 5 | 0.02 | 0.02 | 0 | 0 | 0.02 | 0 | 0 | 0 | 0 | 0 | 0 | 0 | 0
1977 | 11 | 6 | 0.92 | 0.92 | 0.87 | 0 | 0.92 | 0.87 | 0 | 0 | 0 | 0 | 0 | 0 | 0
1977 | 11 | 7 | 0.36 | 0.36 | 0.31 | 0 | 0.36 | 0.31 | 0 | 0 | 0 | 0 | 0 | 0 | 0
1977 | 11 | 8 | 0 | 0 | 0 | 0 | 0 | 0 | 0 | 0 | 0 | 0 | 0 | 0 | 0
1977 | 11 | 9 | 0 | 0 | 0 | 0 | 0 | 0 | 0 | 0 | 0 | 0 | 0 | 0 | 0
1977 | 11 | 10 | 0.24 | 0.24 | 0.19 | 0 | 0.24 | 0.19 | 0 | 0 | 0 | 0 | 0 | 0 | 0
1977 | 11 | 11 | 0 | 0 | 0 | 0 | 0 | 0 | 0 | 0 | 0 | 0 | 0 | 0 | 0
1977 | 11 | 12 | 0 | 0 | 0 | 0 | 0 | 0 | 0 | 0 | 0 | 0 | 0 | 0 | 0
1977 | 11 | 13 | 0 | 0 | 0 | 0 | 0 | 0 | 0 | 0 | 0 | 0 | 0 | 0 | 0
1977 | 11 | 14 | 0 | 0 | 0 | 0 | 0 | 0 | 0 | 0 | 0 | 0 | 0 | 0 | 0
1977 | 11 | 15 | 0 | 0 | 0 | 0 | 0 | 0 | 0 | 0 | 0 | 0 | 0 | 0 | 0
1977 | 11 | 16 | 0.09 | 0.09 | 0.04 | 0 | 0.09 | 0.04 | 0 | 0 | 0 | 0 | 0 | 0 | 0
1977 | 11 | 17 | 0.22 | 0.22 | 0.17 | 0 | 0.22 | 0.17 | 0 | 0 | 0 | 0 | 0 | 0 | 0
1977 | 11 | 18 | 0 | 0 | 0 | 0 | 0 | 0 | 0 | 0 | 0 | 0 | 0 | 0 | 0
1977 | 11 | 19 | 0 | 0 | 0 | 0 | 0 | 0 | 0 | 0 | 0 | 0 | 0 | 0 | 0
1977 | 11 | 20 | 0 | 0 | 0 | 0 | 0 | 0 | 0 | 0 | 0 | 0 | 0 | 0 | 0
1977 | 11 | 21 | 0.04 | 0.04 | 0 | 0 | 0.04 | 0 | 0 | 0 | 0 | 0 | 0 | 0 | 0
1977 | 11 | 22 | 0.43 | 0.43 | 0.38 | 0 | 0.43 | 0.38 | 0 | 0 | 0 | 0 | 0 | 0 | 0
1977 | 11 | 23 | 0.29 | 0.29 | 0.24 | 0 | 0.29 | 0.24 | 0 | 0 | 0 | 0 | 0 | 0 | 0
1977 | 11 | 24 | 0.01 | 0.01 | 0 | 0 | 0.01 | 0 | 0 | 0 | 0 | 0 | 0 | 0 | 0
1977 | 11 | 25 | 0.57 | 0.57 | 0.52 | 0 | 0.57 | 0.52 | 0 | 0 | 0 | 0 | 0 | 0 | 0
1977 | 11 | 26 | 0.06 | 0.06 | 0.01 | 0 | 0.06 | 0.01 | 0 | 0 | 0 | 0 | 0 | 0 | 0
1977 | 11 | 27 | 0 | 0 | 0 | 0 | 0 | 0 | 0 | 0 | 0 | 0 | 0 | 0 | 0
1977 | 11 | 28 | 0 | 0 | 0 | 0 | 0 | 0 | 0 | 0 | 0 | 0 | 0 | 0 | 0
1977 | 11 | 29 | 0.24 | 0.24 | 0.19 | 0 | 0.24 | 0.19 | 0 | 0 | 0 | 0 | 0 | 0 | 0
1977 | 11 | 30 | 0.64 | 0.64 | 0.59 | 0 | 0.64 | 0.59 | 0 | 0 | 0 | 0 | 0 | 0 | 0
1977 | 12 | 1 | 0.09 | 0.09 | 0.04 | 0 | 0.09 | 0.04 | 0 | 0 | 0 | 0 | 0 | 0 | 0
1977 | 12 | 2 | 0 | 0 | 0 | 0 | 0 | 0 | 0 | 0 | 0 | 0 | 0 | 0 | 0
1977 | 12 | 3 | 0 | 0 | 0 | 0 | 0 | 0 | 0 | 0 | 0 | 0 | 0 | 0 | 0
1977 | 12 | 4 | 0 | 0 | 0 | 0 | 0 | 0 | 0 | 0 | 0 | 0 | 0 | 0 | 0
1977 | 12 | 5 | 0.28 | 0.28 | 0.23 | 0 | 0.28 | 0.23 | 0 | 0 | 0 | 0 | 0 | 0 | 0
1977 | 12 | 6 | 0.02 | 0.02 | 0 | 0 | 0.02 | 0 | 0 | 0 | 0 | 0 | 0 | 0 | 0
1977 | 12 | 7 | 0 | 0 | 0 | 0 | 0 | 0 | 0 | 0 | 0 | 0 | 0 | 0 | 0
1977 | 12 | 8 | 0 | 0 | 0 | 0 | 0 | 0 | 0 | 0 | 0 | 0 | 0 | 0 | 0
1977 | 12 | 9 | 0.04 | 0.04 | 0 | 0 | 0.04 | 0 | 0 | 0 | 0 | 0 | 0 | 0 | 0
1977 | 12 | 10 | 0 | 0 | 0 | 0 | 0 | 0 | 0 | 0 | 0 | 0 | 0 | 0 | 0
1977 | 12 | 11 | 0 | 0 | 0 | 0 | 0 | 0 | 0 | 0 | 0 | 0 | 0 | 0 | 0
1977 | 12 | 12 | 0 | 0 | 0 | 0 | 0 | 0 | 0 | 0 | 0 | 0 | 0 | 0 | 0
1977 | 12 | 13 | 0 | 0 | 0 | 0 | 0 | 0 | 0 | 0 | 0 | 0 | 0 | 0 | 0
1977 | 12 | 14 | 0.48 | 0.48 | 0.43 | 0 | 0.48 | 0.43 | 0 | 0 | 0 | 0 | 0 | 0 | 0
1977 | 12 | 15 | 0 | 0 | 0 | 0 | 0 | 0 | 0 | 0 | 0 | 0 | 0 | 0 | 0
1977 | 12 | 16 | 0 | 0 | 0 | 0 | 0 | 0 | 0 | 0 | 0 | 0 | 0 | 0 | 0
1977 | 12 | 17 | 0.08 | 0.08 | 0.03 | 0 | 0.08 | 0.03 | 0 | 0 | 0 | 0 | 0 | 0 | 0
1977 | 12 | 18 | 2.81 | 1 | 0.95 | 0 | 1 | 0.95 | 0 | 0 | 0 | 0 | 0 | 0 | 0
1977 | 12 | 19 | 0.32 | 0.32 | 0.27 | 0 | 0.32 | 0.27 | 0 | 0 | 0 | 0 | 0 | 0 | 0
1977 | 12 | 20 | 0.18 | 0.18 | 0.13 | 0 | 0.18 | 0.13 | 0 | 0 | 0 | 0 | 0 | 0 | 0
1977 | 12 | 21 | 0.26 | 0.26 | 0.21 | 0 | 0.26 | 0.21 | 0 | 0 | 0 | 0 | 0 | 0 | 0
1977 | 12 | 22 | 0 | 0 | 0 | 0 | 0 | 0 | 0 | 0 | 0 | 0 | 0 | 0 | 0
1977 | 12 | 23 | 0 | 0 | 0 | 0 | 0 | 0 | 0 | 0 | 0 | 0 | 0 | 0 | 0
1977 | 12 | 24 | 0 | 0 | 0 | 0 | 0 | 0 | 0 | 0 | 0 | 0 | 0 | 0 | 0
1977 | 12 | 25 | 0.07 | 0.07 | 0.02 | 0 | 0.07 | 0.02 | 0 | 0 | 0 | 0 | 0 | 0 | 0
1977 | 12 | 26 | 0 | 0 | 0 | 0 | 0 | 0 | 0 | 0 | 0 | 0 | 0 | 0 | 0
1977 | 12 | 27 | 0 | 0 | 0 | 0 | 0 | 0 | 0 | 0 | 0 | 0 | 0 | 0 | 0
1977 | 12 | 28 | 0 | 0 | 0 | 0 | 0 | 0 | 0 | 0 | 0 | 0 | 0 | 0 | 0
1977 | 12 | 29 | 0 | 0 | 0 | 0 | 0 | 0 | 0 | 0 | 0 | 0 | 0 | 0 | 0
1977 | 12 | 30 | 0.2 | 0.2 | 0.15 | 0 | 0.2 | 0.15 | 0 | 0 | 0 | 0 | 0 | 0 | 0
1977 | 12 | 31 | 0.03 | 0.03 | 0 | 0 | 0.03 | 0 | 0 | 0 | 0 | 0 | 0 | 0 | 0
1978 | 1 | 1 | 0.02 | 0.02 | 0 | 0 | 0.02 | 0 | 0 | 0 | 0 | 0 | 0 | 0 | 0
1978 | 1 | 2 | 0 | 0 | 0 | 0 | 0 | 0 | 0 | 0 | 0 | 0 | 0 | 0 | 0
1978 | 1 | 3 | 0 | 0 | 0 | 0 | 0 | 0 | 0 | 0 | 0 | 0 | 0 | 0 | 0
1978 | 1 | 4 | 0 | 0 | 0 | 0 | 0 | 0 | 0 | 0 | 0 | 0 | 0 | 0 | 0
1978 | 1 | 5 | 0 | 0 | 0 | 0 | 0 | 0 | 0 | 0 | 0 | 0 | 0 | 0 | 0
1978 | 1 | 6 | 0 | 0 | 0 | 0 | 0 | 0 | 0 | 0 | 0 | 0 | 0 | 0 | 0
1978 | 1 | 7 | 0 | 0 | 0 | 0 | 0 | 0 | 0 | 0 | 0 | 0 | 0 | 0 | 0
1978 | 1 | 8 | 0.83 | 0.83 | 0.78 | 0 | 0.83 | 0.78 | 0 | 0 | 0 | 0 | 0 | 0 | 0
1978 | 1 | 9 | 0.91 | 0.91 | 0.86 | 0 | 0.91 | 0.86 | 0 | 0 | 0 | 0 | 0 | 0 | 0
1978 | 1 | 10 | 0 | 0 | 0 | 0 | 0 | 0 | 0 | 0 | 0 | 0 | 0 | 0 | 0
1978 | 1 | 11 | 0 | 0 | 0 | 0 | 0 | 0 | 0 | 0 | 0 | 0 | 0 | 0 | 0
1978 | 1 | 12 | 0 | 0 | 0 | 0 | 0 | 0 | 0 | 0 | 0 | 0 | 0 | 0 | 0
1978 | 1 | 13 | 1.13 | 1 | 0.95 | 0 | 1 | 0.95 | 0 | 0 | 0 | 0 | 0 | 0 | 0
1978 | 1 | 14 | 0.1 | 0.1 | 0.05 | 0 | 0.1 | 0.05 | 0 | 0 | 0 | 0 | 0 | 0 | 0
1978 | 1 | 15 | 0.01 | 0.01 | 0 | 0 | 0.01 | 0 | 0 | 0 | 0 | 0 | 0 | 0 | 0
1978 | 1 | 16 | 0 | 0 | 0 | 0 | 0 | 0 | 0 | 0 | 0 | 0 | 0 | 0 | 0
1978 | 1 | 17 | 1.03 | 1 | 0.95 | 0 | 1 | 0.95 | 0 | 0 | 0 | 0 | 0 | 0 | 0
1978 | 1 | 18 | 0 | 0 | 0 | 0 | 0 | 0 | 0 | 0 | 0 | 0 | 0 | 0 | 0
1978 | 1 | 19 | 0.29 | 0.29 | 0.24 | 0 | 0.29 | 0.24 | 0 | 0 | 0 | 0 | 0 | 0 | 0
1978 | 1 | 20 | 0.48 | 0.48 | 0.43 | 0 | 0.48 | 0.43 | 0 | 0 | 0 | 0 | 0 | 0 | 0
1978 | 1 | 21 | 0 | 0 | 0 | 0 | 0 | 0 | 0 | 0 | 0 | 0 | 0 | 0 | 0
1978 | 1 | 22 | 0 | 0 | 0 | 0 | 0 | 0 | 0 | 0 | 0 | 0 | 0 | 0 | 0
1978 | 1 | 23 | 0 | 0 | 0 | 0 | 0 | 0 | 0 | 0 | 0 | 0 | 0 | 0 | 0
1978 | 1 | 24 | 0.03 | 0.03 | 0 | 0 | 0.03 | 0 | 0 | 0 | 0 | 0 | 0 | 0 | 0
1978 | 1 | 25 | 1.66 | 1 | 0.95 | 0 | 1 | 0.95 | 0 | 0 | 0 | 0 | 0 | 0 | 0
1978 | 1 | 26 | 0.62 | 0.62 | 0.57 | 0 | 0.62 | 0.57 | 0 | 0 | 0 | 0 | 0 | 0 | 0
1978 | 1 | 27 | 0 | 0 | 0 | 0 | 0 | 0 | 0 | 0 | 0 | 0 | 0 | 0 | 0
1978 | 1 | 28 | 0 | 0 | 0 | 0 | 0 | 0 | 0 | 0 | 0 | 0 | 0 | 0 | 0
1978 | 1 | 29 | 0 | 0 | 0 | 0 | 0 | 0 | 0 | 0 | 0 | 0 | 0 | 0 | 0
1978 | 1 | 30 | 0 | 0 | 0 | 0 | 0 | 0 | 0 | 0 | 0 | 0 | 0 | 0 | 0
1978 | 1 | 31 | 0 | 0 | 0 | 0 | 0 | 0 | 0 | 0 | 0 | 0 | 0 | 0 | 0
1978 | 2 | 1 | 0 | 0 | 0 | 0 | 0 | 0 | 0 | 0 | 0 | 0 | 0 | 0 | 0
1978 | 2 | 2 | 0.04 | 0.04 | 0 | 0 | 0.04 | 0 | 0 | 0 | 0 | 0 | 0 | 0 | 0
1978 | 2 | 3 | 0 | 0 | 0 | 0 | 0 | 0 | 0 | 0 | 0 | 0 | 0 | 0 | 0
1978 | 2 | 4 | 0 | 0 | 0 | 0 | 0 | 0 | 0 | 0 | 0 | 0 | 0 | 0 | 0
1978 | 2 | 5 | 0.06 | 0.06 | 0.01 | 0 | 0.06 | 0.01 | 0 | 0 | 0 | 0 | 0 | 0 | 0
1978 | 2 | 6 | 0.14 | 0.14 | 0.09 | 0 | 0.14 | 0.09 | 0 | 0 | 0 | 0 | 0 | 0 | 0
1978 | 2 | 7 | 0 | 0 | 0 | 0 | 0 | 0 | 0 | 0 | 0 | 0 | 0 | 0 | 0
1978 | 2 | 8 | 0 | 0 | 0 | 0 | 0 | 0 | 0 | 0 | 0 | 0 | 0 | 0 | 0
1978 | 2 | 9 | 0 | 0 | 0 | 0 | 0 | 0 | 0 | 0 | 0 | 0 | 0 | 0 | 0
1978 | 2 | 10 | 0 | 0 | 0 | 0 | 0 | 0 | 0 | 0 | 0 | 0 | 0 | 0 | 0
1978 | 2 | 11 | 0 | 0 | 0 | 0 | 0 | 0 | 0 | 0 | 0 | 0 | 0 | 0 | 0
1978 | 2 | 12 | 0 | 0 | 0 | 0 | 0 | 0 | 0 | 0 | 0 | 0 | 0 | 0 | 0
1978 | 2 | 13 | 0.17 | 0.17 | 0.12 | 0 | 0.17 | 0.12 | 0 | 0 | 0 | 0 | 0 | 0 | 0
1978 | 2 | 14 | 0 | 0 | 0 | 0 | 0 | 0 | 0 | 0 | 0 | 0 | 0 | 0 | 0
1978 | 2 | 15 | 0 | 0 | 0 | 0 | 0 | 0 | 0 | 0 | 0 | 0 | 0 | 0 | 0
1978 | 2 | 16 | 0.01 | 0.01 | 0 | 0 | 0.01 | 0 | 0 | 0 | 0 | 0 | 0 | 0 | 0
1978 | 2 | 17 | 0 | 0 | 0 | 0 | 0 | 0 | 0 | 0 | 0 | 0 | 0 | 0 | 0
1978 | 2 | 18 | 0 | 0 | 0 | 0 | 0 | 0 | 0 | 0 | 0 | 0 | 0 | 0 | 0
1978 | 2 | 19 | 0 | 0 | 0 | 0 | 0 | 0 | 0 | 0 | 0 | 0 | 0 | 0 | 0
1978 | 2 | 20 | 0 | 0 | 0 | 0 | 0 | 0 | 0 | 0 | 0 | 0 | 0 | 0 | 0
1978 | 2 | 21 | 0 | 0 | 0 | 0 | 0 | 0 | 0 | 0 | 0 | 0 | 0 | 0 | 0
1978 | 2 | 22 | 0 | 0 | 0 | 0 | 0 | 0 | 0 | 0 | 0 | 0 | 0 | 0 | 0
1978 | 2 | 23 | 0 | 0 | 0 | 0 | 0 | 0 | 0 | 0 | 0 | 0 | 0 | 0 | 0
1978 | 2 | 24 | 0 | 0 | 0 | 0 | 0 | 0 | 0 | 0 | 0 | 0 | 0 | 0 | 0
1978 | 2 | 25 | 0 | 0 | 0 | 0 | 0 | 0 | 0 | 0 | 0 | 0 | 0 | 0 | 0
1978 | 2 | 26 | 0 | 0 | 0 | 0 | 0 | 0 | 0 | 0 | 0 | 0 | 0 | 0 | 0
1978 | 2 | 27 | 0 | 0 | 0 | 0 | 0 | 0 | 0 | 0 | 0 | 0 | 0 | 0 | 0
1978 | 2 | 28 | 0 | 0 | 0 | 0 | 0 | 0 | 0 | 0 | 0 | 0 | 0 | 0 | 0
1978 | 3 | 1 | 0.08 | 0.08 | 0.03 | 0 | 0.08 | 0.03 | 0 | 0 | 0 | 0 | 0 | 0 | 0
1978 | 3 | 2 | 0 | 0 | 0 | 0 | 0 | 0 | 0 | 0 | 0 | 0 | 0 | 0 | 0
1978 | 3 | 3 | 0.42 | 0.42 | 0.37 | 0 | 0.42 | 0.37 | 0 | 0 | 0 | 0 | 0 | 0 | 0
1978 | 3 | 4 | 0 | 0 | 0 | 0 | 0 | 0 | 0 | 0 | 0 | 0 | 0 | 0 | 0
1978 | 3 | 5 | 0 | 0 | 0 | 0 | 0 | 0 | 0 | 0 | 0 | 0 | 0 | 0 | 0
1978 | 3 | 6 | 0 | 0 | 0 | 0 | 0 | 0 | 0 | 0 | 0 | 0 | 0 | 0 | 0
1978 | 3 | 7 | 0 | 0 | 0 | 0 | 0 | 0 | 0 | 0 | 0 | 0 | 0 | 0 | 0
1978 | 3 | 8 | 0.28 | 0.28 | 0.23 | 0 | 0.28 | 0.23 | 0 | 0 | 0 | 0 | 0 | 0 | 0
1978 | 3 | 9 | 0 | 0 | 0 | 0 | 0 | 0 | 0 | 0 | 0 | 0 | 0 | 0 | 0
1978 | 3 | 10 | 0.45 | 0.45 | 0.4 | 0 | 0.45 | 0.4 | 0 | 0 | 0 | 0 | 0 | 0 | 0
1978 | 3 | 11 | 0 | 0 | 0 | 0 | 0 | 0 | 0 | 0 | 0 | 0 | 0 | 0 | 0
1978 | 3 | 12 | 0 | 0 | 0 | 0 | 0 | 0 | 0 | 0 | 0 | 0 | 0 | 0 | 0
1978 | 3 | 13 | 0 | 0 | 0 | 0 | 0 | 0 | 0 | 0 | 0 | 0 | 0 | 0 | 0
1978 | 3 | 14 | 0.17 | 0.17 | 0.12 | 0 | 0.17 | 0.12 | 0 | 0 | 0 | 0 | 0 | 0 | 0
1978 | 3 | 15 | 0 | 0 | 0 | 0 | 0 | 0 | 0 | 0 | 0 | 0 | 0 | 0 | 0
1978 | 3 | 16 | 0.15 | 0.15 | 0.1 | 0 | 0.15 | 0.1 | 0 | 0 | 0 | 0 | 0 | 0 | 0
1978 | 3 | 17 | 0 | 0 | 0 | 0 | 0 | 0 | 0 | 0 | 0 | 0 | 0 | 0 | 0
1978 | 3 | 18 | 0 | 0 | 0 | 0 | 0 | 0 | 0 | 0 | 0 | 0 | 0 | 0 | 0
1978 | 3 | 19 | 0 | 0 | 0 | 0 | 0 | 0 | 0 | 0 | 0 | 0 | 0 | 0 | 0
1978 | 3 | 20 | 0 | 0 | 0 | 0 | 0 | 0 | 0 | 0 | 0 | 0 | 0 | 0 | 0
1978 | 3 | 21 | 0.09 | 0.09 | 0.04 | 0 | 0.09 | 0.04 | 0 | 0 | 0 | 0 | 0 | 0 | 0
1978 | 3 | 22 | 0 | 0 | 0 | 0 | 0 | 0 | 0 | 0 | 0 | 0 | 0 | 0 | 0
1978 | 3 | 23 | 0 | 0 | 0 | 0 | 0 | 0 | 0 | 0 | 0 | 0 | 0 | 0 | 0
1978 | 3 | 24 | 0 | 0 | 0 | 0 | 0 | 0 | 0 | 0 | 0 | 0 | 0 | 0 | 0
1978 | 3 | 25 | 0.27 | 0.27 | 0.22 | 0 | 0.27 | 0.22 | 0 | 0 | 0 | 0 | 0 | 0 | 0
1978 | 3 | 26 | 2.16 | 1 | 0.95 | 0 | 1 | 0.95 | 0 | 0 | 0 | 0 | 0 | 0 | 0
1978 | 3 | 27 | 0.41 | 0.41 | 0.36 | 0 | 0.41 | 0.36 | 0 | 0 | 0 | 0 | 0 | 0 | 0
1978 | 3 | 28 | 0 | 0 | 0 | 0 | 0 | 0 | 0 | 0 | 0 | 0 | 0 | 0 | 0
1978 | 3 | 29 | 0 | 0 | 0 | 0 | 0 | 0 | 0 | 0 | 0 | 0 | 0 | 0 | 0
1978 | 3 | 30 | 0 | 0 | 0 | 0 | 0 | 0 | 0 | 0 | 0 | 0 | 0 | 0 | 0
1978 | 3 | 31 | 0 | 0 | 0 | 0 | 0 | 0 | 0 | 0 | 0 | 0 | 0 | 0 | 0
1978 | 4 | 1 | 0 | 0 | 0 | 0 | 0 | 0 | 0 | 0 | 0 | 0 | 0 | 0 | 0
1978 | 4 | 2 | 0 | 0 | 0 | 0 | 0 | 0 | 0 | 0 | 0 | 0 | 0 | 0 | 0
1978 | 4 | 3 | 0.02 | 0.02 | 0 | 0 | 0.02 | 0 | 0 | 0 | 0 | 0 | 0 | 0 | 0
1978 | 4 | 4 | 0 | 0 | 0 | 0 | 0 | 0 | 0 | 0 | 0 | 0 | 0 | 0 | 0
1978 | 4 | 5 | 0 | 0 | 0 | 0 | 0 | 0 | 0 | 0 | 0 | 0 | 0 | 0 | 0
1978 | 4 | 6 | 0.02 | 0.02 | 0 | 0 | 0.02 | 0 | 0 | 0 | 0 | 0 | 0 | 0 | 0
1978 | 4 | 7 | 0.08 | 0.08 | 0.03 | 0 | 0.08 | 0.03 | 0 | 0 | 0 | 0 | 0 | 0 | 0
1978 | 4 | 8 | 0 | 0 | 0 | 0 | 0 | 0 | 0 | 0 | 0 | 0 | 0 | 0 | 0
1978 | 4 | 9 | 0 | 0 | 0 | 0 | 0 | 0 | 0 | 0 | 0 | 0 | 0 | 0 | 0
1978 | 4 | 10 | 0 | 0 | 0 | 0 | 0 | 0 | 0 | 0 | 0 | 0 | 0 | 0 | 0
1978 | 4 | 11 | 0.1 | 0.1 | 0.05 | 0 | 0.1 | 0.05 | 0 | 0 | 0 | 0 | 0 | 0 | 0
1978 | 4 | 12 | 0 | 0 | 0 | 0 | 0 | 0 | 0 | 0 | 0 | 0 | 0 | 0 | 0
1978 | 4 | 13 | 0 | 0 | 0 | 0 | 0 | 0 | 0 | 0 | 0 | 0 | 0 | 0 | 0
1978 | 4 | 14 | 0 | 0 | 0 | 0 | 0 | 0 | 0 | 0 | 0 | 0 | 0 | 0 | 0
1978 | 4 | 15 | 0 | 0 | 0 | 0 | 0 | 0 | 0 | 0 | 0 | 0 | 0 | 0 | 0
1978 | 4 | 16 | 0 | 0 | 0 | 0 | 0 | 0 | 0 | 0 | 0 | 0 | 0 | 0 | 0
1978 | 4 | 17 | 0 | 0 | 0 | 0 | 0 | 0 | 0 | 0 | 0 | 0 | 0 | 0 | 0
1978 | 4 | 18 | 0.38 | 0.38 | 0.33 | 0 | 0.38 | 0.33 | 0 | 0 | 0 | 0 | 0 | 0 | 0
1978 | 4 | 19 | 0.48 | 0.48 | 0.43 | 0 | 0.48 | 0.43 | 0 | 0 | 0 | 0 | 0 | 0 | 0
1978 | 4 | 20 | 0 | 0 | 0 | 0 | 0 | 0 | 0 | 0 | 0 | 0 | 0 | 0 | 0
1978 | 4 | 21 | 0 | 0 | 0 | 0 | 0 | 0 | 0 | 0 | 0 | 0 | 0 | 0 | 0
1978 | 4 | 22 | 0 | 0 | 0 | 0 | 0 | 0 | 0 | 0 | 0 | 0 | 0 | 0 | 0
1978 | 4 | 23 | 0 | 0 | 0 | 0 | 0 | 0 | 0 | 0 | 0 | 0 | 0 | 0 | 0
1978 | 4 | 24 | 0 | 0 | 0 | 0 | 0 | 0 | 0 | 0 | 0 | 0 | 0 | 0 | 0
1978 | 4 | 25 | 0.07 | 0.07 | 0.02 | 0 | 0.07 | 0.02 | 0 | 0 | 0 | 0 | 0 | 0 | 0
1978 | 4 | 26 | 0.23 | 0.23 | 0.18 | 0 | 0.23 | 0.18 | 0 | 0 | 0 | 0 | 0 | 0 | 0
1978 | 4 | 27 | 0 | 0 | 0 | 0 | 0 | 0 | 0 | 0 | 0 | 0 | 0 | 0 | 0
1978 | 4 | 28 | 0 | 0 | 0 | 0 | 0 | 0 | 0 | 0 | 0 | 0 | 0 | 0 | 0
1978 | 4 | 29 | 0 | 0 | 0 | 0 | 0 | 0 | 0 | 0 | 0 | 0 | 0 | 0 | 0
1978 | 4 | 30 | 0 | 0 | 0 | 0 | 0 | 0 | 0 | 0 | 0 | 0 | 0 | 0 | 0
1978 | 5 | 1 | 0 | 0 | 0 | 0 | 0 | 0 | 0 | 0 | 0 | 0 | 0 | 0 | 0
1978 | 5 | 2 | 0 | 0 | 0 | 0 | 0 | 0 | 0 | 0 | 0 | 0 | 0 | 0 | 0
1978 | 5 | 3 | 0 | 0 | 0 | 0 | 0 | 0 | 0 | 0 | 0 | 0 | 0 | 0 | 0
1978 | 5 | 4 | 1.26 | 1 | 0.95 | 0 | 1 | 0.95 | 0 | 0 | 0 | 0 | 0 | 0 | 0
1978 | 5 | 5 | 0.06 | 0.06 | 0.01 | 0 | 0.06 | 0.01 | 0 | 0 | 0 | 0 | 0 | 0 | 0
1978 | 5 | 6 | 0.02 | 0.02 | 0 | 0 | 0.02 | 0 | 0 | 0 | 0 | 0 | 0 | 0 | 0
1978 | 5 | 7 | 0 | 0 | 0 | 0 | 0 | 0 | 0 | 0 | 0 | 0 | 0 | 0 | 0
1978 | 5 | 8 | 0.53 | 0.53 | 0.48 | 0 | 0.53 | 0.48 | 0 | 0 | 0 | 0 | 0 | 0 | 0
1978 | 5 | 9 | 0.34 | 0.34 | 0.29 | 0 | 0.34 | 0.29 | 0 | 0 | 0 | 0 | 0 | 0 | 0
1978 | 5 | 10 | 0 | 0 | 0 | 0 | 0 | 0 | 0 | 0 | 0 | 0 | 0 | 0 | 0
1978 | 5 | 11 | 0 | 0 | 0 | 0 | 0 | 0 | 0 | 0 | 0 | 0 | 0 | 0 | 0
1978 | 5 | 12 | 0 | 0 | 0 | 0 | 0 | 0 | 0 | 0 | 0 | 0 | 0 | 0 | 0
1978 | 5 | 13 | 0.34 | 0.34 | 0.29 | 0 | 0.34 | 0.29 | 0 | 0 | 0 | 0 | 0 | 0 | 0
1978 | 5 | 14 | 0.56 | 0.56 | 0.51 | 0 | 0.56 | 0.51 | 0 | 0 | 0 | 0 | 0 | 0 | 0
1978 | 5 | 15 | 1.24 | 1 | 0.95 | 0 | 1 | 0.95 | 0 | 0 | 0 | 0 | 0 | 0 | 0
1978 | 5 | 16 | 0.55 | 0.55 | 0.5 | 0 | 0.55 | 0.5 | 0 | 0 | 0 | 0 | 0 | 0 | 0
1978 | 5 | 17 | 0 | 0 | 0 | 0 | 0 | 0 | 0 | 0 | 0 | 0 | 0 | 0 | 0
1978 | 5 | 18 | 0.02 | 0.02 | 0 | 0 | 0.02 | 0 | 0 | 0 | 0 | 0 | 0 | 0 | 0
1978 | 5 | 19 | 0 | 0 | 0 | 0 | 0 | 0 | 0 | 0 | 0 | 0 | 0 | 0 | 0
1978 | 5 | 20 | 0 | 0 | 0 | 0 | 0 | 0 | 0 | 0 | 0 | 0 | 0 | 0 | 0
1978 | 5 | 21 | 0 | 0 | 0 | 0 | 0 | 0 | 0 | 0 | 0 | 0 | 0 | 0 | 0
1978 | 5 | 22 | 0 | 0 | 0 | 0 | 0 | 0 | 0 | 0 | 0 | 0 | 0 | 0 | 0
1978 | 5 | 23 | 0.08 | 0.08 | 0.03 | 0 | 0.08 | 0.03 | 0 | 0 | 0 | 0 | 0 | 0 | 0
1978 | 5 | 24 | 0.13 | 0.13 | 0.08 | 0 | 0.13 | 0.08 | 0 | 0 | 0 | 0 | 0 | 0 | 0
1978 | 5 | 25 | 0 | 0 | 0 | 0 | 0 | 0 | 0 | 0 | 0 | 0 | 0 | 0 | 0
1978 | 5 | 26 | 0 | 0 | 0 | 0 | 0 | 0 | 0 | 0 | 0 | 0 | 0 | 0 | 0
1978 | 5 | 27 | 0 | 0 | 0 | 0 | 0 | 0 | 0 | 0 | 0 | 0 | 0 | 0 | 0
1978 | 5 | 28 | 0 | 0 | 0 | 0 | 0 | 0 | 0 | 0 | 0 | 0 | 0 | 0 | 0
1978 | 5 | 29 | 0 | 0 | 0 | 0 | 0 | 0 | 0 | 0 | 0 | 0 | 0 | 0 | 0
1978 | 5 | 30 | 0 | 0 | 0 | 0 | 0 | 0 | 0 | 0 | 0 | 0 | 0 | 0 | 0
1978 | 5 | 31 | 0 | 0 | 0 | 0 | 0 | 0 | 0 | 0 | 0 | 0 | 0 | 0 | 0
1978 | 6 | 1 | 0 | 0 | 0 | 0 | 0 | 0 | 0 | 0 | 0 | 0 | 0 | 0 | 0
1978 | 6 | 2 | 0 | 0 | 0 | 0 | 0 | 0 | 0 | 0 | 0 | 0 | 0 | 0 | 0
1978 | 6 | 3 | 0.1 | 0.1 | 0.05 | 0 | 0.1 | 0.05 | 0 | 0 | 0 | 0 | 0 | 0 | 0
1978 | 6 | 4 | 0 | 0 | 0 | 0 | 0 | 0 | 0 | 0 | 0 | 0 | 0 | 0 | 0
1978 | 6 | 5 | 0.02 | 0.02 | 0 | 0 | 0.02 | 0 | 0 | 0 | 0 | 0 | 0 | 0 | 0
1978 | 6 | 6 | 0 | 0 | 0 | 0 | 0 | 0 | 0 | 0 | 0 | 0 | 0 | 0 | 0
1978 | 6 | 7 | 0.12 | 0.12 | 0.07 | 0 | 0.12 | 0.07 | 0 | 0 | 0 | 0 | 0 | 0 | 0
1978 | 6 | 8 | 0.04 | 0.04 | 0 | 0 | 0.04 | 0 | 0 | 0 | 0 | 0 | 0 | 0 | 0
1978 | 6 | 9 | 0 | 0 | 0 | 0 | 0 | 0 | 0 | 0 | 0 | 0 | 0 | 0 | 0
1978 | 6 | 10 | 0 | 0 | 0 | 0 | 0 | 0 | 0 | 0 | 0 | 0 | 0 | 0 | 0
1978 | 6 | 11 | 0 | 0 | 0 | 0 | 0 | 0 | 0 | 0 | 0 | 0 | 0 | 0 | 0
1978 | 6 | 12 | 0 | 0 | 0 | 0 | 0 | 0 | 0 | 0 | 0 | 0 | 0 | 0 | 0
1978 | 6 | 13 | 0.4 | 0.4 | 0.35 | 0 | 0.4 | 0.35 | 0 | 0 | 0 | 0 | 0 | 0 | 0
1978 | 6 | 14 | 0 | 0 | 0 | 0 | 0 | 0 | 0 | 0 | 0 | 0 | 0 | 0 | 0
1978 | 6 | 15 | 0 | 0 | 0 | 0 | 0 | 0 | 0 | 0 | 0 | 0 | 0 | 0 | 0
1978 | 6 | 16 | 0 | 0 | 0 | 0 | 0 | 0 | 0 | 0 | 0 | 0 | 0 | 0 | 0
1978 | 6 | 17 | 0 | 0 | 0 | 0 | 0 | 0 | 0 | 0 | 0 | 0 | 0 | 0 | 0
1978 | 6 | 18 | 0 | 0 | 0 | 0 | 0 | 0 | 0 | 0 | 0 | 0 | 0 | 0 | 0
1978 | 6 | 19 | 0.1 | 0.1 | 0.05 | 0 | 0.1 | 0.05 | 0 | 0 | 0 | 0 | 0 | 0 | 0
1978 | 6 | 20 | 0 | 0 | 0 | 0 | 0 | 0 | 0 | 0 | 0 | 0 | 0 | 0 | 0
1978 | 6 | 21 | 0.52 | 0.52 | 0.47 | 0 | 0.52 | 0.47 | 0 | 0 | 0 | 0 | 0 | 0 | 0
1978 | 6 | 22 | 0 | 0 | 0 | 0 | 0 | 0 | 0 | 0 | 0 | 0 | 0 | 0 | 0
1978 | 6 | 23 | 0 | 0 | 0 | 0 | 0 | 0 | 0 | 0 | 0 | 0 | 0 | 0 | 0
1978 | 6 | 24 | 0 | 0 | 0 | 0 | 0 | 0 | 0 | 0 | 0 | 0 | 0 | 0 | 0
1978 | 6 | 25 | 0 | 0 | 0 | 0 | 0 | 0 | 0 | 0 | 0 | 0 | 0 | 0 | 0
1978 | 6 | 26 | 0.02 | 0.02 | 0 | 0 | 0.02 | 0 | 0 | 0 | 0 | 0 | 0 | 0 | 0
1978 | 6 | 27 | 0.71 | 0.71 | 0.66 | 0 | 0.71 | 0.66 | 0 | 0 | 0 | 0 | 0 | 0 | 0
1978 | 6 | 28 | 0.02 | 0.02 | 0 | 0 | 0.02 | 0 | 0 | 0 | 0 | 0 | 0 | 0 | 0
1978 | 6 | 29 | 0.38 | 0.38 | 0.33 | 0 | 0.38 | 0.33 | 0 | 0 | 0 | 0 | 0 | 0 | 0
1978 | 6 | 30 | 0 | 0 | 0 | 0 | 0 | 0 | 0 | 0 | 0 | 0 | 0 | 0 | 0
1978 | 7 | 1 | 0 | 0 | 0 | 0 | 0 | 0 | 0 | 0 | 0 | 0 | 0 | 0 | 0
1978 | 7 | 2 | 0.31 | 0.31 | 0.26 | 0 | 0.31 | 0.26 | 0 | 0 | 0 | 0 | 0 | 0 | 0
1978 | 7 | 3 | 1.72 | 1 | 0.95 | 0 | 1 | 0.95 | 0 | 0 | 0 | 0 | 0 | 0 | 0
1978 | 7 | 4 | 0 | 0 | 0 | 0 | 0 | 0 | 0 | 0 | 0 | 0 | 0 | 0 | 0
1978 | 7 | 5 | 0 | 0 | 0 | 0 | 0 | 0 | 0 | 0 | 0 | 0 | 0 | 0 | 0
1978 | 7 | 6 | 0 | 0 | 0 | 0 | 0 | 0 | 0 | 0 | 0 | 0 | 0 | 0 | 0
1978 | 7 | 7 | 0 | 0 | 0 | 0 | 0 | 0 | 0 | 0 | 0 | 0 | 0 | 0 | 0
1978 | 7 | 8 | 0.24 | 0.24 | 0.19 | 0 | 0.24 | 0.19 | 0 | 0 | 0 | 0 | 0 | 0 | 0
1978 | 7 | 9 | 0 | 0 | 0 | 0 | 0 | 0 | 0 | 0 | 0 | 0 | 0 | 0 | 0
1978 | 7 | 10 | 0.55 | 0.55 | 0.5 | 0 | 0.55 | 0.5 | 0 | 0 | 0 | 0 | 0 | 0 | 0
1978 | 7 | 11 | 0.02 | 0.02 | 0 | 0 | 0.02 | 0 | 0 | 0 | 0 | 0 | 0 | 0 | 0
1978 | 7 | 12 | 0 | 0 | 0 | 0 | 0 | 0 | 0 | 0 | 0 | 0 | 0 | 0 | 0
1978 | 7 | 13 | 0 | 0 | 0 | 0 | 0 | 0 | 0 | 0 | 0 | 0 | 0 | 0 | 0
1978 | 7 | 14 | 0 | 0 | 0 | 0 | 0 | 0 | 0 | 0 | 0 | 0 | 0 | 0 | 0
1978 | 7 | 15 | 0 | 0 | 0 | 0 | 0 | 0 | 0 | 0 | 0 | 0 | 0 | 0 | 0
1978 | 7 | 16 | 0.02 | 0.02 | 0 | 0 | 0.02 | 0 | 0 | 0 | 0 | 0 | 0 | 0 | 0
1978 | 7 | 17 | 0 | 0 | 0 | 0 | 0 | 0 | 0 | 0 | 0 | 0 | 0 | 0 | 0
1978 | 7 | 18 | 0 | 0 | 0 | 0 | 0 | 0 | 0 | 0 | 0 | 0 | 0 | 0 | 0
1978 | 7 | 19 | 0 | 0 | 0 | 0 | 0 | 0 | 0 | 0 | 0 | 0 | 0 | 0 | 0
1978 | 7 | 20 | 0 | 0 | 0 | 0 | 0 | 0 | 0 | 0 | 0 | 0 | 0 | 0 | 0
1978 | 7 | 21 | 0 | 0 | 0 | 0 | 0 | 0 | 0 | 0 | 0 | 0 | 0 | 0 | 0
1978 | 7 | 22 | 0 | 0 | 0 | 0 | 0 | 0 | 0 | 0 | 0 | 0 | 0 | 0 | 0
1978 | 7 | 23 | 0 | 0 | 0 | 0 | 0 | 0 | 0 | 0 | 0 | 0 | 0 | 0 | 0
1978 | 7 | 24 | 0.12 | 0.12 | 0.07 | 0 | 0.12 | 0.07 | 0 | 0 | 0 | 0 | 0 | 0 | 0
1978 | 7 | 25 | 0 | 0 | 0 | 0 | 0 | 0 | 0 | 0 | 0 | 0 | 0 | 0 | 0
1978 | 7 | 26 | 0 | 0 | 0 | 0 | 0 | 0 | 0 | 0 | 0 | 0 | 0 | 0 | 0
1978 | 7 | 27 | 0 | 0 | 0 | 0 | 0 | 0 | 0 | 0 | 0 | 0 | 0 | 0 | 0
1978 | 7 | 28 | 0.15 | 0.15 | 0.1 | 0 | 0.15 | 0.1 | 0 | 0 | 0 | 0 | 0 | 0 | 0
1978 | 7 | 29 | 0 | 0 | 0 | 0 | 0 | 0 | 0 | 0 | 0 | 0 | 0 | 0 | 0
1978 | 7 | 30 | 0.31 | 0.31 | 0.26 | 0 | 0.31 | 0.26 | 0 | 0 | 0 | 0 | 0 | 0 | 0
1978 | 7 | 31 | 0.84 | 0.84 | 0.79 | 0 | 0.84 | 0.79 | 0 | 0 | 0 | 0 | 0 | 0 | 0
1978 | 8 | 1 | 0.04 | 0.04 | 0 | 0 | 0.04 | 0 | 0 | 0 | 0 | 0 | 0 | 0 | 0
1978 | 8 | 2 | 0.15 | 0.15 | 0.1 | 0 | 0.15 | 0.1 | 0 | 0 | 0 | 0 | 0 | 0 | 0
1978 | 8 | 3 | 0.06 | 0.06 | 0.01 | 0 | 0.06 | 0.01 | 0 | 0 | 0 | 0 | 0 | 0 | 0
1978 | 8 | 4 | 0.47 | 0.47 | 0.42 | 0 | 0.47 | 0.42 | 0 | 0 | 0 | 0 | 0 | 0 | 0
1978 | 8 | 5 | 0.46 | 0.46 | 0.41 | 0 | 0.46 | 0.41 | 0 | 0 | 0 | 0 | 0 | 0 | 0
1978 | 8 | 6 | 0 | 0 | 0 | 0 | 0 | 0 | 0 | 0 | 0 | 0 | 0 | 0 | 0
1978 | 8 | 7 | 0 | 0 | 0 | 0 | 0 | 0 | 0 | 0 | 0 | 0 | 0 | 0 | 0
1978 | 8 | 8 | 0 | 0 | 0 | 0 | 0 | 0 | 0 | 0 | 0 | 0 | 0 | 0 | 0
1978 | 8 | 9 | 0.32 | 0.32 | 0.27 | 0 | 0.32 | 0.27 | 0 | 0 | 0 | 0 | 0 | 0 | 0
1978 | 8 | 10 | 0 | 0 | 0 | 0 | 0 | 0 | 0 | 0 | 0 | 0 | 0 | 0 | 0
1978 | 8 | 11 | 0.59 | 0.59 | 0.54 | 0 | 0.59 | 0.54 | 0 | 0 | 0 | 0 | 0 | 0 | 0
1978 | 8 | 12 | 0.09 | 0.09 | 0.04 | 0 | 0.09 | 0.04 | 0 | 0 | 0 | 0 | 0 | 0 | 0
1978 | 8 | 13 | 1.21 | 1 | 0.95 | 0 | 1 | 0.95 | 0 | 0 | 0 | 0 | 0 | 0 | 0
1978 | 8 | 14 | 0.06 | 0.06 | 0.01 | 0 | 0.06 | 0.01 | 0 | 0 | 0 | 0 | 0 | 0 | 0
1978 | 8 | 15 | 0 | 0 | 0 | 0 | 0 | 0 | 0 | 0 | 0 | 0 | 0 | 0 | 0
1978 | 8 | 16 | 0 | 0 | 0 | 0 | 0 | 0 | 0 | 0 | 0 | 0 | 0 | 0 | 0
1978 | 8 | 17 | 0 | 0 | 0 | 0 | 0 | 0 | 0 | 0 | 0 | 0 | 0 | 0 | 0
1978 | 8 | 18 | 0 | 0 | 0 | 0 | 0 | 0 | 0 | 0 | 0 | 0 | 0 | 0 | 0
1978 | 8 | 19 | 0 | 0 | 0 | 0 | 0 | 0 | 0 | 0 | 0 | 0 | 0 | 0 | 0
1978 | 8 | 20 | 0 | 0 | 0 | 0 | 0 | 0 | 0 | 0 | 0 | 0 | 0 | 0 | 0
1978 | 8 | 21 | 0 | 0 | 0 | 0 | 0 | 0 | 0 | 0 | 0 | 0 | 0 | 0 | 0
1978 | 8 | 22 | 0 | 0 | 0 | 0 | 0 | 0 | 0 | 0 | 0 | 0 | 0 | 0 | 0
1978 | 8 | 23 | 0 | 0 | 0 | 0 | 0 | 0 | 0 | 0 | 0 | 0 | 0 | 0 | 0
1978 | 8 | 24 | 0 | 0 | 0 | 0 | 0 | 0 | 0 | 0 | 0 | 0 | 0 | 0 | 0
1978 | 8 | 25 | 0 | 0 | 0 | 0 | 0 | 0 | 0 | 0 | 0 | 0 | 0 | 0 | 0
1978 | 8 | 26 | 0 | 0 | 0 | 0 | 0 | 0 | 0 | 0 | 0 | 0 | 0 | 0 | 0
1978 | 8 | 27 | 0.36 | 0.36 | 0.31 | 0 | 0.36 | 0.31 | 0 | 0 | 0 | 0 | 0 | 0 | 0
1978 | 8 | 28 | 0 | 0 | 0 | 0 | 0 | 0 | 0 | 0 | 0 | 0 | 0 | 0 | 0
1978 | 8 | 29 | 0 | 0 | 0 | 0 | 0 | 0 | 0 | 0 | 0 | 0 | 0 | 0 | 0
1978 | 8 | 30 | 2.01 | 1 | 0.95 | 0 | 1 | 0.95 | 0 | 0 | 0 | 0 | 0 | 0 | 0
1978 | 8 | 31 | 0.03 | 0.03 | 0 | 0 | 0.03 | 0 | 0 | 0 | 0 | 0 | 0 | 0 | 0
1978 | 9 | 1 | 0 | 0 | 0 | 0 | 0 | 0 | 0 | 0 | 0 | 0 | 0 | 0 | 0
1978 | 9 | 2 | 0 | 0 | 0 | 0 | 0 | 0 | 0 | 0 | 0 | 0 | 0 | 0 | 0
1978 | 9 | 3 | 0 | 0 | 0 | 0 | 0 | 0 | 0 | 0 | 0 | 0 | 0 | 0 | 0
1978 | 9 | 4 | 0 | 0 | 0 | 0 | 0 | 0 | 0 | 0 | 0 | 0 | 0 | 0 | 0
1978 | 9 | 5 | 0 | 0 | 0 | 0 | 0 | 0 | 0 | 0 | 0 | 0 | 0 | 0 | 0
1978 | 9 | 6 | 0 | 0 | 0 | 0 | 0 | 0 | 0 | 0 | 0 | 0 | 0 | 0 | 0
1978 | 9 | 7 | 0 | 0 | 0 | 0 | 0 | 0 | 0 | 0 | 0 | 0 | 0 | 0 | 0
1978 | 9 | 8 | 0 | 0 | 0 | 0 | 0 | 0 | 0 | 0 | 0 | 0 | 0 | 0 | 0
1978 | 9 | 9 | 0 | 0 | 0 | 0 | 0 | 0 | 0 | 0 | 0 | 0 | 0 | 0 | 0
1978 | 9 | 10 | 0 | 0 | 0 | 0 | 0 | 0 | 0 | 0 | 0 | 0 | 0 | 0 | 0
1978 | 9 | 11 | 0 | 0 | 0 | 0 | 0 | 0 | 0 | 0 | 0 | 0 | 0 | 0 | 0
1978 | 9 | 12 | 0.54 | 0.54 | 0.49 | 0 | 0.54 | 0.49 | 0 | 0 | 0 | 0 | 0 | 0 | 0
1978 | 9 | 13 | 0 | 0 | 0 | 0 | 0 | 0 | 0 | 0 | 0 | 0 | 0 | 0 | 0
1978 | 9 | 14 | 0 | 0 | 0 | 0 | 0 | 0 | 0 | 0 | 0 | 0 | 0 | 0 | 0
1978 | 9 | 15 | 0.1 | 0.1 | 0.05 | 0 | 0.1 | 0.05 | 0 | 0 | 0 | 0 | 0 | 0 | 0
1978 | 9 | 16 | 0.1 | 0.1 | 0.05 | 0 | 0.1 | 0.05 | 0 | 0 | 0 | 0 | 0 | 0 | 0
1978 | 9 | 17 | 0 | 0 | 0 | 0 | 0 | 0 | 0 | 0 | 0 | 0 | 0 | 0 | 0
1978 | 9 | 18 | 0 | 0 | 0 | 0 | 0 | 0 | 0 | 0 | 0 | 0 | 0 | 0 | 0
1978 | 9 | 19 | 0.02 | 0.02 | 0 | 0 | 0.02 | 0 | 0 | 0 | 0 | 0 | 0 | 0 | 0
1978 | 9 | 20 | 0 | 0 | 0 | 0 | 0 | 0 | 0 | 0 | 0 | 0 | 0 | 0 | 0
1978 | 9 | 21 | 0 | 0 | 0 | 0 | 0 | 0 | 0 | 0 | 0 | 0 | 0 | 0 | 0
1978 | 9 | 22 | 0.25 | 0.25 | 0.2 | 0 | 0.25 | 0.2 | 0 | 0 | 0 | 0 | 0 | 0 | 0
1978 | 9 | 23 | 0 | 0 | 0 | 0 | 0 | 0 | 0 | 0 | 0 | 0 | 0 | 0 | 0
1978 | 9 | 24 | 0 | 0 | 0 | 0 | 0 | 0 | 0 | 0 | 0 | 0 | 0 | 0 | 0
1978 | 9 | 25 | 0 | 0 | 0 | 0 | 0 | 0 | 0 | 0 | 0 | 0 | 0 | 0 | 0
1978 | 9 | 26 | 0 | 0 | 0 | 0 | 0 | 0 | 0 | 0 | 0 | 0 | 0 | 0 | 0
1978 | 9 | 27 | 0 | 0 | 0 | 0 | 0 | 0 | 0 | 0 | 0 | 0 | 0 | 0 | 0
1978 | 9 | 28 | 0 | 0 | 0 | 0 | 0 | 0 | 0 | 0 | 0 | 0 | 0 | 0 | 0
1978 | 9 | 29 | 0 | 0 | 0 | 0 | 0 | 0 | 0 | 0 | 0 | 0 | 0 | 0 | 0
1978 | 9 | 30 | 0 | 0 | 0 | 0 | 0 | 0 | 0 | 0 | 0 | 0 | 0 | 0 | 0
1978 | 10 | 1 | 0 | 0 | 0 | 0 | 0 | 0 | 0 | 0 | 0 | 0 | 0 | 0 | 0
1978 | 10 | 2 | 0 | 0 | 0 | 0 | 0 | 0 | 0 | 0 | 0 | 0 | 0 | 0 | 0
1978 | 10 | 3 | 0 | 0 | 0 | 0 | 0 | 0 | 0 | 0 | 0 | 0 | 0 | 0 | 0
1978 | 10 | 4 | 0.27 | 0.27 | 0.22 | 0 | 0.27 | 0.22 | 0 | 0 | 0 | 0 | 0 | 0 | 0
1978 | 10 | 5 | 0.55 | 0.55 | 0.5 | 0 | 0.55 | 0.5 | 0 | 0 | 0 | 0 | 0 | 0 | 0
1978 | 10 | 6 | 0.03 | 0.03 | 0 | 0 | 0.03 | 0 | 0 | 0 | 0 | 0 | 0 | 0 | 0
1978 | 10 | 7 | 0 | 0 | 0 | 0 | 0 | 0 | 0 | 0 | 0 | 0 | 0 | 0 | 0
1978 | 10 | 8 | 0 | 0 | 0 | 0 | 0 | 0 | 0 | 0 | 0 | 0 | 0 | 0 | 0
1978 | 10 | 9 | 0 | 0 | 0 | 0 | 0 | 0 | 0 | 0 | 0 | 0 | 0 | 0 | 0
1978 | 10 | 10 | 0 | 0 | 0 | 0 | 0 | 0 | 0 | 0 | 0 | 0 | 0 | 0 | 0
1978 | 10 | 11 | 0 | 0 | 0 | 0 | 0 | 0 | 0 | 0 | 0 | 0 | 0 | 0 | 0
1978 | 10 | 12 | 0 | 0 | 0 | 0 | 0 | 0 | 0 | 0 | 0 | 0 | 0 | 0 | 0
1978 | 10 | 13 | 0 | 0 | 0 | 0 | 0 | 0 | 0 | 0 | 0 | 0 | 0 | 0 | 0
1978 | 10 | 14 | 0 | 0 | 0 | 0 | 0 | 0 | 0 | 0 | 0 | 0 | 0 | 0 | 0
1978 | 10 | 15 | 0 | 0 | 0 | 0 | 0 | 0 | 0 | 0 | 0 | 0 | 0 | 0 | 0
1978 | 10 | 16 | 0.07 | 0.07 | 0.02 | 0 | 0.07 | 0.02 | 0 | 0 | 0 | 0 | 0 | 0 | 0
1978 | 10 | 17 | 0 | 0 | 0 | 0 | 0 | 0 | 0 | 0 | 0 | 0 | 0 | 0 | 0
1978 | 10 | 18 | 0 | 0 | 0 | 0 | 0 | 0 | 0 | 0 | 0 | 0 | 0 | 0 | 0
1978 | 10 | 19 | 0.09 | 0.09 | 0.04 | 0 | 0.09 | 0.04 | 0 | 0 | 0 | 0 | 0 | 0 | 0
1978 | 10 | 20 | 0 | 0 | 0 | 0 | 0 | 0 | 0 | 0 | 0 | 0 | 0 | 0 | 0
1978 | 10 | 21 | 0 | 0 | 0 | 0 | 0 | 0 | 0 | 0 | 0 | 0 | 0 | 0 | 0
1978 | 10 | 22 | 0 | 0 | 0 | 0 | 0 | 0 | 0 | 0 | 0 | 0 | 0 | 0 | 0
1978 | 10 | 23 | 0.05 | 0.05 | 0 | 0 | 0.05 | 0 | 0 | 0 | 0 | 0 | 0 | 0 | 0
1978 | 10 | 24 | 0 | 0 | 0 | 0 | 0 | 0 | 0 | 0 | 0 | 0 | 0 | 0 | 0
1978 | 10 | 25 | 0 | 0 | 0 | 0 | 0 | 0 | 0 | 0 | 0 | 0 | 0 | 0 | 0
1978 | 10 | 26 | 0.01 | 0.01 | 0 | 0 | 0.01 | 0 | 0 | 0 | 0 | 0 | 0 | 0 | 0
1978 | 10 | 27 | 0.09 | 0.09 | 0.04 | 0 | 0.09 | 0.04 | 0 | 0 | 0 | 0 | 0 | 0 | 0
1978 | 10 | 28 | 0 | 0 | 0 | 0 | 0 | 0 | 0 | 0 | 0 | 0 | 0 | 0 | 0
1978 | 10 | 29 | 0 | 0 | 0 | 0 | 0 | 0 | 0 | 0 | 0 | 0 | 0 | 0 | 0
1978 | 10 | 30 | 0 | 0 | 0 | 0 | 0 | 0 | 0 | 0 | 0 | 0 | 0 | 0 | 0
1978 | 10 | 31 | 0 | 0 | 0 | 0 | 0 | 0 | 0 | 0 | 0 | 0 | 0 | 0 | 0
1978 | 11 | 1 | 0 | 0 | 0 | 0 | 0 | 0 | 0 | 0 | 0 | 0 | 0 | 0 | 0
1978 | 11 | 2 | 0 | 0 | 0 | 0 | 0 | 0 | 0 | 0 | 0 | 0 | 0 | 0 | 0
1978 | 11 | 3 | 0 | 0 | 0 | 0 | 0 | 0 | 0 | 0 | 0 | 0 | 0 | 0 | 0
1978 | 11 | 4 | 0.02 | 0.02 | 0 | 0 | 0.02 | 0 | 0 | 0 | 0 | 0 | 0 | 0 | 0
1978 | 11 | 5 | 0 | 0 | 0 | 0 | 0 | 0 | 0 | 0 | 0 | 0 | 0 | 0 | 0
1978 | 11 | 6 | 0 | 0 | 0 | 0 | 0 | 0 | 0 | 0 | 0 | 0 | 0 | 0 | 0
1978 | 11 | 7 | 0 | 0 | 0 | 0 | 0 | 0 | 0 | 0 | 0 | 0 | 0 | 0 | 0
1978 | 11 | 8 | 0 | 0 | 0 | 0 | 0 | 0 | 0 | 0 | 0 | 0 | 0 | 0 | 0
1978 | 11 | 9 | 0 | 0 | 0 | 0 | 0 | 0 | 0 | 0 | 0 | 0 | 0 | 0 | 0
1978 | 11 | 10 | 0 | 0 | 0 | 0 | 0 | 0 | 0 | 0 | 0 | 0 | 0 | 0 | 0
1978 | 11 | 11 | 0.04 | 0.04 | 0 | 0 | 0.04 | 0 | 0 | 0 | 0 | 0 | 0 | 0 | 0
1978 | 11 | 12 | 0 | 0 | 0 | 0 | 0 | 0 | 0 | 0 | 0 | 0 | 0 | 0 | 0
1978 | 11 | 13 | 0 | 0 | 0 | 0 | 0 | 0 | 0 | 0 | 0 | 0 | 0 | 0 | 0
1978 | 11 | 14 | 0 | 0 | 0 | 0 | 0 | 0 | 0 | 0 | 0 | 0 | 0 | 0 | 0
1978 | 11 | 15 | 0.11 | 0.11 | 0.06 | 0 | 0.11 | 0.06 | 0 | 0 | 0 | 0 | 0 | 0 | 0
1978 | 11 | 16 | 0.03 | 0.03 | 0 | 0 | 0.03 | 0 | 0 | 0 | 0 | 0 | 0 | 0 | 0
1978 | 11 | 17 | 0.5 | 0.5 | 0.45 | 0 | 0.5 | 0.45 | 0 | 0 | 0 | 0 | 0 | 0 | 0
1978 | 11 | 18 | 0.14 | 0.14 | 0.09 | 0 | 0.14 | 0.09 | 0 | 0 | 0 | 0 | 0 | 0 | 0
1978 | 11 | 19 | 0 | 0 | 0 | 0 | 0 | 0 | 0 | 0 | 0 | 0 | 0 | 0 | 0
1978 | 11 | 20 | 0 | 0 | 0 | 0 | 0 | 0 | 0 | 0 | 0 | 0 | 0 | 0 | 0
1978 | 11 | 21 | 0 | 0 | 0 | 0 | 0 | 0 | 0 | 0 | 0 | 0 | 0 | 0 | 0
1978 | 11 | 22 | 0 | 0 | 0 | 0 | 0 | 0 | 0 | 0 | 0 | 0 | 0 | 0 | 0
1978 | 11 | 23 | 0.12 | 0.12 | 0.07 | 0 | 0.12 | 0.07 | 0 | 0 | 0 | 0 | 0 | 0 | 0
1978 | 11 | 24 | 0 | 0 | 0 | 0 | 0 | 0 | 0 | 0 | 0 | 0 | 0 | 0 | 0
1978 | 11 | 25 | 0 | 0 | 0 | 0 | 0 | 0 | 0 | 0 | 0 | 0 | 0 | 0 | 0
1978 | 11 | 26 | 0.08 | 0.08 | 0.03 | 0 | 0.08 | 0.03 | 0 | 0 | 0 | 0 | 0 | 0 | 0
1978 | 11 | 27 | 0.81 | 0.81 | 0.76 | 0 | 0.81 | 0.76 | 0 | 0 | 0 | 0 | 0 | 0 | 0
1978 | 11 | 28 | 0 | 0 | 0 | 0 | 0 | 0 | 0 | 0 | 0 | 0 | 0 | 0 | 0
1978 | 11 | 29 | 0.46 | 0.46 | 0.41 | 0 | 0.46 | 0.41 | 0 | 0 | 0 | 0 | 0 | 0 | 0
1978 | 11 | 30 | 0 | 0 | 0 | 0 | 0 | 0 | 0 | 0 | 0 | 0 | 0 | 0 | 0
1978 | 12 | 1 | 0 | 0 | 0 | 0 | 0 | 0 | 0 | 0 | 0 | 0 | 0 | 0 | 0
1978 | 12 | 2 | 0 | 0 | 0 | 0 | 0 | 0 | 0 | 0 | 0 | 0 | 0 | 0 | 0
1978 | 12 | 3 | 0.19 | 0.19 | 0.14 | 0 | 0.19 | 0.14 | 0 | 0 | 0 | 0 | 0 | 0 | 0
1978 | 12 | 4 | 0.74 | 0.74 | 0.69 | 0 | 0.74 | 0.69 | 0 | 0 | 0 | 0 | 0 | 0 | 0
1978 | 12 | 5 | 0.38 | 0.38 | 0.33 | 0 | 0.38 | 0.33 | 0 | 0 | 0 | 0 | 0 | 0 | 0
1978 | 12 | 6 | 0 | 0 | 0 | 0 | 0 | 0 | 0 | 0 | 0 | 0 | 0 | 0 | 0
1978 | 12 | 7 | 0 | 0 | 0 | 0 | 0 | 0 | 0 | 0 | 0 | 0 | 0 | 0 | 0
1978 | 12 | 8 | 0.16 | 0.16 | 0.11 | 0 | 0.16 | 0.11 | 0 | 0 | 0 | 0 | 0 | 0 | 0
1978 | 12 | 9 | 0.83 | 0.83 | 0.78 | 0 | 0.83 | 0.78 | 0 | 0 | 0 | 0 | 0 | 0 | 0
1978 | 12 | 10 | 0 | 0 | 0 | 0 | 0 | 0 | 0 | 0 | 0 | 0 | 0 | 0 | 0
1978 | 12 | 11 | 0 | 0 | 0 | 0 | 0 | 0 | 0 | 0 | 0 | 0 | 0 | 0 | 0
1978 | 12 | 12 | 0 | 0 | 0 | 0 | 0 | 0 | 0 | 0 | 0 | 0 | 0 | 0 | 0
1978 | 12 | 13 | 0 | 0 | 0 | 0 | 0 | 0 | 0 | 0 | 0 | 0 | 0 | 0 | 0
1978 | 12 | 14 | 0 | 0 | 0 | 0 | 0 | 0 | 0 | 0 | 0 | 0 | 0 | 0 | 0
1978 | 12 | 15 | 0 | 0 | 0 | 0 | 0 | 0 | 0 | 0 | 0 | 0 | 0 | 0 | 0
1978 | 12 | 16 | 0 | 0 | 0 | 0 | 0 | 0 | 0 | 0 | 0 | 0 | 0 | 0 | 0
1978 | 12 | 17 | 0 | 0 | 0 | 0 | 0 | 0 | 0 | 0 | 0 | 0 | 0 | 0 | 0
1978 | 12 | 18 | 0 | 0 | 0 | 0 | 0 | 0 | 0 | 0 | 0 | 0 | 0 | 0 | 0
1978 | 12 | 19 | 0 | 0 | 0 | 0 | 0 | 0 | 0 | 0 | 0 | 0 | 0 | 0 | 0
1978 | 12 | 20 | 0.35 | 0.35 | 0.3 | 0 | 0.35 | 0.3 | 0 | 0 | 0 | 0 | 0 | 0 | 0
1978 | 12 | 21 | 0.06 | 0.06 | 0.01 | 0 | 0.06 | 0.01 | 0 | 0 | 0 | 0 | 0 | 0 | 0
1978 | 12 | 22 | 0 | 0 | 0 | 0 | 0 | 0 | 0 | 0 | 0 | 0 | 0 | 0 | 0
1978 | 12 | 23 | 0 | 0 | 0 | 0 | 0 | 0 | 0 | 0 | 0 | 0 | 0 | 0 | 0
1978 | 12 | 24 | 0.93 | 0.93 | 0.88 | 0 | 0.93 | 0.88 | 0 | 0 | 0 | 0 | 0 | 0 | 0
1978 | 12 | 25 | 0 | 0 | 0 | 0 | 0 | 0 | 0 | 0 | 0 | 0 | 0 | 0 | 0
1978 | 12 | 26 | 0 | 0 | 0 | 0 | 0 | 0 | 0 | 0 | 0 | 0 | 0 | 0 | 0
1978 | 12 | 27 | 0 | 0 | 0 | 0 | 0 | 0 | 0 | 0 | 0 | 0 | 0 | 0 | 0
1978 | 12 | 28 | 0 | 0 | 0 | 0 | 0 | 0 | 0 | 0 | 0 | 0 | 0 | 0 | 0
1978 | 12 | 29 | 0 | 0 | 0 | 0 | 0 | 0 | 0 | 0 | 0 | 0 | 0 | 0 | 0
1978 | 12 | 30 | 0 | 0 | 0 | 0 | 0 | 0 | 0 | 0 | 0 | 0 | 0 | 0 | 0
1978 | 12 | 31 | 0.36 | 0.36 | 0.31 | 0 | 0.36 | 0.31 | 0 | 0 | 0 | 0 | 0 | 0 | 0
1979 | 1 | 1 | 0.26 | 0.26 | 0.21 | 0 | 0.26 | 0.21 | 0 | 0 | 0 | 0 | 0 | 0 | 0
1979 | 1 | 2 | 1.44 | 1 | 0.95 | 0 | 1 | 0.95 | 0 | 0 | 0 | 0 | 0 | 0 | 0
1979 | 1 | 3 | 0 | 0 | 0 | 0 | 0 | 0 | 0 | 0 | 0 | 0 | 0 | 0 | 0
1979 | 1 | 4 | 0 | 0 | 0 | 0 | 0 | 0 | 0 | 0 | 0 | 0 | 0 | 0 | 0
1979 | 1 | 5 | 0.02 | 0.02 | 0 | 0 | 0.02 | 0 | 0 | 0 | 0 | 0 | 0 | 0 | 0
1979 | 1 | 6 | 0.07 | 0.07 | 0.02 | 0 | 0.07 | 0.02 | 0 | 0 | 0 | 0 | 0 | 0 | 0
1979 | 1 | 7 | 0.76 | 0.76 | 0.71 | 0 | 0.76 | 0.71 | 0 | 0 | 0 | 0 | 0 | 0 | 0
1979 | 1 | 8 | 0.4 | 0.4 | 0.35 | 0 | 0.4 | 0.35 | 0 | 0 | 0 | 0 | 0 | 0 | 0
1979 | 1 | 9 | 0 | 0 | 0 | 0 | 0 | 0 | 0 | 0 | 0 | 0 | 0 | 0 | 0
1979 | 1 | 10 | 0 | 0 | 0 | 0 | 0 | 0 | 0 | 0 | 0 | 0 | 0 | 0 | 0
1979 | 1 | 11 | 0 | 0 | 0 | 0 | 0 | 0 | 0 | 0 | 0 | 0 | 0 | 0 | 0
1979 | 1 | 12 | 0.16 | 0.16 | 0.11 | 0 | 0.16 | 0.11 | 0 | 0 | 0 | 0 | 0 | 0 | 0
1979 | 1 | 13 | 0.51 | 0.51 | 0.46 | 0 | 0.51 | 0.46 | 0 | 0 | 0 | 0 | 0 | 0 | 0
1979 | 1 | 14 | 0.02 | 0.02 | 0 | 0 | 0.02 | 0 | 0 | 0 | 0 | 0 | 0 | 0 | 0
1979 | 1 | 15 | 0 | 0 | 0 | 0 | 0 | 0 | 0 | 0 | 0 | 0 | 0 | 0 | 0
1979 | 1 | 16 | 0 | 0 | 0 | 0 | 0 | 0 | 0 | 0 | 0 | 0 | 0 | 0 | 0
1979 | 1 | 17 | 0.03 | 0.03 | 0 | 0 | 0.03 | 0 | 0 | 0 | 0 | 0 | 0 | 0 | 0
1979 | 1 | 18 | 0 | 0 | 0 | 0 | 0 | 0 | 0 | 0 | 0 | 0 | 0 | 0 | 0
1979 | 1 | 19 | 0 | 0 | 0 | 0 | 0 | 0 | 0 | 0 | 0 | 0 | 0 | 0 | 0
1979 | 1 | 20 | 1.09 | 1 | 0.95 | 0 | 1 | 0.95 | 0 | 0 | 0 | 0 | 0 | 0 | 0
1979 | 1 | 21 | 0.74 | 0.74 | 0.69 | 0 | 0.74 | 0.69 | 0 | 0 | 0 | 0 | 0 | 0 | 0
1979 | 1 | 22 | 0 | 0 | 0 | 0 | 0 | 0 | 0 | 0 | 0 | 0 | 0 | 0 | 0
1979 | 1 | 23 | 0 | 0 | 0 | 0 | 0 | 0 | 0 | 0 | 0 | 0 | 0 | 0 | 0
1979 | 1 | 24 | 0.75 | 0.75 | 0.7 | 0 | 0.75 | 0.7 | 0 | 0 | 0 | 0 | 0 | 0 | 0
1979 | 1 | 25 | 0 | 0 | 0 | 0 | 0 | 0 | 0 | 0 | 0 | 0 | 0 | 0 | 0
1979 | 1 | 26 | 0 | 0 | 0 | 0 | 0 | 0 | 0 | 0 | 0 | 0 | 0 | 0 | 0
1979 | 1 | 27 | 0 | 0 | 0 | 0 | 0 | 0 | 0 | 0 | 0 | 0 | 0 | 0 | 0
1979 | 1 | 28 | 0.39 | 0.39 | 0.34 | 0 | 0.39 | 0.34 | 0 | 0 | 0 | 0 | 0 | 0 | 0
1979 | 1 | 29 | 0 | 0 | 0 | 0 | 0 | 0 | 0 | 0 | 0 | 0 | 0 | 0 | 0
1979 | 1 | 30 | 0 | 0 | 0 | 0 | 0 | 0 | 0 | 0 | 0 | 0 | 0 | 0 | 0
1979 | 1 | 31 | 0 | 0 | 0 | 0 | 0 | 0 | 0 | 0 | 0 | 0 | 0 | 0 | 0
1979 | 2 | 1 | 0 | 0 | 0 | 0 | 0 | 0 | 0 | 0 | 0 | 0 | 0 | 0 | 0
1979 | 2 | 2 | 0 | 0 | 0 | 0 | 0 | 0 | 0 | 0 | 0 | 0 | 0 | 0 | 0
1979 | 2 | 3 | 0 | 0 | 0 | 0 | 0 | 0 | 0 | 0 | 0 | 0 | 0 | 0 | 0
1979 | 2 | 4 | 0 | 0 | 0 | 0 | 0 | 0 | 0 | 0 | 0 | 0 | 0 | 0 | 0
1979 | 2 | 5 | 0 | 0 | 0 | 0 | 0 | 0 | 0 | 0 | 0 | 0 | 0 | 0 | 0
1979 | 2 | 6 | 0 | 0 | 0 | 0 | 0 | 0 | 0 | 0 | 0 | 0 | 0 | 0 | 0
1979 | 2 | 7 | 0.5 | 0.5 | 0.45 | 0 | 0.5 | 0.45 | 0 | 0 | 0 | 0 | 0 | 0 | 0
1979 | 2 | 8 | 0 | 0 | 0 | 0 | 0 | 0 | 0 | 0 | 0 | 0 | 0 | 0 | 0
1979 | 2 | 9 | 0.04 | 0.04 | 0 | 0 | 0.04 | 0 | 0 | 0 | 0 | 0 | 0 | 0 | 0
1979 | 2 | 10 | 0 | 0 | 0 | 0 | 0 | 0 | 0 | 0 | 0 | 0 | 0 | 0 | 0
1979 | 2 | 11 | 0 | 0 | 0 | 0 | 0 | 0 | 0 | 0 | 0 | 0 | 0 | 0 | 0
1979 | 2 | 12 | 0.48 | 0.48 | 0.43 | 0 | 0.48 | 0.43 | 0 | 0 | 0 | 0 | 0 | 0 | 0
1979 | 2 | 13 | 0 | 0 | 0 | 0 | 0 | 0 | 0 | 0 | 0 | 0 | 0 | 0 | 0
1979 | 2 | 14 | 0 | 0 | 0 | 0 | 0 | 0 | 0 | 0 | 0 | 0 | 0 | 0 | 0
1979 | 2 | 15 | 0.06 | 0.06 | 0.01 | 0 | 0.06 | 0.01 | 0 | 0 | 0 | 0 | 0 | 0 | 0
1979 | 2 | 16 | 0.02 | 0.02 | 0 | 0 | 0.02 | 0 | 0 | 0 | 0 | 0 | 0 | 0 | 0
1979 | 2 | 17 | 0 | 0 | 0 | 0 | 0 | 0 | 0 | 0 | 0 | 0 | 0 | 0 | 0
1979 | 2 | 18 | 0.21 | 0.21 | 0.16 | 0 | 0.21 | 0.16 | 0 | 0 | 0 | 0 | 0 | 0 | 0
1979 | 2 | 19 | 1.16 | 1 | 0.95 | 0 | 1 | 0.95 | 0 | 0 | 0 | 0 | 0 | 0 | 0
1979 | 2 | 20 | 0 | 0 | 0 | 0 | 0 | 0 | 0 | 0 | 0 | 0 | 0 | 0 | 0
1979 | 2 | 21 | 0.07 | 0.07 | 0.02 | 0 | 0.07 | 0.02 | 0 | 0 | 0 | 0 | 0 | 0 | 0
1979 | 2 | 22 | 0 | 0 | 0 | 0 | 0 | 0 | 0 | 0 | 0 | 0 | 0 | 0 | 0
1979 | 2 | 23 | 0.2 | 0.2 | 0.15 | 0 | 0.2 | 0.15 | 0 | 0 | 0 | 0 | 0 | 0 | 0
1979 | 2 | 24 | 1.67 | 1 | 0.95 | 0 | 1 | 0.95 | 0 | 0 | 0 | 0 | 0 | 0 | 0
1979 | 2 | 25 | 1.12 | 1 | 0.95 | 0 | 1 | 0.95 | 0 | 0 | 0 | 0 | 0 | 0 | 0
1979 | 2 | 26 | 0.09 | 0.09 | 0.04 | 0 | 0.09 | 0.04 | 0 | 0 | 0 | 0 | 0 | 0 | 0
1979 | 2 | 27 | 0 | 0 | 0 | 0 | 0 | 0 | 0 | 0 | 0 | 0 | 0 | 0 | 0
1979 | 2 | 28 | 0 | 0 | 0 | 0 | 0 | 0 | 0 | 0 | 0 | 0 | 0 | 0 | 0
1979 | 3 | 1 | 0.01 | 0.01 | 0 | 0 | 0.01 | 0 | 0 | 0 | 0 | 0 | 0 | 0 | 0
1979 | 3 | 2 | 0 | 0 | 0 | 0 | 0 | 0 | 0 | 0 | 0 | 0 | 0 | 0 | 0
1979 | 3 | 3 | 0 | 0 | 0 | 0 | 0 | 0 | 0 | 0 | 0 | 0 | 0 | 0 | 0
1979 | 3 | 4 | 0 | 0 | 0 | 0 | 0 | 0 | 0 | 0 | 0 | 0 | 0 | 0 | 0
1979 | 3 | 5 | 0.54 | 0.54 | 0.49 | 0 | 0.54 | 0.49 | 0 | 0 | 0 | 0 | 0 | 0 | 0
1979 | 3 | 6 | 0.02 | 0.02 | 0 | 0 | 0.02 | 0 | 0 | 0 | 0 | 0 | 0 | 0 | 0
1979 | 3 | 7 | 0 | 0 | 0 | 0 | 0 | 0 | 0 | 0 | 0 | 0 | 0 | 0 | 0
1979 | 3 | 8 | 0 | 0 | 0 | 0 | 0 | 0 | 0 | 0 | 0 | 0 | 0 | 0 | 0
1979 | 3 | 9 | 0 | 0 | 0 | 0 | 0 | 0 | 0 | 0 | 0 | 0 | 0 | 0 | 0
1979 | 3 | 10 | 0.21 | 0.21 | 0.16 | 0 | 0.21 | 0.16 | 0 | 0 | 0 | 0 | 0 | 0 | 0
1979 | 3 | 11 | 0.37 | 0.37 | 0.32 | 0 | 0.37 | 0.32 | 0 | 0 | 0 | 0 | 0 | 0 | 0
1979 | 3 | 12 | 0 | 0 | 0 | 0 | 0 | 0 | 0 | 0 | 0 | 0 | 0 | 0 | 0
1979 | 3 | 13 | 0 | 0 | 0 | 0 | 0 | 0 | 0 | 0 | 0 | 0 | 0 | 0 | 0
1979 | 3 | 14 | 0.03 | 0.03 | 0 | 0 | 0.03 | 0 | 0 | 0 | 0 | 0 | 0 | 0 | 0
1979 | 3 | 15 | 0 | 0 | 0 | 0 | 0 | 0 | 0 | 0 | 0 | 0 | 0 | 0 | 0
1979 | 3 | 16 | 0 | 0 | 0 | 0 | 0 | 0 | 0 | 0 | 0 | 0 | 0 | 0 | 0
1979 | 3 | 17 | 0 | 0 | 0 | 0 | 0 | 0 | 0 | 0 | 0 | 0 | 0 | 0 | 0
1979 | 3 | 18 | 0 | 0 | 0 | 0 | 0 | 0 | 0 | 0 | 0 | 0 | 0 | 0 | 0
1979 | 3 | 19 | 0 | 0 | 0 | 0 | 0 | 0 | 0 | 0 | 0 | 0 | 0 | 0 | 0
1979 | 3 | 20 | 0 | 0 | 0 | 0 | 0 | 0 | 0 | 0 | 0 | 0 | 0 | 0 | 0
1979 | 3 | 21 | 0 | 0 | 0 | 0 | 0 | 0 | 0 | 0 | 0 | 0 | 0 | 0 | 0
1979 | 3 | 22 | 0 | 0 | 0 | 0 | 0 | 0 | 0 | 0 | 0 | 0 | 0 | 0 | 0
1979 | 3 | 23 | 0 | 0 | 0 | 0 | 0 | 0 | 0 | 0 | 0 | 0 | 0 | 0 | 0
1979 | 3 | 24 | 1.07 | 1 | 0.95 | 0 | 1 | 0.95 | 0 | 0 | 0 | 0 | 0 | 0 | 0
1979 | 3 | 25 | 0 | 0 | 0 | 0 | 0 | 0 | 0 | 0 | 0 | 0 | 0 | 0 | 0
1979 | 3 | 26 | 0 | 0 | 0 | 0 | 0 | 0 | 0 | 0 | 0 | 0 | 0 | 0 | 0
1979 | 3 | 27 | 0 | 0 | 0 | 0 | 0 | 0 | 0 | 0 | 0 | 0 | 0 | 0 | 0
1979 | 3 | 28 | 0 | 0 | 0 | 0 | 0 | 0 | 0 | 0 | 0 | 0 | 0 | 0 | 0
1979 | 3 | 29 | 0 | 0 | 0 | 0 | 0 | 0 | 0 | 0 | 0 | 0 | 0 | 0 | 0
1979 | 3 | 30 | 0 | 0 | 0 | 0 | 0 | 0 | 0 | 0 | 0 | 0 | 0 | 0 | 0
1979 | 3 | 31 | 0.2 | 0.2 | 0.15 | 0 | 0.2 | 0.15 | 0 | 0 | 0 | 0 | 0 | 0 | 0
1979 | 4 | 1 | 0.06 | 0.06 | 0.01 | 0 | 0.06 | 0.01 | 0 | 0 | 0 | 0 | 0 | 0 | 0
1979 | 4 | 2 | 0 | 0 | 0 | 0 | 0 | 0 | 0 | 0 | 0 | 0 | 0 | 0 | 0
1979 | 4 | 3 | 0.38 | 0.38 | 0.33 | 0 | 0.38 | 0.33 | 0 | 0 | 0 | 0 | 0 | 0 | 0
1979 | 4 | 4 | 0.28 | 0.28 | 0.23 | 0 | 0.28 | 0.23 | 0 | 0 | 0 | 0 | 0 | 0 | 0
1979 | 4 | 5 | 0 | 0 | 0 | 0 | 0 | 0 | 0 | 0 | 0 | 0 | 0 | 0 | 0
1979 | 4 | 6 | 0 | 0 | 0 | 0 | 0 | 0 | 0 | 0 | 0 | 0 | 0 | 0 | 0
1979 | 4 | 7 | 0 | 0 | 0 | 0 | 0 | 0 | 0 | 0 | 0 | 0 | 0 | 0 | 0
1979 | 4 | 8 | 0 | 0 | 0 | 0 | 0 | 0 | 0 | 0 | 0 | 0 | 0 | 0 | 0
1979 | 4 | 9 | 0.44 | 0.44 | 0.39 | 0 | 0.44 | 0.39 | 0 | 0 | 0 | 0 | 0 | 0 | 0
1979 | 4 | 10 | 0 | 0 | 0 | 0 | 0 | 0 | 0 | 0 | 0 | 0 | 0 | 0 | 0
1979 | 4 | 11 | 0 | 0 | 0 | 0 | 0 | 0 | 0 | 0 | 0 | 0 | 0 | 0 | 0
1979 | 4 | 12 | 0 | 0 | 0 | 0 | 0 | 0 | 0 | 0 | 0 | 0 | 0 | 0 | 0
1979 | 4 | 13 | 0.08 | 0.08 | 0.03 | 0 | 0.08 | 0.03 | 0 | 0 | 0 | 0 | 0 | 0 | 0
1979 | 4 | 14 | 0.11 | 0.11 | 0.06 | 0 | 0.11 | 0.06 | 0 | 0 | 0 | 0 | 0 | 0 | 0
1979 | 4 | 15 | 0.02 | 0.02 | 0 | 0 | 0.02 | 0 | 0 | 0 | 0 | 0 | 0 | 0 | 0
1979 | 4 | 16 | 0 | 0 | 0 | 0 | 0 | 0 | 0 | 0 | 0 | 0 | 0 | 0 | 0
1979 | 4 | 17 | 0 | 0 | 0 | 0 | 0 | 0 | 0 | 0 | 0 | 0 | 0 | 0 | 0
1979 | 4 | 18 | 0 | 0 | 0 | 0 | 0 | 0 | 0 | 0 | 0 | 0 | 0 | 0 | 0
1979 | 4 | 19 | 0 | 0 | 0 | 0 | 0 | 0 | 0 | 0 | 0 | 0 | 0 | 0 | 0
1979 | 4 | 20 | 0 | 0 | 0 | 0 | 0 | 0 | 0 | 0 | 0 | 0 | 0 | 0 | 0
1979 | 4 | 21 | 0 | 0 | 0 | 0 | 0 | 0 | 0 | 0 | 0 | 0 | 0 | 0 | 0
1979 | 4 | 22 | 0 | 0 | 0 | 0 | 0 | 0 | 0 | 0 | 0 | 0 | 0 | 0 | 0
1979 | 4 | 23 | 0.01 | 0.01 | 0 | 0 | 0.01 | 0 | 0 | 0 | 0 | 0 | 0 | 0 | 0
1979 | 4 | 24 | 0.02 | 0.02 | 0 | 0 | 0.02 | 0 | 0 | 0 | 0 | 0 | 0 | 0 | 0
1979 | 4 | 25 | 0 | 0 | 0 | 0 | 0 | 0 | 0 | 0 | 0 | 0 | 0 | 0 | 0
1979 | 4 | 26 | 0.05 | 0.05 | 0 | 0 | 0.05 | 0 | 0 | 0 | 0 | 0 | 0 | 0 | 0
1979 | 4 | 27 | 0.43 | 0.43 | 0.38 | 0 | 0.43 | 0.38 | 0 | 0 | 0 | 0 | 0 | 0 | 0
1979 | 4 | 28 | 0 | 0 | 0 | 0 | 0 | 0 | 0 | 0 | 0 | 0 | 0 | 0 | 0
1979 | 4 | 29 | 0 | 0 | 0 | 0 | 0 | 0 | 0 | 0 | 0 | 0 | 0 | 0 | 0
1979 | 4 | 30 | 0 | 0 | 0 | 0 | 0 | 0 | 0 | 0 | 0 | 0 | 0 | 0 | 0
1979 | 5 | 1 | 0 | 0 | 0 | 0 | 0 | 0 | 0 | 0 | 0 | 0 | 0 | 0 | 0
1979 | 5 | 2 | 0 | 0 | 0 | 0 | 0 | 0 | 0 | 0 | 0 | 0 | 0 | 0 | 0
1979 | 5 | 3 | 0 | 0 | 0 | 0 | 0 | 0 | 0 | 0 | 0 | 0 | 0 | 0 | 0
1979 | 5 | 4 | 0.04 | 0.04 | 0 | 0 | 0.04 | 0 | 0 | 0 | 0 | 0 | 0 | 0 | 0
1979 | 5 | 5 | 0.06 | 0.06 | 0.01 | 0 | 0.06 | 0.01 | 0 | 0 | 0 | 0 | 0 | 0 | 0
1979 | 5 | 6 | 0 | 0 | 0 | 0 | 0 | 0 | 0 | 0 | 0 | 0 | 0 | 0 | 0
1979 | 5 | 7 | 0 | 0 | 0 | 0 | 0 | 0 | 0 | 0 | 0 | 0 | 0 | 0 | 0
1979 | 5 | 8 | 0 | 0 | 0 | 0 | 0 | 0 | 0 | 0 | 0 | 0 | 0 | 0 | 0
1979 | 5 | 9 | 0 | 0 | 0 | 0 | 0 | 0 | 0 | 0 | 0 | 0 | 0 | 0 | 0
1979 | 5 | 10 | 0 | 0 | 0 | 0 | 0 | 0 | 0 | 0 | 0 | 0 | 0 | 0 | 0
1979 | 5 | 11 | 0.02 | 0.02 | 0 | 0 | 0.02 | 0 | 0 | 0 | 0 | 0 | 0 | 0 | 0
1979 | 5 | 12 | 0 | 0 | 0 | 0 | 0 | 0 | 0 | 0 | 0 | 0 | 0 | 0 | 0
1979 | 5 | 13 | 1.26 | 1 | 0.95 | 0 | 1 | 0.95 | 0 | 0 | 0 | 0 | 0 | 0 | 0
1979 | 5 | 14 | 0 | 0 | 0 | 0 | 0 | 0 | 0 | 0 | 0 | 0 | 0 | 0 | 0
1979 | 5 | 15 | 0.03 | 0.03 | 0 | 0 | 0.03 | 0 | 0 | 0 | 0 | 0 | 0 | 0 | 0
1979 | 5 | 16 | 0 | 0 | 0 | 0 | 0 | 0 | 0 | 0 | 0 | 0 | 0 | 0 | 0
1979 | 5 | 17 | 0 | 0 | 0 | 0 | 0 | 0 | 0 | 0 | 0 | 0 | 0 | 0 | 0
1979 | 5 | 18 | 0.12 | 0.12 | 0.07 | 0 | 0.12 | 0.07 | 0 | 0 | 0 | 0 | 0 | 0 | 0
1979 | 5 | 19 | 0.08 | 0.08 | 0.03 | 0 | 0.08 | 0.03 | 0 | 0 | 0 | 0 | 0 | 0 | 0
1979 | 5 | 20 | 0.01 | 0.01 | 0 | 0 | 0.01 | 0 | 0 | 0 | 0 | 0 | 0 | 0 | 0
1979 | 5 | 21 | 0 | 0 | 0 | 0 | 0 | 0 | 0 | 0 | 0 | 0 | 0 | 0 | 0
1979 | 5 | 22 | 0 | 0 | 0 | 0 | 0 | 0 | 0 | 0 | 0 | 0 | 0 | 0 | 0
1979 | 5 | 23 | 0.7 | 0.7 | 0.65 | 0 | 0.7 | 0.65 | 0 | 0 | 0 | 0 | 0 | 0 | 0
1979 | 5 | 24 | 0.23 | 0.23 | 0.18 | 0 | 0.23 | 0.18 | 0 | 0 | 0 | 0 | 0 | 0 | 0
1979 | 5 | 25 | 0.17 | 0.17 | 0.12 | 0 | 0.17 | 0.12 | 0 | 0 | 0 | 0 | 0 | 0 | 0
1979 | 5 | 26 | 0 | 0 | 0 | 0 | 0 | 0 | 0 | 0 | 0 | 0 | 0 | 0 | 0
1979 | 5 | 27 | 0 | 0 | 0 | 0 | 0 | 0 | 0 | 0 | 0 | 0 | 0 | 0 | 0
1979 | 5 | 28 | 0.01 | 0.01 | 0 | 0 | 0.01 | 0 | 0 | 0 | 0 | 0 | 0 | 0 | 0
1979 | 5 | 29 | 0.22 | 0.22 | 0.17 | 0 | 0.22 | 0.17 | 0 | 0 | 0 | 0 | 0 | 0 | 0
1979 | 5 | 30 | 0 | 0 | 0 | 0 | 0 | 0 | 0 | 0 | 0 | 0 | 0 | 0 | 0
1979 | 5 | 31 | 0.6 | 0.6 | 0.55 | 0 | 0.6 | 0.55 | 0 | 0 | 0 | 0 | 0 | 0 | 0
1979 | 6 | 1 | 0.6 | 0.6 | 0.55 | 0 | 0.6 | 0.55 | 0 | 0 | 0 | 0 | 0 | 0 | 0
1979 | 6 | 2 | 0 | 0 | 0 | 0 | 0 | 0 | 0 | 0 | 0 | 0 | 0 | 0 | 0
1979 | 6 | 3 | 1.08 | 1 | 0.95 | 0 | 1 | 0.95 | 0 | 0 | 0 | 0 | 0 | 0 | 0
1979 | 6 | 4 | 0.18 | 0.18 | 0.13 | 0 | 0.18 | 0.13 | 0 | 0 | 0 | 0 | 0 | 0 | 0
1979 | 6 | 5 | 0 | 0 | 0 | 0 | 0 | 0 | 0 | 0 | 0 | 0 | 0 | 0 | 0
1979 | 6 | 6 | 0 | 0 | 0 | 0 | 0 | 0 | 0 | 0 | 0 | 0 | 0 | 0 | 0
1979 | 6 | 7 | 0 | 0 | 0 | 0 | 0 | 0 | 0 | 0 | 0 | 0 | 0 | 0 | 0
1979 | 6 | 8 | 0 | 0 | 0 | 0 | 0 | 0 | 0 | 0 | 0 | 0 | 0 | 0 | 0
1979 | 6 | 9 | 0 | 0 | 0 | 0 | 0 | 0 | 0 | 0 | 0 | 0 | 0 | 0 | 0
1979 | 6 | 10 | 0 | 0 | 0 | 0 | 0 | 0 | 0 | 0 | 0 | 0 | 0 | 0 | 0
1979 | 6 | 11 | 0.04 | 0.04 | 0 | 0 | 0.04 | 0 | 0 | 0 | 0 | 0 | 0 | 0 | 0
1979 | 6 | 12 | 0 | 0 | 0 | 0 | 0 | 0 | 0 | 0 | 0 | 0 | 0 | 0 | 0
1979 | 6 | 13 | 0 | 0 | 0 | 0 | 0 | 0 | 0 | 0 | 0 | 0 | 0 | 0 | 0
1979 | 6 | 14 | 0 | 0 | 0 | 0 | 0 | 0 | 0 | 0 | 0 | 0 | 0 | 0 | 0
1979 | 6 | 15 | 0 | 0 | 0 | 0 | 0 | 0 | 0 | 0 | 0 | 0 | 0 | 0 | 0
1979 | 6 | 16 | 0 | 0 | 0 | 0 | 0 | 0 | 0 | 0 | 0 | 0 | 0 | 0 | 0
1979 | 6 | 17 | 0.39 | 0.39 | 0.34 | 0 | 0.39 | 0.34 | 0 | 0 | 0 | 0 | 0 | 0 | 0
1979 | 6 | 18 | 0 | 0 | 0 | 0 | 0 | 0 | 0 | 0 | 0 | 0 | 0 | 0 | 0
1979 | 6 | 19 | 0 | 0 | 0 | 0 | 0 | 0 | 0 | 0 | 0 | 0 | 0 | 0 | 0
1979 | 6 | 20 | 0 | 0 | 0 | 0 | 0 | 0 | 0 | 0 | 0 | 0 | 0 | 0 | 0
1979 | 6 | 21 | 0.01 | 0.01 | 0 | 0 | 0.01 | 0 | 0 | 0 | 0 | 0 | 0 | 0 | 0
1979 | 6 | 22 | 0.01 | 0.01 | 0 | 0 | 0.01 | 0 | 0 | 0 | 0 | 0 | 0 | 0 | 0
1979 | 6 | 23 | 0.29 | 0.29 | 0.24 | 0 | 0.29 | 0.24 | 0 | 0 | 0 | 0 | 0 | 0 | 0
1979 | 6 | 24 | 0.04 | 0.04 | 0 | 0 | 0.04 | 0 | 0 | 0 | 0 | 0 | 0 | 0 | 0
1979 | 6 | 25 | 0 | 0 | 0 | 0 | 0 | 0 | 0 | 0 | 0 | 0 | 0 | 0 | 0
1979 | 6 | 26 | 0 | 0 | 0 | 0 | 0 | 0 | 0 | 0 | 0 | 0 | 0 | 0 | 0
1979 | 6 | 27 | 0 | 0 | 0 | 0 | 0 | 0 | 0 | 0 | 0 | 0 | 0 | 0 | 0
1979 | 6 | 28 | 0 | 0 | 0 | 0 | 0 | 0 | 0 | 0 | 0 | 0 | 0 | 0 | 0
1979 | 6 | 29 | 0 | 0 | 0 | 0 | 0 | 0 | 0 | 0 | 0 | 0 | 0 | 0 | 0
1979 | 6 | 30 | 0.35 | 0.35 | 0.3 | 0 | 0.35 | 0.3 | 0 | 0 | 0 | 0 | 0 | 0 | 0
1979 | 7 | 1 | 0.51 | 0.51 | 0.46 | 0 | 0.51 | 0.46 | 0 | 0 | 0 | 0 | 0 | 0 | 0
1979 | 7 | 2 | 0 | 0 | 0 | 0 | 0 | 0 | 0 | 0 | 0 | 0 | 0 | 0 | 0
1979 | 7 | 3 | 0 | 0 | 0 | 0 | 0 | 0 | 0 | 0 | 0 | 0 | 0 | 0 | 0
1979 | 7 | 4 | 0.19 | 0.19 | 0.14 | 0 | 0.19 | 0.14 | 0 | 0 | 0 | 0 | 0 | 0 | 0
1979 | 7 | 5 | 0 | 0 | 0 | 0 | 0 | 0 | 0 | 0 | 0 | 0 | 0 | 0 | 0
1979 | 7 | 6 | 0 | 0 | 0 | 0 | 0 | 0 | 0 | 0 | 0 | 0 | 0 | 0 | 0
1979 | 7 | 7 | 0 | 0 | 0 | 0 | 0 | 0 | 0 | 0 | 0 | 0 | 0 | 0 | 0
1979 | 7 | 8 | 0 | 0 | 0 | 0 | 0 | 0 | 0 | 0 | 0 | 0 | 0 | 0 | 0
1979 | 7 | 9 | 0 | 0 | 0 | 0 | 0 | 0 | 0 | 0 | 0 | 0 | 0 | 0 | 0
1979 | 7 | 10 | 0 | 0 | 0 | 0 | 0 | 0 | 0 | 0 | 0 | 0 | 0 | 0 | 0
1979 | 7 | 11 | 0 | 0 | 0 | 0 | 0 | 0 | 0 | 0 | 0 | 0 | 0 | 0 | 0
1979 | 7 | 12 | 0 | 0 | 0 | 0 | 0 | 0 | 0 | 0 | 0 | 0 | 0 | 0 | 0
1979 | 7 | 13 | 1.28 | 1 | 0.95 | 0 | 1 | 0.95 | 0 | 0 | 0 | 0 | 0 | 0 | 0
1979 | 7 | 14 | 0 | 0 | 0 | 0 | 0 | 0 | 0 | 0 | 0 | 0 | 0 | 0 | 0
1979 | 7 | 15 | 0 | 0 | 0 | 0 | 0 | 0 | 0 | 0 | 0 | 0 | 0 | 0 | 0
1979 | 7 | 16 | 0 | 0 | 0 | 0 | 0 | 0 | 0 | 0 | 0 | 0 | 0 | 0 | 0
1979 | 7 | 17 | 0 | 0 | 0 | 0 | 0 | 0 | 0 | 0 | 0 | 0 | 0 | 0 | 0
1979 | 7 | 18 | 0.01 | 0.01 | 0 | 0 | 0.01 | 0 | 0 | 0 | 0 | 0 | 0 | 0 | 0
1979 | 7 | 19 | 0 | 0 | 0 | 0 | 0 | 0 | 0 | 0 | 0 | 0 | 0 | 0 | 0
1979 | 7 | 20 | 0 | 0 | 0 | 0 | 0 | 0 | 0 | 0 | 0 | 0 | 0 | 0 | 0
1979 | 7 | 21 | 0.12 | 0.12 | 0.07 | 0 | 0.12 | 0.07 | 0 | 0 | 0 | 0 | 0 | 0 | 0
1979 | 7 | 22 | 0 | 0 | 0 | 0 | 0 | 0 | 0 | 0 | 0 | 0 | 0 | 0 | 0
1979 | 7 | 23 | 0.26 | 0.26 | 0.21 | 0 | 0.26 | 0.21 | 0 | 0 | 0 | 0 | 0 | 0 | 0
1979 | 7 | 24 | 0.04 | 0.04 | 0 | 0 | 0.04 | 0 | 0 | 0 | 0 | 0 | 0 | 0 | 0
1979 | 7 | 25 | 0.56 | 0.56 | 0.51 | 0 | 0.56 | 0.51 | 0 | 0 | 0 | 0 | 0 | 0 | 0
1979 | 7 | 26 | 0.01 | 0.01 | 0 | 0 | 0.01 | 0 | 0 | 0 | 0 | 0 | 0 | 0 | 0
1979 | 7 | 27 | 0 | 0 | 0 | 0 | 0 | 0 | 0 | 0 | 0 | 0 | 0 | 0 | 0
1979 | 7 | 28 | 0.23 | 0.23 | 0.18 | 0 | 0.23 | 0.18 | 0 | 0 | 0 | 0 | 0 | 0 | 0
1979 | 7 | 29 | 0.22 | 0.22 | 0.17 | 0 | 0.22 | 0.17 | 0 | 0 | 0 | 0 | 0 | 0 | 0
1979 | 7 | 30 | 0 | 0 | 0 | 0 | 0 | 0 | 0 | 0 | 0 | 0 | 0 | 0 | 0
1979 | 7 | 31 | 0 | 0 | 0 | 0 | 0 | 0 | 0 | 0 | 0 | 0 | 0 | 0 | 0
1979 | 8 | 1 | 0 | 0 | 0 | 0 | 0 | 0 | 0 | 0 | 0 | 0 | 0 | 0 | 0
1979 | 8 | 2 | 0.57 | 0.57 | 0.52 | 0 | 0.57 | 0.52 | 0 | 0 | 0 | 0 | 0 | 0 | 0
1979 | 8 | 3 | 0.04 | 0.04 | 0 | 0 | 0.04 | 0 | 0 | 0 | 0 | 0 | 0 | 0 | 0
1979 | 8 | 4 | 0 | 0 | 0 | 0 | 0 | 0 | 0 | 0 | 0 | 0 | 0 | 0 | 0
1979 | 8 | 5 | 0 | 0 | 0 | 0 | 0 | 0 | 0 | 0 | 0 | 0 | 0 | 0 | 0
1979 | 8 | 6 | 0 | 0 | 0 | 0 | 0 | 0 | 0 | 0 | 0 | 0 | 0 | 0 | 0
1979 | 8 | 7 | 0 | 0 | 0 | 0 | 0 | 0 | 0 | 0 | 0 | 0 | 0 | 0 | 0
1979 | 8 | 8 | 0.38 | 0.38 | 0.33 | 0 | 0.38 | 0.33 | 0 | 0 | 0 | 0 | 0 | 0 | 0
1979 | 8 | 9 | 0 | 0 | 0 | 0 | 0 | 0 | 0 | 0 | 0 | 0 | 0 | 0 | 0
1979 | 8 | 10 | 0.26 | 0.26 | 0.21 | 0 | 0.26 | 0.21 | 0 | 0 | 0 | 0 | 0 | 0 | 0
1979 | 8 | 11 | 1.19 | 1 | 0.95 | 0 | 1 | 0.95 | 0 | 0 | 0 | 0 | 0 | 0 | 0
1979 | 8 | 12 | 1.09 | 1 | 0.95 | 0 | 1 | 0.95 | 0 | 0 | 0 | 0 | 0 | 0 | 0
1979 | 8 | 13 | 0 | 0 | 0 | 0 | 0 | 0 | 0 | 0 | 0 | 0 | 0 | 0 | 0
1979 | 8 | 14 | 0 | 0 | 0 | 0 | 0 | 0 | 0 | 0 | 0 | 0 | 0 | 0 | 0
1979 | 8 | 15 | 0 | 0 | 0 | 0 | 0 | 0 | 0 | 0 | 0 | 0 | 0 | 0 | 0
1979 | 8 | 16 | 0 | 0 | 0 | 0 | 0 | 0 | 0 | 0 | 0 | 0 | 0 | 0 | 0
1979 | 8 | 17 | 0 | 0 | 0 | 0 | 0 | 0 | 0 | 0 | 0 | 0 | 0 | 0 | 0
1979 | 8 | 18 | 0.01 | 0.01 | 0 | 0 | 0.01 | 0 | 0 | 0 | 0 | 0 | 0 | 0 | 0
1979 | 8 | 19 | 0.1 | 0.1 | 0.05 | 0 | 0.1 | 0.05 | 0 | 0 | 0 | 0 | 0 | 0 | 0
1979 | 8 | 20 | 0 | 0 | 0 | 0 | 0 | 0 | 0 | 0 | 0 | 0 | 0 | 0 | 0
1979 | 8 | 21 | 0.52 | 0.52 | 0.47 | 0 | 0.52 | 0.47 | 0 | 0 | 0 | 0 | 0 | 0 | 0
1979 | 8 | 22 | 0 | 0 | 0 | 0 | 0 | 0 | 0 | 0 | 0 | 0 | 0 | 0 | 0
1979 | 8 | 23 | 0 | 0 | 0 | 0 | 0 | 0 | 0 | 0 | 0 | 0 | 0 | 0 | 0
1979 | 8 | 24 | 0.1 | 0.1 | 0.05 | 0 | 0.1 | 0.05 | 0 | 0 | 0 | 0 | 0 | 0 | 0
1979 | 8 | 25 | 0.09 | 0.09 | 0.04 | 0 | 0.09 | 0.04 | 0 | 0 | 0 | 0 | 0 | 0 | 0
1979 | 8 | 26 | 0.1 | 0.1 | 0.05 | 0 | 0.1 | 0.05 | 0 | 0 | 0 | 0 | 0 | 0 | 0
1979 | 8 | 27 | 0.92 | 0.92 | 0.87 | 0 | 0.92 | 0.87 | 0 | 0 | 0 | 0 | 0 | 0 | 0
1979 | 8 | 28 | 0 | 0 | 0 | 0 | 0 | 0 | 0 | 0 | 0 | 0 | 0 | 0 | 0
1979 | 8 | 29 | 0.04 | 0.04 | 0 | 0 | 0.04 | 0 | 0 | 0 | 0 | 0 | 0 | 0 | 0
1979 | 8 | 30 | 0 | 0 | 0 | 0 | 0 | 0 | 0 | 0 | 0 | 0 | 0 | 0 | 0
1979 | 8 | 31 | 0 | 0 | 0 | 0 | 0 | 0 | 0 | 0 | 0 | 0 | 0 | 0 | 0
1979 | 9 | 1 | 0 | 0 | 0 | 0 | 0 | 0 | 0 | 0 | 0 | 0 | 0 | 0 | 0
1979 | 9 | 2 | 0 | 0 | 0 | 0 | 0 | 0 | 0 | 0 | 0 | 0 | 0 | 0 | 0
1979 | 9 | 3 | 0.13 | 0.13 | 0.08 | 0 | 0.13 | 0.08 | 0 | 0 | 0 | 0 | 0 | 0 | 0
1979 | 9 | 4 | 0 | 0 | 0 | 0 | 0 | 0 | 0 | 0 | 0 | 0 | 0 | 0 | 0
1979 | 9 | 5 | 3.68 | 1 | 0.95 | 0 | 1 | 0.95 | 0 | 0 | 0 | 0 | 0 | 0 | 0
1979 | 9 | 6 | 0.01 | 0.01 | 0 | 0 | 0.01 | 0 | 0 | 0 | 0 | 0 | 0 | 0 | 0
1979 | 9 | 7 | 0 | 0 | 0 | 0 | 0 | 0 | 0 | 0 | 0 | 0 | 0 | 0 | 0
1979 | 9 | 8 | 0 | 0 | 0 | 0 | 0 | 0 | 0 | 0 | 0 | 0 | 0 | 0 | 0
1979 | 9 | 9 | 0 | 0 | 0 | 0 | 0 | 0 | 0 | 0 | 0 | 0 | 0 | 0 | 0
1979 | 9 | 10 | 0 | 0 | 0 | 0 | 0 | 0 | 0 | 0 | 0 | 0 | 0 | 0 | 0
1979 | 9 | 11 | 0 | 0 | 0 | 0 | 0 | 0 | 0 | 0 | 0 | 0 | 0 | 0 | 0
1979 | 9 | 12 | 0 | 0 | 0 | 0 | 0 | 0 | 0 | 0 | 0 | 0 | 0 | 0 | 0
1979 | 9 | 13 | 0 | 0 | 0 | 0 | 0 | 0 | 0 | 0 | 0 | 0 | 0 | 0 | 0
1979 | 9 | 14 | 0.14 | 0.14 | 0.09 | 0 | 0.14 | 0.09 | 0 | 0 | 0 | 0 | 0 | 0 | 0
1979 | 9 | 15 | 0 | 0 | 0 | 0 | 0 | 0 | 0 | 0 | 0 | 0 | 0 | 0 | 0
1979 | 9 | 16 | 0 | 0 | 0 | 0 | 0 | 0 | 0 | 0 | 0 | 0 | 0 | 0 | 0
1979 | 9 | 17 | 0 | 0 | 0 | 0 | 0 | 0 | 0 | 0 | 0 | 0 | 0 | 0 | 0
1979 | 9 | 18 | 0 | 0 | 0 | 0 | 0 | 0 | 0 | 0 | 0 | 0 | 0 | 0 | 0
1979 | 9 | 19 | 0 | 0 | 0 | 0 | 0 | 0 | 0 | 0 | 0 | 0 | 0 | 0 | 0
1979 | 9 | 20 | 0 | 0 | 0 | 0 | 0 | 0 | 0 | 0 | 0 | 0 | 0 | 0 | 0
1979 | 9 | 21 | 2.18 | 1 | 0.95 | 0 | 1 | 0.95 | 0 | 0 | 0 | 0 | 0 | 0 | 0
1979 | 9 | 22 | 0.28 | 0.28 | 0.23 | 0 | 0.28 | 0.23 | 0 | 0 | 0 | 0 | 0 | 0 | 0
1979 | 9 | 23 | 0 | 0 | 0 | 0 | 0 | 0 | 0 | 0 | 0 | 0 | 0 | 0 | 0
1979 | 9 | 24 | 0 | 0 | 0 | 0 | 0 | 0 | 0 | 0 | 0 | 0 | 0 | 0 | 0
1979 | 9 | 25 | 0 | 0 | 0 | 0 | 0 | 0 | 0 | 0 | 0 | 0 | 0 | 0 | 0
1979 | 9 | 26 | 0 | 0 | 0 | 0 | 0 | 0 | 0 | 0 | 0 | 0 | 0 | 0 | 0
1979 | 9 | 27 | 0 | 0 | 0 | 0 | 0 | 0 | 0 | 0 | 0 | 0 | 0 | 0 | 0
1979 | 9 | 28 | 0.04 | 0.04 | 0 | 0 | 0.04 | 0 | 0 | 0 | 0 | 0 | 0 | 0 | 0
1979 | 9 | 29 | 0.01 | 0.01 | 0 | 0 | 0.01 | 0 | 0 | 0 | 0 | 0 | 0 | 0 | 0
1979 | 9 | 30 | 0.17 | 0.17 | 0.12 | 0 | 0.17 | 0.12 | 0 | 0 | 0 | 0 | 0 | 0 | 0
1979 | 10 | 1 | 1.53 | 1 | 0.95 | 0 | 1 | 0.95 | 0 | 0 | 0 | 0 | 0 | 0 | 0
1979 | 10 | 2 | 0.52 | 0.52 | 0.47 | 0 | 0.52 | 0.47 | 0 | 0 | 0 | 0 | 0 | 0 | 0
1979 | 10 | 3 | 0.33 | 0.33 | 0.28 | 0 | 0.33 | 0.28 | 0 | 0 | 0 | 0 | 0 | 0 | 0
1979 | 10 | 4 | 0 | 0 | 0 | 0 | 0 | 0 | 0 | 0 | 0 | 0 | 0 | 0 | 0
1979 | 10 | 5 | 0.57 | 0.57 | 0.52 | 0 | 0.57 | 0.52 | 0 | 0 | 0 | 0 | 0 | 0 | 0
1979 | 10 | 6 | 0 | 0 | 0 | 0 | 0 | 0 | 0 | 0 | 0 | 0 | 0 | 0 | 0
1979 | 10 | 7 | 0 | 0 | 0 | 0 | 0 | 0 | 0 | 0 | 0 | 0 | 0 | 0 | 0
1979 | 10 | 8 | 0.04 | 0.04 | 0 | 0 | 0.04 | 0 | 0 | 0 | 0 | 0 | 0 | 0 | 0
1979 | 10 | 9 | 0.64 | 0.64 | 0.59 | 0 | 0.64 | 0.59 | 0 | 0 | 0 | 0 | 0 | 0 | 0
1979 | 10 | 10 | 1.1 | 1 | 0.95 | 0 | 1 | 0.95 | 0 | 0 | 0 | 0 | 0 | 0 | 0
1979 | 10 | 11 | 0.04 | 0.04 | 0 | 0 | 0.04 | 0 | 0 | 0 | 0 | 0 | 0 | 0 | 0
1979 | 10 | 12 | 0.07 | 0.07 | 0.02 | 0 | 0.07 | 0.02 | 0 | 0 | 0 | 0 | 0 | 0 | 0
1979 | 10 | 13 | 0.19 | 0.19 | 0.14 | 0 | 0.19 | 0.14 | 0 | 0 | 0 | 0 | 0 | 0 | 0
1979 | 10 | 14 | 0 | 0 | 0 | 0 | 0 | 0 | 0 | 0 | 0 | 0 | 0 | 0 | 0
1979 | 10 | 15 | 0 | 0 | 0 | 0 | 0 | 0 | 0 | 0 | 0 | 0 | 0 | 0 | 0
1979 | 10 | 16 | 0 | 0 | 0 | 0 | 0 | 0 | 0 | 0 | 0 | 0 | 0 | 0 | 0
1979 | 10 | 17 | 0 | 0 | 0 | 0 | 0 | 0 | 0 | 0 | 0 | 0 | 0 | 0 | 0
1979 | 10 | 18 | 0 | 0 | 0 | 0 | 0 | 0 | 0 | 0 | 0 | 0 | 0 | 0 | 0
1979 | 10 | 19 | 0 | 0 | 0 | 0 | 0 | 0 | 0 | 0 | 0 | 0 | 0 | 0 | 0
1979 | 10 | 20 | 0 | 0 | 0 | 0 | 0 | 0 | 0 | 0 | 0 | 0 | 0 | 0 | 0
1979 | 10 | 21 | 0 | 0 | 0 | 0 | 0 | 0 | 0 | 0 | 0 | 0 | 0 | 0 | 0
1979 | 10 | 22 | 0 | 0 | 0 | 0 | 0 | 0 | 0 | 0 | 0 | 0 | 0 | 0 | 0
1979 | 10 | 23 | 0.5 | 0.5 | 0.45 | 0 | 0.5 | 0.45 | 0 | 0 | 0 | 0 | 0 | 0 | 0
1979 | 10 | 24 | 0 | 0 | 0 | 0 | 0 | 0 | 0 | 0 | 0 | 0 | 0 | 0 | 0
1979 | 10 | 25 | 0 | 0 | 0 | 0 | 0 | 0 | 0 | 0 | 0 | 0 | 0 | 0 | 0
1979 | 10 | 26 | 0 | 0 | 0 | 0 | 0 | 0 | 0 | 0 | 0 | 0 | 0 | 0 | 0
1979 | 10 | 27 | 0 | 0 | 0 | 0 | 0 | 0 | 0 | 0 | 0 | 0 | 0 | 0 | 0
1979 | 10 | 28 | 0.01 | 0.01 | 0 | 0 | 0.01 | 0 | 0 | 0 | 0 | 0 | 0 | 0 | 0
1979 | 10 | 29 | 0 | 0 | 0 | 0 | 0 | 0 | 0 | 0 | 0 | 0 | 0 | 0 | 0
1979 | 10 | 30 | 0 | 0 | 0 | 0 | 0 | 0 | 0 | 0 | 0 | 0 | 0 | 0 | 0
1979 | 10 | 31 | 0 | 0 | 0 | 0 | 0 | 0 | 0 | 0 | 0 | 0 | 0 | 0 | 0
1979 | 11 | 1 | 0 | 0 | 0 | 0 | 0 | 0 | 0 | 0 | 0 | 0 | 0 | 0 | 0
1979 | 11 | 2 | 0.41 | 0.41 | 0.36 | 0 | 0.41 | 0.36 | 0 | 0 | 0 | 0 | 0 | 0 | 0
1979 | 11 | 3 | 0.17 | 0.17 | 0.12 | 0 | 0.17 | 0.12 | 0 | 0 | 0 | 0 | 0 | 0 | 0
1979 | 11 | 4 | 0 | 0 | 0 | 0 | 0 | 0 | 0 | 0 | 0 | 0 | 0 | 0 | 0
1979 | 11 | 5 | 0 | 0 | 0 | 0 | 0 | 0 | 0 | 0 | 0 | 0 | 0 | 0 | 0
1979 | 11 | 6 | 0 | 0 | 0 | 0 | 0 | 0 | 0 | 0 | 0 | 0 | 0 | 0 | 0
1979 | 11 | 7 | 0 | 0 | 0 | 0 | 0 | 0 | 0 | 0 | 0 | 0 | 0 | 0 | 0
1979 | 11 | 8 | 0 | 0 | 0 | 0 | 0 | 0 | 0 | 0 | 0 | 0 | 0 | 0 | 0
1979 | 11 | 9 | 0.01 | 0.01 | 0 | 0 | 0.01 | 0 | 0 | 0 | 0 | 0 | 0 | 0 | 0
1979 | 11 | 10 | 0.39 | 0.39 | 0.34 | 0 | 0.39 | 0.34 | 0 | 0 | 0 | 0 | 0 | 0 | 0
1979 | 11 | 11 | 0.55 | 0.55 | 0.5 | 0 | 0.55 | 0.5 | 0 | 0 | 0 | 0 | 0 | 0 | 0
1979 | 11 | 12 | 0 | 0 | 0 | 0 | 0 | 0 | 0 | 0 | 0 | 0 | 0 | 0 | 0
1979 | 11 | 13 | 0.14 | 0.14 | 0.09 | 0 | 0.14 | 0.09 | 0 | 0 | 0 | 0 | 0 | 0 | 0
1979 | 11 | 14 | 0 | 0 | 0 | 0 | 0 | 0 | 0 | 0 | 0 | 0 | 0 | 0 | 0
1979 | 11 | 15 | 0 | 0 | 0 | 0 | 0 | 0 | 0 | 0 | 0 | 0 | 0 | 0 | 0
1979 | 11 | 16 | 0 | 0 | 0 | 0 | 0 | 0 | 0 | 0 | 0 | 0 | 0 | 0 | 0
1979 | 11 | 17 | 0 | 0 | 0 | 0 | 0 | 0 | 0 | 0 | 0 | 0 | 0 | 0 | 0
1979 | 11 | 18 | 0 | 0 | 0 | 0 | 0 | 0 | 0 | 0 | 0 | 0 | 0 | 0 | 0
1979 | 11 | 19 | 0 | 0 | 0 | 0 | 0 | 0 | 0 | 0 | 0 | 0 | 0 | 0 | 0
1979 | 11 | 20 | 0 | 0 | 0 | 0 | 0 | 0 | 0 | 0 | 0 | 0 | 0 | 0 | 0
1979 | 11 | 21 | 0 | 0 | 0 | 0 | 0 | 0 | 0 | 0 | 0 | 0 | 0 | 0 | 0
1979 | 11 | 22 | 0 | 0 | 0 | 0 | 0 | 0 | 0 | 0 | 0 | 0 | 0 | 0 | 0
1979 | 11 | 23 | 0 | 0 | 0 | 0 | 0 | 0 | 0 | 0 | 0 | 0 | 0 | 0 | 0
1979 | 11 | 24 | 0 | 0 | 0 | 0 | 0 | 0 | 0 | 0 | 0 | 0 | 0 | 0 | 0
1979 | 11 | 25 | 0 | 0 | 0 | 0 | 0 | 0 | 0 | 0 | 0 | 0 | 0 | 0 | 0
1979 | 11 | 26 | 0.66 | 0.66 | 0.61 | 0 | 0.66 | 0.61 | 0 | 0 | 0 | 0 | 0 | 0 | 0
1979 | 11 | 27 | 0 | 0 | 0 | 0 | 0 | 0 | 0 | 0 | 0 | 0 | 0 | 0 | 0
1979 | 11 | 28 | 0 | 0 | 0 | 0 | 0 | 0 | 0 | 0 | 0 | 0 | 0 | 0 | 0
1979 | 11 | 29 | 0 | 0 | 0 | 0 | 0 | 0 | 0 | 0 | 0 | 0 | 0 | 0 | 0
1979 | 11 | 30 | 0 | 0 | 0 | 0 | 0 | 0 | 0 | 0 | 0 | 0 | 0 | 0 | 0
1979 | 12 | 1 | 0 | 0 | 0 | 0 | 0 | 0 | 0 | 0 | 0 | 0 | 0 | 0 | 0
1979 | 12 | 2 | 0 | 0 | 0 | 0 | 0 | 0 | 0 | 0 | 0 | 0 | 0 | 0 | 0
1979 | 12 | 3 | 0 | 0 | 0 | 0 | 0 | 0 | 0 | 0 | 0 | 0 | 0 | 0 | 0
1979 | 12 | 4 | 0 | 0 | 0 | 0 | 0 | 0 | 0 | 0 | 0 | 0 | 0 | 0 | 0
1979 | 12 | 5 | 0 | 0 | 0 | 0 | 0 | 0 | 0 | 0 | 0 | 0 | 0 | 0 | 0
1979 | 12 | 6 | 0.05 | 0.05 | 0 | 0 | 0.05 | 0 | 0 | 0 | 0 | 0 | 0 | 0 | 0
1979 | 12 | 7 | 0 | 0 | 0 | 0 | 0 | 0 | 0 | 0 | 0 | 0 | 0 | 0 | 0
1979 | 12 | 8 | 0 | 0 | 0 | 0 | 0 | 0 | 0 | 0 | 0 | 0 | 0 | 0 | 0
1979 | 12 | 9 | 0 | 0 | 0 | 0 | 0 | 0 | 0 | 0 | 0 | 0 | 0 | 0 | 0
1979 | 12 | 10 | 0 | 0 | 0 | 0 | 0 | 0 | 0 | 0 | 0 | 0 | 0 | 0 | 0
1979 | 12 | 11 | 0 | 0 | 0 | 0 | 0 | 0 | 0 | 0 | 0 | 0 | 0 | 0 | 0
1979 | 12 | 12 | 0 | 0 | 0 | 0 | 0 | 0 | 0 | 0 | 0 | 0 | 0 | 0 | 0
1979 | 12 | 13 | 0.33 | 0.33 | 0.28 | 0 | 0.33 | 0.28 | 0 | 0 | 0 | 0 | 0 | 0 | 0
1979 | 12 | 14 | 0 | 0 | 0 | 0 | 0 | 0 | 0 | 0 | 0 | 0 | 0 | 0 | 0
1979 | 12 | 15 | 0 | 0 | 0 | 0 | 0 | 0 | 0 | 0 | 0 | 0 | 0 | 0 | 0
1979 | 12 | 16 | 0 | 0 | 0 | 0 | 0 | 0 | 0 | 0 | 0 | 0 | 0 | 0 | 0
1979 | 12 | 17 | 0 | 0 | 0 | 0 | 0 | 0 | 0 | 0 | 0 | 0 | 0 | 0 | 0
1979 | 12 | 18 | 0 | 0 | 0 | 0 | 0 | 0 | 0 | 0 | 0 | 0 | 0 | 0 | 0
1979 | 12 | 19 | 0 | 0 | 0 | 0 | 0 | 0 | 0 | 0 | 0 | 0 | 0 | 0 | 0
1979 | 12 | 20 | 0 | 0 | 0 | 0 | 0 | 0 | 0 | 0 | 0 | 0 | 0 | 0 | 0
1979 | 12 | 21 | 0 | 0 | 0 | 0 | 0 | 0 | 0 | 0 | 0 | 0 | 0 | 0 | 0
1979 | 12 | 22 | 0 | 0 | 0 | 0 | 0 | 0 | 0 | 0 | 0 | 0 | 0 | 0 | 0
1979 | 12 | 23 | 0 | 0 | 0 | 0 | 0 | 0 | 0 | 0 | 0 | 0 | 0 | 0 | 0
1979 | 12 | 24 | 0.09 | 0.09 | 0.04 | 0 | 0.09 | 0.04 | 0 | 0 | 0 | 0 | 0 | 0 | 0
1979 | 12 | 25 | 0.38 | 0.38 | 0.33 | 0 | 0.38 | 0.33 | 0 | 0 | 0 | 0 | 0 | 0 | 0
1979 | 12 | 26 | 0 | 0 | 0 | 0 | 0 | 0 | 0 | 0 | 0 | 0 | 0 | 0 | 0
1979 | 12 | 27 | 0 | 0 | 0 | 0 | 0 | 0 | 0 | 0 | 0 | 0 | 0 | 0 | 0
1979 | 12 | 28 | 0 | 0 | 0 | 0 | 0 | 0 | 0 | 0 | 0 | 0 | 0 | 0 | 0
1979 | 12 | 29 | 0 | 0 | 0 | 0 | 0 | 0 | 0 | 0 | 0 | 0 | 0 | 0 | 0
1979 | 12 | 30 | 0 | 0 | 0 | 0 | 0 | 0 | 0 | 0 | 0 | 0 | 0 | 0 | 0
1979 | 12 | 31 | 0 | 0 | 0 | 0 | 0 | 0 | 0 | 0 | 0 | 0 | 0 | 0 | 0
1980 | 1 | 1 | 0 | 0 | 0 | 0 | 0 | 0 | 0 | 0 | 0 | 0 | 0 | 0 | 0
1980 | 1 | 2 | 0 | 0 | 0 | 0 | 0 | 0 | 0 | 0 | 0 | 0 | 0 | 0 | 0
1980 | 1 | 3 | 0 | 0 | 0 | 0 | 0 | 0 | 0 | 0 | 0 | 0 | 0 | 0 | 0
1980 | 1 | 4 | 0.16 | 0.16 | 0.11 | 0 | 0.16 | 0.11 | 0 | 0 | 0 | 0 | 0 | 0 | 0
1980 | 1 | 5 | 0.39 | 0.39 | 0.34 | 0 | 0.39 | 0.34 | 0 | 0 | 0 | 0 | 0 | 0 | 0
1980 | 1 | 6 | 0 | 0 | 0 | 0 | 0 | 0 | 0 | 0 | 0 | 0 | 0 | 0 | 0
1980 | 1 | 7 | 0.02 | 0.02 | 0 | 0 | 0.02 | 0 | 0 | 0 | 0 | 0 | 0 | 0 | 0
1980 | 1 | 8 | 0 | 0 | 0 | 0 | 0 | 0 | 0 | 0 | 0 | 0 | 0 | 0 | 0
1980 | 1 | 9 | 0 | 0 | 0 | 0 | 0 | 0 | 0 | 0 | 0 | 0 | 0 | 0 | 0
1980 | 1 | 10 | 0 | 0 | 0 | 0 | 0 | 0 | 0 | 0 | 0 | 0 | 0 | 0 | 0
1980 | 1 | 11 | 0.52 | 0.52 | 0.47 | 0 | 0.52 | 0.47 | 0 | 0 | 0 | 0 | 0 | 0 | 0
1980 | 1 | 12 | 0 | 0 | 0 | 0 | 0 | 0 | 0 | 0 | 0 | 0 | 0 | 0 | 0
1980 | 1 | 13 | 0 | 0 | 0 | 0 | 0 | 0 | 0 | 0 | 0 | 0 | 0 | 0 | 0
1980 | 1 | 14 | 0.02 | 0.02 | 0 | 0 | 0.02 | 0 | 0 | 0 | 0 | 0 | 0 | 0 | 0
1980 | 1 | 15 | 0 | 0 | 0 | 0 | 0 | 0 | 0 | 0 | 0 | 0 | 0 | 0 | 0
1980 | 1 | 16 | 0 | 0 | 0 | 0 | 0 | 0 | 0 | 0 | 0 | 0 | 0 | 0 | 0
1980 | 1 | 17 | 0 | 0 | 0 | 0 | 0 | 0 | 0 | 0 | 0 | 0 | 0 | 0 | 0
1980 | 1 | 18 | 1.3 | 1 | 0.95 | 0 | 1 | 0.95 | 0 | 0 | 0 | 0 | 0 | 0 | 0
1980 | 1 | 19 | 0 | 0 | 0 | 0 | 0 | 0 | 0 | 0 | 0 | 0 | 0 | 0 | 0
1980 | 1 | 20 | 0 | 0 | 0 | 0 | 0 | 0 | 0 | 0 | 0 | 0 | 0 | 0 | 0
1980 | 1 | 21 | 0 | 0 | 0 | 0 | 0 | 0 | 0 | 0 | 0 | 0 | 0 | 0 | 0
1980 | 1 | 22 | 0.33 | 0.33 | 0.28 | 0 | 0.33 | 0.28 | 0 | 0 | 0 | 0 | 0 | 0 | 0
1980 | 1 | 23 | 0 | 0 | 0 | 0 | 0 | 0 | 0 | 0 | 0 | 0 | 0 | 0 | 0
1980 | 1 | 24 | 0 | 0 | 0 | 0 | 0 | 0 | 0 | 0 | 0 | 0 | 0 | 0 | 0
1980 | 1 | 25 | 0 | 0 | 0 | 0 | 0 | 0 | 0 | 0 | 0 | 0 | 0 | 0 | 0
1980 | 1 | 26 | 0 | 0 | 0 | 0 | 0 | 0 | 0 | 0 | 0 | 0 | 0 | 0 | 0
1980 | 1 | 27 | 0 | 0 | 0 | 0 | 0 | 0 | 0 | 0 | 0 | 0 | 0 | 0 | 0
1980 | 1 | 28 | 0 | 0 | 0 | 0 | 0 | 0 | 0 | 0 | 0 | 0 | 0 | 0 | 0
1980 | 1 | 29 | 0 | 0 | 0 | 0 | 0 | 0 | 0 | 0 | 0 | 0 | 0 | 0 | 0
1980 | 1 | 30 | 0 | 0 | 0 | 0 | 0 | 0 | 0 | 0 | 0 | 0 | 0 | 0 | 0
1980 | 1 | 31 | 0.11 | 0.11 | 0.06 | 0 | 0.11 | 0.06 | 0 | 0 | 0 | 0 | 0 | 0 | 0
1980 | 2 | 1 | 0 | 0 | 0 | 0 | 0 | 0 | 0 | 0 | 0 | 0 | 0 | 0 | 0
1980 | 2 | 2 | 0 | 0 | 0 | 0 | 0 | 0 | 0 | 0 | 0 | 0 | 0 | 0 | 0
1980 | 2 | 3 | 0 | 0 | 0 | 0 | 0 | 0 | 0 | 0 | 0 | 0 | 0 | 0 | 0
1980 | 2 | 4 | 0 | 0 | 0 | 0 | 0 | 0 | 0 | 0 | 0 | 0 | 0 | 0 | 0
1980 | 2 | 5 | 0 | 0 | 0 | 0 | 0 | 0 | 0 | 0 | 0 | 0 | 0 | 0 | 0
1980 | 2 | 6 | 0.03 | 0.03 | 0 | 0 | 0.03 | 0 | 0 | 0 | 0 | 0 | 0 | 0 | 0
1980 | 2 | 7 | 0.01 | 0.01 | 0 | 0 | 0.01 | 0 | 0 | 0 | 0 | 0 | 0 | 0 | 0
1980 | 2 | 8 | 0 | 0 | 0 | 0 | 0 | 0 | 0 | 0 | 0 | 0 | 0 | 0 | 0
1980 | 2 | 9 | 0.14 | 0.14 | 0.09 | 0 | 0.14 | 0.09 | 0 | 0 | 0 | 0 | 0 | 0 | 0
1980 | 2 | 10 | 0.02 | 0.02 | 0 | 0 | 0.02 | 0 | 0 | 0 | 0 | 0 | 0 | 0 | 0
1980 | 2 | 11 | 0 | 0 | 0 | 0 | 0 | 0 | 0 | 0 | 0 | 0 | 0 | 0 | 0
1980 | 2 | 12 | 0 | 0 | 0 | 0 | 0 | 0 | 0 | 0 | 0 | 0 | 0 | 0 | 0
1980 | 2 | 13 | 0 | 0 | 0 | 0 | 0 | 0 | 0 | 0 | 0 | 0 | 0 | 0 | 0
1980 | 2 | 14 | 0 | 0 | 0 | 0 | 0 | 0 | 0 | 0 | 0 | 0 | 0 | 0 | 0
1980 | 2 | 15 | 0 | 0 | 0 | 0 | 0 | 0 | 0 | 0 | 0 | 0 | 0 | 0 | 0
1980 | 2 | 16 | 0.2 | 0.2 | 0.15 | 0 | 0.2 | 0.15 | 0 | 0 | 0 | 0 | 0 | 0 | 0
1980 | 2 | 17 | 0 | 0 | 0 | 0 | 0 | 0 | 0 | 0 | 0 | 0 | 0 | 0 | 0
1980 | 2 | 18 | 0 | 0 | 0 | 0 | 0 | 0 | 0 | 0 | 0 | 0 | 0 | 0 | 0
1980 | 2 | 19 | 0 | 0 | 0 | 0 | 0 | 0 | 0 | 0 | 0 | 0 | 0 | 0 | 0
1980 | 2 | 20 | 0.03 | 0.03 | 0 | 0 | 0.03 | 0 | 0 | 0 | 0 | 0 | 0 | 0 | 0
1980 | 2 | 21 | 0.01 | 0.01 | 0 | 0 | 0.01 | 0 | 0 | 0 | 0 | 0 | 0 | 0 | 0
1980 | 2 | 22 | 0.26 | 0.26 | 0.21 | 0 | 0.26 | 0.21 | 0 | 0 | 0 | 0 | 0 | 0 | 0
1980 | 2 | 23 | 0.02 | 0.02 | 0 | 0 | 0.02 | 0 | 0 | 0 | 0 | 0 | 0 | 0 | 0
1980 | 2 | 24 | 0.05 | 0.05 | 0 | 0 | 0.05 | 0 | 0 | 0 | 0 | 0 | 0 | 0 | 0
1980 | 2 | 25 | 0.24 | 0.24 | 0.19 | 0 | 0.24 | 0.19 | 0 | 0 | 0 | 0 | 0 | 0 | 0
1980 | 2 | 26 | 0 | 0 | 0 | 0 | 0 | 0 | 0 | 0 | 0 | 0 | 0 | 0 | 0
1980 | 2 | 27 | 0 | 0 | 0 | 0 | 0 | 0 | 0 | 0 | 0 | 0 | 0 | 0 | 0
1980 | 2 | 28 | 0.15 | 0.15 | 0.1 | 0 | 0.15 | 0.1 | 0 | 0 | 0 | 0 | 0 | 0 | 0
1980 | 2 | 29 | 0 | 0 | 0 | 0 | 0 | 0 | 0 | 0 | 0 | 0 | 0 | 0 | 0
1980 | 3 | 1 | 0.3 | 0.3 | 0.25 | 0 | 0.3 | 0.25 | 0 | 0 | 0 | 0 | 0 | 0 | 0
1980 | 3 | 2 | 0.08 | 0.08 | 0.03 | 0 | 0.08 | 0.03 | 0 | 0 | 0 | 0 | 0 | 0 | 0
1980 | 3 | 3 | 0 | 0 | 0 | 0 | 0 | 0 | 0 | 0 | 0 | 0 | 0 | 0 | 0
1980 | 3 | 4 | 0.01 | 0.01 | 0 | 0 | 0.01 | 0 | 0 | 0 | 0 | 0 | 0 | 0 | 0
1980 | 3 | 5 | 0.16 | 0.16 | 0.11 | 0 | 0.16 | 0.11 | 0 | 0 | 0 | 0 | 0 | 0 | 0
1980 | 3 | 6 | 0 | 0 | 0 | 0 | 0 | 0 | 0 | 0 | 0 | 0 | 0 | 0 | 0
1980 | 3 | 7 | 0 | 0 | 0 | 0 | 0 | 0 | 0 | 0 | 0 | 0 | 0 | 0 | 0
1980 | 3 | 8 | 0 | 0 | 0 | 0 | 0 | 0 | 0 | 0 | 0 | 0 | 0 | 0 | 0
1980 | 3 | 9 | 0 | 0 | 0 | 0 | 0 | 0 | 0 | 0 | 0 | 0 | 0 | 0 | 0
1980 | 3 | 10 | 0.02 | 0.02 | 0 | 0 | 0.02 | 0 | 0 | 0 | 0 | 0 | 0 | 0 | 0
1980 | 3 | 11 | 0 | 0 | 0 | 0 | 0 | 0 | 0 | 0 | 0 | 0 | 0 | 0 | 0
1980 | 3 | 12 | 0 | 0 | 0 | 0 | 0 | 0 | 0 | 0 | 0 | 0 | 0 | 0 | 0
1980 | 3 | 13 | 1.16 | 1 | 0.95 | 0 | 1 | 0.95 | 0 | 0 | 0 | 0 | 0 | 0 | 0
1980 | 3 | 14 | 0.06 | 0.06 | 0.01 | 0 | 0.06 | 0.01 | 0 | 0 | 0 | 0 | 0 | 0 | 0
1980 | 3 | 15 | 0 | 0 | 0 | 0 | 0 | 0 | 0 | 0 | 0 | 0 | 0 | 0 | 0
1980 | 3 | 16 | 0 | 0 | 0 | 0 | 0 | 0 | 0 | 0 | 0 | 0 | 0 | 0 | 0
1980 | 3 | 17 | 0.08 | 0.08 | 0.03 | 0 | 0.08 | 0.03 | 0 | 0 | 0 | 0 | 0 | 0 | 0
1980 | 3 | 18 | 0.06 | 0.06 | 0.01 | 0 | 0.06 | 0.01 | 0 | 0 | 0 | 0 | 0 | 0 | 0
1980 | 3 | 19 | 0 | 0 | 0 | 0 | 0 | 0 | 0 | 0 | 0 | 0 | 0 | 0 | 0
1980 | 3 | 20 | 0 | 0 | 0 | 0 | 0 | 0 | 0 | 0 | 0 | 0 | 0 | 0 | 0
1980 | 3 | 21 | 0.91 | 0.91 | 0.86 | 0 | 0.91 | 0.86 | 0 | 0 | 0 | 0 | 0 | 0 | 0
1980 | 3 | 22 | 0 | 0 | 0 | 0 | 0 | 0 | 0 | 0 | 0 | 0 | 0 | 0 | 0
1980 | 3 | 23 | 0 | 0 | 0 | 0 | 0 | 0 | 0 | 0 | 0 | 0 | 0 | 0 | 0
1980 | 3 | 24 | 0.21 | 0.21 | 0.16 | 0 | 0.21 | 0.16 | 0 | 0 | 0 | 0 | 0 | 0 | 0
1980 | 3 | 25 | 0 | 0 | 0 | 0 | 0 | 0 | 0 | 0 | 0 | 0 | 0 | 0 | 0
1980 | 3 | 26 | 0 | 0 | 0 | 0 | 0 | 0 | 0 | 0 | 0 | 0 | 0 | 0 | 0
1980 | 3 | 27 | 0 | 0 | 0 | 0 | 0 | 0 | 0 | 0 | 0 | 0 | 0 | 0 | 0
1980 | 3 | 28 | 0.72 | 0.72 | 0.67 | 0 | 0.72 | 0.67 | 0 | 0 | 0 | 0 | 0 | 0 | 0
1980 | 3 | 29 | 0.54 | 0.54 | 0.49 | 0 | 0.54 | 0.49 | 0 | 0 | 0 | 0 | 0 | 0 | 0
1980 | 3 | 30 | 0.18 | 0.18 | 0.13 | 0 | 0.18 | 0.13 | 0 | 0 | 0 | 0 | 0 | 0 | 0
1980 | 3 | 31 | 0.55 | 0.55 | 0.5 | 0 | 0.55 | 0.5 | 0 | 0 | 0 | 0 | 0 | 0 | 0
1980 | 4 | 1 | 0 | 0 | 0 | 0 | 0 | 0 | 0 | 0 | 0 | 0 | 0 | 0 | 0
1980 | 4 | 2 | 0 | 0 | 0 | 0 | 0 | 0 | 0 | 0 | 0 | 0 | 0 | 0 | 0
1980 | 4 | 3 | 0 | 0 | 0 | 0 | 0 | 0 | 0 | 0 | 0 | 0 | 0 | 0 | 0
1980 | 4 | 4 | 0.23 | 0.23 | 0.18 | 0 | 0.23 | 0.18 | 0 | 0 | 0 | 0 | 0 | 0 | 0
1980 | 4 | 5 | 0 | 0 | 0 | 0 | 0 | 0 | 0 | 0 | 0 | 0 | 0 | 0 | 0
1980 | 4 | 6 | 0 | 0 | 0 | 0 | 0 | 0 | 0 | 0 | 0 | 0 | 0 | 0 | 0
1980 | 4 | 7 | 0 | 0 | 0 | 0 | 0 | 0 | 0 | 0 | 0 | 0 | 0 | 0 | 0
1980 | 4 | 8 | 0.05 | 0.05 | 0 | 0 | 0.05 | 0 | 0 | 0 | 0 | 0 | 0 | 0 | 0
1980 | 4 | 9 | 0.73 | 0.73 | 0.68 | 0 | 0.73 | 0.68 | 0 | 0 | 0 | 0 | 0 | 0 | 0
1980 | 4 | 10 | 0 | 0 | 0 | 0 | 0 | 0 | 0 | 0 | 0 | 0 | 0 | 0 | 0
1980 | 4 | 11 | 0 | 0 | 0 | 0 | 0 | 0 | 0 | 0 | 0 | 0 | 0 | 0 | 0
1980 | 4 | 12 | 0 | 0 | 0 | 0 | 0 | 0 | 0 | 0 | 0 | 0 | 0 | 0 | 0
1980 | 4 | 13 | 0 | 0 | 0 | 0 | 0 | 0 | 0 | 0 | 0 | 0 | 0 | 0 | 0
1980 | 4 | 14 | 0.41 | 0.41 | 0.36 | 0 | 0.41 | 0.36 | 0 | 0 | 0 | 0 | 0 | 0 | 0
1980 | 4 | 15 | 0 | 0 | 0 | 0 | 0 | 0 | 0 | 0 | 0 | 0 | 0 | 0 | 0
1980 | 4 | 16 | 0 | 0 | 0 | 0 | 0 | 0 | 0 | 0 | 0 | 0 | 0 | 0 | 0
1980 | 4 | 17 | 0 | 0 | 0 | 0 | 0 | 0 | 0 | 0 | 0 | 0 | 0 | 0 | 0
1980 | 4 | 18 | 0 | 0 | 0 | 0 | 0 | 0 | 0 | 0 | 0 | 0 | 0 | 0 | 0
1980 | 4 | 19 | 0 | 0 | 0 | 0 | 0 | 0 | 0 | 0 | 0 | 0 | 0 | 0 | 0
1980 | 4 | 20 | 0 | 0 | 0 | 0 | 0 | 0 | 0 | 0 | 0 | 0 | 0 | 0 | 0
1980 | 4 | 21 | 0 | 0 | 0 | 0 | 0 | 0 | 0 | 0 | 0 | 0 | 0 | 0 | 0
1980 | 4 | 22 | 0 | 0 | 0 | 0 | 0 | 0 | 0 | 0 | 0 | 0 | 0 | 0 | 0
1980 | 4 | 23 | 0 | 0 | 0 | 0 | 0 | 0 | 0 | 0 | 0 | 0 | 0 | 0 | 0
1980 | 4 | 24 | 0.15 | 0.15 | 0.1 | 0 | 0.15 | 0.1 | 0 | 0 | 0 | 0 | 0 | 0 | 0
1980 | 4 | 25 | 0 | 0 | 0 | 0 | 0 | 0 | 0 | 0 | 0 | 0 | 0 | 0 | 0
1980 | 4 | 26 | 0.45 | 0.45 | 0.4 | 0 | 0.45 | 0.4 | 0 | 0 | 0 | 0 | 0 | 0 | 0
1980 | 4 | 27 | 0.79 | 0.79 | 0.74 | 0 | 0.79 | 0.74 | 0 | 0 | 0 | 0 | 0 | 0 | 0
1980 | 4 | 28 | 0.28 | 0.28 | 0.23 | 0 | 0.28 | 0.23 | 0 | 0 | 0 | 0 | 0 | 0 | 0
1980 | 4 | 29 | 0.09 | 0.09 | 0.04 | 0 | 0.09 | 0.04 | 0 | 0 | 0 | 0 | 0 | 0 | 0
1980 | 4 | 30 | 0.1 | 0.1 | 0.05 | 0 | 0.1 | 0.05 | 0 | 0 | 0 | 0 | 0 | 0 | 0
1980 | 5 | 1 | 0.19 | 0.19 | 0.14 | 0 | 0.19 | 0.14 | 0 | 0 | 0 | 0 | 0 | 0 | 0
1980 | 5 | 2 | 0.14 | 0.14 | 0.09 | 0 | 0.14 | 0.09 | 0 | 0 | 0 | 0 | 0 | 0 | 0
1980 | 5 | 3 | 0 | 0 | 0 | 0 | 0 | 0 | 0 | 0 | 0 | 0 | 0 | 0 | 0
1980 | 5 | 4 | 0 | 0 | 0 | 0 | 0 | 0 | 0 | 0 | 0 | 0 | 0 | 0 | 0
1980 | 5 | 5 | 0 | 0 | 0 | 0 | 0 | 0 | 0 | 0 | 0 | 0 | 0 | 0 | 0
1980 | 5 | 6 | 0 | 0 | 0 | 0 | 0 | 0 | 0 | 0 | 0 | 0 | 0 | 0 | 0
1980 | 5 | 7 | 0.05 | 0.05 | 0 | 0 | 0.05 | 0 | 0 | 0 | 0 | 0 | 0 | 0 | 0
1980 | 5 | 8 | 0.05 | 0.05 | 0 | 0 | 0.05 | 0 | 0 | 0 | 0 | 0 | 0 | 0 | 0
1980 | 5 | 9 | 0 | 0 | 0 | 0 | 0 | 0 | 0 | 0 | 0 | 0 | 0 | 0 | 0
1980 | 5 | 10 | 0 | 0 | 0 | 0 | 0 | 0 | 0 | 0 | 0 | 0 | 0 | 0 | 0
1980 | 5 | 11 | 0.03 | 0.03 | 0 | 0 | 0.03 | 0 | 0 | 0 | 0 | 0 | 0 | 0 | 0
1980 | 5 | 12 | 0 | 0 | 0 | 0 | 0 | 0 | 0 | 0 | 0 | 0 | 0 | 0 | 0
1980 | 5 | 13 | 0.06 | 0.06 | 0.01 | 0 | 0.06 | 0.01 | 0 | 0 | 0 | 0 | 0 | 0 | 0
1980 | 5 | 14 | 0 | 0 | 0 | 0 | 0 | 0 | 0 | 0 | 0 | 0 | 0 | 0 | 0
1980 | 5 | 15 | 0 | 0 | 0 | 0 | 0 | 0 | 0 | 0 | 0 | 0 | 0 | 0 | 0
1980 | 5 | 16 | 0 | 0 | 0 | 0 | 0 | 0 | 0 | 0 | 0 | 0 | 0 | 0 | 0
1980 | 5 | 17 | 0 | 0 | 0 | 0 | 0 | 0 | 0 | 0 | 0 | 0 | 0 | 0 | 0
1980 | 5 | 18 | 0.97 | 0.97 | 0.92 | 0 | 0.97 | 0.92 | 0 | 0 | 0 | 0 | 0 | 0 | 0
1980 | 5 | 19 | 0.25 | 0.25 | 0.2 | 0 | 0.25 | 0.2 | 0 | 0 | 0 | 0 | 0 | 0 | 0
1980 | 5 | 20 | 0.48 | 0.48 | 0.43 | 0 | 0.48 | 0.43 | 0 | 0 | 0 | 0 | 0 | 0 | 0
1980 | 5 | 21 | 0.28 | 0.28 | 0.23 | 0 | 0.28 | 0.23 | 0 | 0 | 0 | 0 | 0 | 0 | 0
1980 | 5 | 22 | 0 | 0 | 0 | 0 | 0 | 0 | 0 | 0 | 0 | 0 | 0 | 0 | 0
1980 | 5 | 23 | 0 | 0 | 0 | 0 | 0 | 0 | 0 | 0 | 0 | 0 | 0 | 0 | 0
1980 | 5 | 24 | 0.11 | 0.11 | 0.06 | 0 | 0.11 | 0.06 | 0 | 0 | 0 | 0 | 0 | 0 | 0
1980 | 5 | 25 | 0.03 | 0.03 | 0 | 0 | 0.03 | 0 | 0 | 0 | 0 | 0 | 0 | 0 | 0
1980 | 5 | 26 | 0 | 0 | 0 | 0 | 0 | 0 | 0 | 0 | 0 | 0 | 0 | 0 | 0
1980 | 5 | 27 | 0 | 0 | 0 | 0 | 0 | 0 | 0 | 0 | 0 | 0 | 0 | 0 | 0
1980 | 5 | 28 | 0 | 0 | 0 | 0 | 0 | 0 | 0 | 0 | 0 | 0 | 0 | 0 | 0
1980 | 5 | 29 | 0 | 0 | 0 | 0 | 0 | 0 | 0 | 0 | 0 | 0 | 0 | 0 | 0
1980 | 5 | 30 | 0 | 0 | 0 | 0 | 0 | 0 | 0 | 0 | 0 | 0 | 0 | 0 | 0
1980 | 5 | 31 | 0 | 0 | 0 | 0 | 0 | 0 | 0 | 0 | 0 | 0 | 0 | 0 | 0
1980 | 6 | 1 | 0.01 | 0.01 | 0 | 0 | 0.01 | 0 | 0 | 0 | 0 | 0 | 0 | 0 | 0
1980 | 6 | 2 | 0 | 0 | 0 | 0 | 0 | 0 | 0 | 0 | 0 | 0 | 0 | 0 | 0
1980 | 6 | 3 | 0.18 | 0.18 | 0.13 | 0 | 0.18 | 0.13 | 0 | 0 | 0 | 0 | 0 | 0 | 0
1980 | 6 | 4 | 0 | 0 | 0 | 0 | 0 | 0 | 0 | 0 | 0 | 0 | 0 | 0 | 0
1980 | 6 | 5 | 0 | 0 | 0 | 0 | 0 | 0 | 0 | 0 | 0 | 0 | 0 | 0 | 0
1980 | 6 | 6 | 0.55 | 0.55 | 0.5 | 0 | 0.55 | 0.5 | 0 | 0 | 0 | 0 | 0 | 0 | 0
1980 | 6 | 7 | 0.11 | 0.11 | 0.06 | 0 | 0.11 | 0.06 | 0 | 0 | 0 | 0 | 0 | 0 | 0
1980 | 6 | 8 | 0 | 0 | 0 | 0 | 0 | 0 | 0 | 0 | 0 | 0 | 0 | 0 | 0
1980 | 6 | 9 | 0.01 | 0.01 | 0 | 0 | 0.01 | 0 | 0 | 0 | 0 | 0 | 0 | 0 | 0
1980 | 6 | 10 | 0.08 | 0.08 | 0.03 | 0 | 0.08 | 0.03 | 0 | 0 | 0 | 0 | 0 | 0 | 0
1980 | 6 | 11 | 0 | 0 | 0 | 0 | 0 | 0 | 0 | 0 | 0 | 0 | 0 | 0 | 0
1980 | 6 | 12 | 0 | 0 | 0 | 0 | 0 | 0 | 0 | 0 | 0 | 0 | 0 | 0 | 0
1980 | 6 | 13 | 0 | 0 | 0 | 0 | 0 | 0 | 0 | 0 | 0 | 0 | 0 | 0 | 0
1980 | 6 | 14 | 0 | 0 | 0 | 0 | 0 | 0 | 0 | 0 | 0 | 0 | 0 | 0 | 0
1980 | 6 | 15 | 0.31 | 0.31 | 0.26 | 0 | 0.31 | 0.26 | 0 | 0 | 0 | 0 | 0 | 0 | 0
1980 | 6 | 16 | 0.12 | 0.12 | 0.07 | 0 | 0.12 | 0.07 | 0 | 0 | 0 | 0 | 0 | 0 | 0
1980 | 6 | 17 | 0 | 0 | 0 | 0 | 0 | 0 | 0 | 0 | 0 | 0 | 0 | 0 | 0
1980 | 6 | 18 | 0 | 0 | 0 | 0 | 0 | 0 | 0 | 0 | 0 | 0 | 0 | 0 | 0
1980 | 6 | 19 | 0 | 0 | 0 | 0 | 0 | 0 | 0 | 0 | 0 | 0 | 0 | 0 | 0
1980 | 6 | 20 | 0 | 0 | 0 | 0 | 0 | 0 | 0 | 0 | 0 | 0 | 0 | 0 | 0
1980 | 6 | 21 | 0 | 0 | 0 | 0 | 0 | 0 | 0 | 0 | 0 | 0 | 0 | 0 | 0
1980 | 6 | 22 | 0 | 0 | 0 | 0 | 0 | 0 | 0 | 0 | 0 | 0 | 0 | 0 | 0
1980 | 6 | 23 | 0 | 0 | 0 | 0 | 0 | 0 | 0 | 0 | 0 | 0 | 0 | 0 | 0
1980 | 6 | 24 | 0 | 0 | 0 | 0 | 0 | 0 | 0 | 0 | 0 | 0 | 0 | 0 | 0
1980 | 6 | 25 | 0 | 0 | 0 | 0 | 0 | 0 | 0 | 0 | 0 | 0 | 0 | 0 | 0
1980 | 6 | 26 | 0 | 0 | 0 | 0 | 0 | 0 | 0 | 0 | 0 | 0 | 0 | 0 | 0
1980 | 6 | 27 | 0 | 0 | 0 | 0 | 0 | 0 | 0 | 0 | 0 | 0 | 0 | 0 | 0
1980 | 6 | 28 | 0 | 0 | 0 | 0 | 0 | 0 | 0 | 0 | 0 | 0 | 0 | 0 | 0
1980 | 6 | 29 | 0.31 | 0.31 | 0.26 | 0 | 0.31 | 0.26 | 0 | 0 | 0 | 0 | 0 | 0 | 0
1980 | 6 | 30 | 0 | 0 | 0 | 0 | 0 | 0 | 0 | 0 | 0 | 0 | 0 | 0 | 0
1980 | 7 | 1 | 0 | 0 | 0 | 0 | 0 | 0 | 0 | 0 | 0 | 0 | 0 | 0 | 0
1980 | 7 | 2 | 0 | 0 | 0 | 0 | 0 | 0 | 0 | 0 | 0 | 0 | 0 | 0 | 0
1980 | 7 | 3 | 0.53 | 0.53 | 0.48 | 0 | 0.53 | 0.48 | 0 | 0 | 0 | 0 | 0 | 0 | 0
1980 | 7 | 4 | 0 | 0 | 0 | 0 | 0 | 0 | 0 | 0 | 0 | 0 | 0 | 0 | 0
1980 | 7 | 5 | 0.19 | 0.19 | 0.14 | 0 | 0.19 | 0.14 | 0 | 0 | 0 | 0 | 0 | 0 | 0
1980 | 7 | 6 | 0.01 | 0.01 | 0 | 0 | 0.01 | 0 | 0 | 0 | 0 | 0 | 0 | 0 | 0
1980 | 7 | 7 | 0 | 0 | 0 | 0 | 0 | 0 | 0 | 0 | 0 | 0 | 0 | 0 | 0
1980 | 7 | 8 | 0.53 | 0.53 | 0.48 | 0 | 0.53 | 0.48 | 0 | 0 | 0 | 0 | 0 | 0 | 0
1980 | 7 | 9 | 0.01 | 0.01 | 0 | 0 | 0.01 | 0 | 0 | 0 | 0 | 0 | 0 | 0 | 0
1980 | 7 | 10 | 0 | 0 | 0 | 0 | 0 | 0 | 0 | 0 | 0 | 0 | 0 | 0 | 0
1980 | 7 | 11 | 0 | 0 | 0 | 0 | 0 | 0 | 0 | 0 | 0 | 0 | 0 | 0 | 0
1980 | 7 | 12 | 0.01 | 0.01 | 0 | 0 | 0.01 | 0 | 0 | 0 | 0 | 0 | 0 | 0 | 0
1980 | 7 | 13 | 0 | 0 | 0 | 0 | 0 | 0 | 0 | 0 | 0 | 0 | 0 | 0 | 0
1980 | 7 | 14 | 0 | 0 | 0 | 0 | 0 | 0 | 0 | 0 | 0 | 0 | 0 | 0 | 0
1980 | 7 | 15 | 0 | 0 | 0 | 0 | 0 | 0 | 0 | 0 | 0 | 0 | 0 | 0 | 0
1980 | 7 | 16 | 0 | 0 | 0 | 0 | 0 | 0 | 0 | 0 | 0 | 0 | 0 | 0 | 0
1980 | 7 | 17 | 1.02 | 1 | 0.95 | 0 | 1 | 0.95 | 0 | 0 | 0 | 0 | 0 | 0 | 0
1980 | 7 | 18 | 0 | 0 | 0 | 0 | 0 | 0 | 0 | 0 | 0 | 0 | 0 | 0 | 0
1980 | 7 | 19 | 0 | 0 | 0 | 0 | 0 | 0 | 0 | 0 | 0 | 0 | 0 | 0 | 0
1980 | 7 | 20 | 0 | 0 | 0 | 0 | 0 | 0 | 0 | 0 | 0 | 0 | 0 | 0 | 0
1980 | 7 | 21 | 0.11 | 0.11 | 0.06 | 0 | 0.11 | 0.06 | 0 | 0 | 0 | 0 | 0 | 0 | 0
1980 | 7 | 22 | 1.34 | 1 | 0.95 | 0 | 1 | 0.95 | 0 | 0 | 0 | 0 | 0 | 0 | 0
1980 | 7 | 23 | 0.07 | 0.07 | 0.02 | 0 | 0.07 | 0.02 | 0 | 0 | 0 | 0 | 0 | 0 | 0
1980 | 7 | 24 | 0 | 0 | 0 | 0 | 0 | 0 | 0 | 0 | 0 | 0 | 0 | 0 | 0
1980 | 7 | 25 | 0 | 0 | 0 | 0 | 0 | 0 | 0 | 0 | 0 | 0 | 0 | 0 | 0
1980 | 7 | 26 | 0 | 0 | 0 | 0 | 0 | 0 | 0 | 0 | 0 | 0 | 0 | 0 | 0
1980 | 7 | 27 | 0 | 0 | 0 | 0 | 0 | 0 | 0 | 0 | 0 | 0 | 0 | 0 | 0
1980 | 7 | 28 | 0 | 0 | 0 | 0 | 0 | 0 | 0 | 0 | 0 | 0 | 0 | 0 | 0
1980 | 7 | 29 | 0.04 | 0.04 | 0 | 0 | 0.04 | 0 | 0 | 0 | 0 | 0 | 0 | 0 | 0
1980 | 7 | 30 | 0 | 0 | 0 | 0 | 0 | 0 | 0 | 0 | 0 | 0 | 0 | 0 | 0
1980 | 7 | 31 | 0 | 0 | 0 | 0 | 0 | 0 | 0 | 0 | 0 | 0 | 0 | 0 | 0
1980 | 8 | 1 | 0.01 | 0.01 | 0 | 0 | 0.01 | 0 | 0 | 0 | 0 | 0 | 0 | 0 | 0
1980 | 8 | 2 | 0 | 0 | 0 | 0 | 0 | 0 | 0 | 0 | 0 | 0 | 0 | 0 | 0
1980 | 8 | 3 | 0.24 | 0.24 | 0.19 | 0 | 0.24 | 0.19 | 0 | 0 | 0 | 0 | 0 | 0 | 0
1980 | 8 | 4 | 0 | 0 | 0 | 0 | 0 | 0 | 0 | 0 | 0 | 0 | 0 | 0 | 0
1980 | 8 | 5 | 0.1 | 0.1 | 0.05 | 0 | 0.1 | 0.05 | 0 | 0 | 0 | 0 | 0 | 0 | 0
1980 | 8 | 6 | 0 | 0 | 0 | 0 | 0 | 0 | 0 | 0 | 0 | 0 | 0 | 0 | 0
1980 | 8 | 7 | 0 | 0 | 0 | 0 | 0 | 0 | 0 | 0 | 0 | 0 | 0 | 0 | 0
1980 | 8 | 8 | 0 | 0 | 0 | 0 | 0 | 0 | 0 | 0 | 0 | 0 | 0 | 0 | 0
1980 | 8 | 9 | 0 | 0 | 0 | 0 | 0 | 0 | 0 | 0 | 0 | 0 | 0 | 0 | 0
1980 | 8 | 10 | 0.01 | 0.01 | 0 | 0 | 0.01 | 0 | 0 | 0 | 0 | 0 | 0 | 0 | 0
1980 | 8 | 11 | 0 | 0 | 0 | 0 | 0 | 0 | 0 | 0 | 0 | 0 | 0 | 0 | 0
1980 | 8 | 12 | 0 | 0 | 0 | 0 | 0 | 0 | 0 | 0 | 0 | 0 | 0 | 0 | 0
1980 | 8 | 13 | 0 | 0 | 0 | 0 | 0 | 0 | 0 | 0 | 0 | 0 | 0 | 0 | 0
1980 | 8 | 14 | 0 | 0 | 0 | 0 | 0 | 0 | 0 | 0 | 0 | 0 | 0 | 0 | 0
1980 | 8 | 15 | 0.52 | 0.52 | 0.47 | 0 | 0.52 | 0.47 | 0 | 0 | 0 | 0 | 0 | 0 | 0
1980 | 8 | 16 | 0 | 0 | 0 | 0 | 0 | 0 | 0 | 0 | 0 | 0 | 0 | 0 | 0
1980 | 8 | 17 | 0 | 0 | 0 | 0 | 0 | 0 | 0 | 0 | 0 | 0 | 0 | 0 | 0
1980 | 8 | 18 | 0.22 | 0.22 | 0.17 | 0 | 0.22 | 0.17 | 0 | 0 | 0 | 0 | 0 | 0 | 0
1980 | 8 | 19 | 0.01 | 0.01 | 0 | 0 | 0.01 | 0 | 0 | 0 | 0 | 0 | 0 | 0 | 0
1980 | 8 | 20 | 0 | 0 | 0 | 0 | 0 | 0 | 0 | 0 | 0 | 0 | 0 | 0 | 0
1980 | 8 | 21 | 0 | 0 | 0 | 0 | 0 | 0 | 0 | 0 | 0 | 0 | 0 | 0 | 0
1980 | 8 | 22 | 0 | 0 | 0 | 0 | 0 | 0 | 0 | 0 | 0 | 0 | 0 | 0 | 0
1980 | 8 | 23 | 0 | 0 | 0 | 0 | 0 | 0 | 0 | 0 | 0 | 0 | 0 | 0 | 0
1980 | 8 | 24 | 0 | 0 | 0 | 0 | 0 | 0 | 0 | 0 | 0 | 0 | 0 | 0 | 0
1980 | 8 | 25 | 0 | 0 | 0 | 0 | 0 | 0 | 0 | 0 | 0 | 0 | 0 | 0 | 0
1980 | 8 | 26 | 0 | 0 | 0 | 0 | 0 | 0 | 0 | 0 | 0 | 0 | 0 | 0 | 0
1980 | 8 | 27 | 0 | 0 | 0 | 0 | 0 | 0 | 0 | 0 | 0 | 0 | 0 | 0 | 0
1980 | 8 | 28 | 0 | 0 | 0 | 0 | 0 | 0 | 0 | 0 | 0 | 0 | 0 | 0 | 0
1980 | 8 | 29 | 0 | 0 | 0 | 0 | 0 | 0 | 0 | 0 | 0 | 0 | 0 | 0 | 0
1980 | 8 | 30 | 0 | 0 | 0 | 0 | 0 | 0 | 0 | 0 | 0 | 0 | 0 | 0 | 0
1980 | 8 | 31 | 0 | 0 | 0 | 0 | 0 | 0 | 0 | 0 | 0 | 0 | 0 | 0 | 0
1980 | 9 | 1 | 0 | 0 | 0 | 0 | 0 | 0 | 0 | 0 | 0 | 0 | 0 | 0 | 0
1980 | 9 | 2 | 0 | 0 | 0 | 0 | 0 | 0 | 0 | 0 | 0 | 0 | 0 | 0 | 0
1980 | 9 | 3 | 0 | 0 | 0 | 0 | 0 | 0 | 0 | 0 | 0 | 0 | 0 | 0 | 0
1980 | 9 | 4 | 0 | 0 | 0 | 0 | 0 | 0 | 0 | 0 | 0 | 0 | 0 | 0 | 0
1980 | 9 | 5 | 0 | 0 | 0 | 0 | 0 | 0 | 0 | 0 | 0 | 0 | 0 | 0 | 0
1980 | 9 | 6 | 0.04 | 0.04 | 0 | 0 | 0.04 | 0 | 0 | 0 | 0 | 0 | 0 | 0 | 0
1980 | 9 | 7 | 0 | 0 | 0 | 0 | 0 | 0 | 0 | 0 | 0 | 0 | 0 | 0 | 0
1980 | 9 | 8 | 0 | 0 | 0 | 0 | 0 | 0 | 0 | 0 | 0 | 0 | 0 | 0 | 0
1980 | 9 | 9 | 0 | 0 | 0 | 0 | 0 | 0 | 0 | 0 | 0 | 0 | 0 | 0 | 0
1980 | 9 | 10 | 0.32 | 0.32 | 0.27 | 0 | 0.32 | 0.27 | 0 | 0 | 0 | 0 | 0 | 0 | 0
1980 | 9 | 11 | 0 | 0 | 0 | 0 | 0 | 0 | 0 | 0 | 0 | 0 | 0 | 0 | 0
1980 | 9 | 12 | 0 | 0 | 0 | 0 | 0 | 0 | 0 | 0 | 0 | 0 | 0 | 0 | 0
1980 | 9 | 13 | 0 | 0 | 0 | 0 | 0 | 0 | 0 | 0 | 0 | 0 | 0 | 0 | 0
1980 | 9 | 14 | 0.52 | 0.52 | 0.47 | 0 | 0.52 | 0.47 | 0 | 0 | 0 | 0 | 0 | 0 | 0
1980 | 9 | 15 | 0 | 0 | 0 | 0 | 0 | 0 | 0 | 0 | 0 | 0 | 0 | 0 | 0
1980 | 9 | 16 | 0 | 0 | 0 | 0 | 0 | 0 | 0 | 0 | 0 | 0 | 0 | 0 | 0
1980 | 9 | 17 | 0.06 | 0.06 | 0.01 | 0 | 0.06 | 0.01 | 0 | 0 | 0 | 0 | 0 | 0 | 0
1980 | 9 | 18 | 0.02 | 0.02 | 0 | 0 | 0.02 | 0 | 0 | 0 | 0 | 0 | 0 | 0 | 0
1980 | 9 | 19 | 0 | 0 | 0 | 0 | 0 | 0 | 0 | 0 | 0 | 0 | 0 | 0 | 0
1980 | 9 | 20 | 0 | 0 | 0 | 0 | 0 | 0 | 0 | 0 | 0 | 0 | 0 | 0 | 0
1980 | 9 | 21 | 0 | 0 | 0 | 0 | 0 | 0 | 0 | 0 | 0 | 0 | 0 | 0 | 0
1980 | 9 | 22 | 0 | 0 | 0 | 0 | 0 | 0 | 0 | 0 | 0 | 0 | 0 | 0 | 0
1980 | 9 | 23 | 0 | 0 | 0 | 0 | 0 | 0 | 0 | 0 | 0 | 0 | 0 | 0 | 0
1980 | 9 | 24 | 0 | 0 | 0 | 0 | 0 | 0 | 0 | 0 | 0 | 0 | 0 | 0 | 0
1980 | 9 | 25 | 0.94 | 0.94 | 0.89 | 0 | 0.94 | 0.89 | 0 | 0 | 0 | 0 | 0 | 0 | 0
1980 | 9 | 26 | 0 | 0 | 0 | 0 | 0 | 0 | 0 | 0 | 0 | 0 | 0 | 0 | 0
1980 | 9 | 27 | 0 | 0 | 0 | 0 | 0 | 0 | 0 | 0 | 0 | 0 | 0 | 0 | 0
1980 | 9 | 28 | 0 | 0 | 0 | 0 | 0 | 0 | 0 | 0 | 0 | 0 | 0 | 0 | 0
1980 | 9 | 29 | 0 | 0 | 0 | 0 | 0 | 0 | 0 | 0 | 0 | 0 | 0 | 0 | 0
1980 | 9 | 30 | 0 | 0 | 0 | 0 | 0 | 0 | 0 | 0 | 0 | 0 | 0 | 0 | 0
1980 | 10 | 1 | 0 | 0 | 0 | 0 | 0 | 0 | 0 | 0 | 0 | 0 | 0 | 0 | 0
1980 | 10 | 2 | 0.28 | 0.28 | 0.23 | 0 | 0.28 | 0.23 | 0 | 0 | 0 | 0 | 0 | 0 | 0
1980 | 10 | 3 | 0.33 | 0.33 | 0.28 | 0 | 0.33 | 0.28 | 0 | 0 | 0 | 0 | 0 | 0 | 0
1980 | 10 | 4 | 0 | 0 | 0 | 0 | 0 | 0 | 0 | 0 | 0 | 0 | 0 | 0 | 0
1980 | 10 | 5 | 0 | 0 | 0 | 0 | 0 | 0 | 0 | 0 | 0 | 0 | 0 | 0 | 0
1980 | 10 | 6 | 0 | 0 | 0 | 0 | 0 | 0 | 0 | 0 | 0 | 0 | 0 | 0 | 0
1980 | 10 | 7 | 0 | 0 | 0 | 0 | 0 | 0 | 0 | 0 | 0 | 0 | 0 | 0 | 0
1980 | 10 | 8 | 0 | 0 | 0 | 0 | 0 | 0 | 0 | 0 | 0 | 0 | 0 | 0 | 0
1980 | 10 | 9 | 0 | 0 | 0 | 0 | 0 | 0 | 0 | 0 | 0 | 0 | 0 | 0 | 0
1980 | 10 | 10 | 0 | 0 | 0 | 0 | 0 | 0 | 0 | 0 | 0 | 0 | 0 | 0 | 0
1980 | 10 | 11 | 0 | 0 | 0 | 0 | 0 | 0 | 0 | 0 | 0 | 0 | 0 | 0 | 0
1980 | 10 | 12 | 0 | 0 | 0 | 0 | 0 | 0 | 0 | 0 | 0 | 0 | 0 | 0 | 0
1980 | 10 | 13 | 0 | 0 | 0 | 0 | 0 | 0 | 0 | 0 | 0 | 0 | 0 | 0 | 0
1980 | 10 | 14 | 0 | 0 | 0 | 0 | 0 | 0 | 0 | 0 | 0 | 0 | 0 | 0 | 0
1980 | 10 | 15 | 0 | 0 | 0 | 0 | 0 | 0 | 0 | 0 | 0 | 0 | 0 | 0 | 0
1980 | 10 | 16 | 0 | 0 | 0 | 0 | 0 | 0 | 0 | 0 | 0 | 0 | 0 | 0 | 0
1980 | 10 | 17 | 0 | 0 | 0 | 0 | 0 | 0 | 0 | 0 | 0 | 0 | 0 | 0 | 0
1980 | 10 | 18 | 0.33 | 0.33 | 0.28 | 0 | 0.33 | 0.28 | 0 | 0 | 0 | 0 | 0 | 0 | 0
1980 | 10 | 19 | 0.02 | 0.02 | 0 | 0 | 0.02 | 0 | 0 | 0 | 0 | 0 | 0 | 0 | 0
1980 | 10 | 20 | 0 | 0 | 0 | 0 | 0 | 0 | 0 | 0 | 0 | 0 | 0 | 0 | 0
1980 | 10 | 21 | 0 | 0 | 0 | 0 | 0 | 0 | 0 | 0 | 0 | 0 | 0 | 0 | 0
1980 | 10 | 22 | 0 | 0 | 0 | 0 | 0 | 0 | 0 | 0 | 0 | 0 | 0 | 0 | 0
1980 | 10 | 23 | 0 | 0 | 0 | 0 | 0 | 0 | 0 | 0 | 0 | 0 | 0 | 0 | 0
1980 | 10 | 24 | 0 | 0 | 0 | 0 | 0 | 0 | 0 | 0 | 0 | 0 | 0 | 0 | 0
1980 | 10 | 25 | 1.61 | 1 | 0.95 | 0 | 1 | 0.95 | 0 | 0 | 0 | 0 | 0 | 0 | 0
1980 | 10 | 26 | 0 | 0 | 0 | 0 | 0 | 0 | 0 | 0 | 0 | 0 | 0 | 0 | 0
1980 | 10 | 27 | 0 | 0 | 0 | 0 | 0 | 0 | 0 | 0 | 0 | 0 | 0 | 0 | 0
1980 | 10 | 28 | 0.02 | 0.02 | 0 | 0 | 0.02 | 0 | 0 | 0 | 0 | 0 | 0 | 0 | 0
1980 | 10 | 29 | 0 | 0 | 0 | 0 | 0 | 0 | 0 | 0 | 0 | 0 | 0 | 0 | 0
1980 | 10 | 30 | 0 | 0 | 0 | 0 | 0 | 0 | 0 | 0 | 0 | 0 | 0 | 0 | 0
1980 | 10 | 31 | 0 | 0 | 0 | 0 | 0 | 0 | 0 | 0 | 0 | 0 | 0 | 0 | 0
1980 | 11 | 1 | 0 | 0 | 0 | 0 | 0 | 0 | 0 | 0 | 0 | 0 | 0 | 0 | 0
1980 | 11 | 2 | 0 | 0 | 0 | 0 | 0 | 0 | 0 | 0 | 0 | 0 | 0 | 0 | 0
1980 | 11 | 3 | 0 | 0 | 0 | 0 | 0 | 0 | 0 | 0 | 0 | 0 | 0 | 0 | 0
1980 | 11 | 4 | 0.35 | 0.35 | 0.3 | 0 | 0.35 | 0.3 | 0 | 0 | 0 | 0 | 0 | 0 | 0
1980 | 11 | 5 | 0 | 0 | 0 | 0 | 0 | 0 | 0 | 0 | 0 | 0 | 0 | 0 | 0
1980 | 11 | 6 | 0 | 0 | 0 | 0 | 0 | 0 | 0 | 0 | 0 | 0 | 0 | 0 | 0
1980 | 11 | 7 | 0 | 0 | 0 | 0 | 0 | 0 | 0 | 0 | 0 | 0 | 0 | 0 | 0
1980 | 11 | 8 | 0 | 0 | 0 | 0 | 0 | 0 | 0 | 0 | 0 | 0 | 0 | 0 | 0
1980 | 11 | 9 | 0.15 | 0.15 | 0.1 | 0 | 0.15 | 0.1 | 0 | 0 | 0 | 0 | 0 | 0 | 0
1980 | 11 | 10 | 0 | 0 | 0 | 0 | 0 | 0 | 0 | 0 | 0 | 0 | 0 | 0 | 0
1980 | 11 | 11 | 0 | 0 | 0 | 0 | 0 | 0 | 0 | 0 | 0 | 0 | 0 | 0 | 0
1980 | 11 | 12 | 0 | 0 | 0 | 0 | 0 | 0 | 0 | 0 | 0 | 0 | 0 | 0 | 0
1980 | 11 | 13 | 0 | 0 | 0 | 0 | 0 | 0 | 0 | 0 | 0 | 0 | 0 | 0 | 0
1980 | 11 | 14 | 0 | 0 | 0 | 0 | 0 | 0 | 0 | 0 | 0 | 0 | 0 | 0 | 0
1980 | 11 | 15 | 0 | 0 | 0 | 0 | 0 | 0 | 0 | 0 | 0 | 0 | 0 | 0 | 0
1980 | 11 | 16 | 0.04 | 0.04 | 0 | 0 | 0.04 | 0 | 0 | 0 | 0 | 0 | 0 | 0 | 0
1980 | 11 | 17 | 0.88 | 0.88 | 0.83 | 0 | 0.88 | 0.83 | 0 | 0 | 0 | 0 | 0 | 0 | 0
1980 | 11 | 18 | 0.05 | 0.05 | 0 | 0 | 0.05 | 0 | 0 | 0 | 0 | 0 | 0 | 0 | 0
1980 | 11 | 19 | 0 | 0 | 0 | 0 | 0 | 0 | 0 | 0 | 0 | 0 | 0 | 0 | 0
1980 | 11 | 20 | 0 | 0 | 0 | 0 | 0 | 0 | 0 | 0 | 0 | 0 | 0 | 0 | 0
1980 | 11 | 21 | 0 | 0 | 0 | 0 | 0 | 0 | 0 | 0 | 0 | 0 | 0 | 0 | 0
1980 | 11 | 22 | 0 | 0 | 0 | 0 | 0 | 0 | 0 | 0 | 0 | 0 | 0 | 0 | 0
1980 | 11 | 23 | 0 | 0 | 0 | 0 | 0 | 0 | 0 | 0 | 0 | 0 | 0 | 0 | 0
1980 | 11 | 24 | 0.74 | 0.74 | 0.69 | 0 | 0.74 | 0.69 | 0 | 0 | 0 | 0 | 0 | 0 | 0
1980 | 11 | 25 | 0 | 0 | 0 | 0 | 0 | 0 | 0 | 0 | 0 | 0 | 0 | 0 | 0
1980 | 11 | 26 | 0 | 0 | 0 | 0 | 0 | 0 | 0 | 0 | 0 | 0 | 0 | 0 | 0
1980 | 11 | 27 | 0.33 | 0.33 | 0.28 | 0 | 0.33 | 0.28 | 0 | 0 | 0 | 0 | 0 | 0 | 0
1980 | 11 | 28 | 0.02 | 0.02 | 0 | 0 | 0.02 | 0 | 0 | 0 | 0 | 0 | 0 | 0 | 0
1980 | 11 | 29 | 0 | 0 | 0 | 0 | 0 | 0 | 0 | 0 | 0 | 0 | 0 | 0 | 0
1980 | 11 | 30 | 0 | 0 | 0 | 0 | 0 | 0 | 0 | 0 | 0 | 0 | 0 | 0 | 0
1980 | 12 | 1 | 0 | 0 | 0 | 0 | 0 | 0 | 0 | 0 | 0 | 0 | 0 | 0 | 0
1980 | 12 | 2 | 0.04 | 0.04 | 0 | 0 | 0.04 | 0 | 0 | 0 | 0 | 0 | 0 | 0 | 0
1980 | 12 | 3 | 0 | 0 | 0 | 0 | 0 | 0 | 0 | 0 | 0 | 0 | 0 | 0 | 0
1980 | 12 | 4 | 0 | 0 | 0 | 0 | 0 | 0 | 0 | 0 | 0 | 0 | 0 | 0 | 0
1980 | 12 | 5 | 0 | 0 | 0 | 0 | 0 | 0 | 0 | 0 | 0 | 0 | 0 | 0 | 0
1980 | 12 | 6 | 0 | 0 | 0 | 0 | 0 | 0 | 0 | 0 | 0 | 0 | 0 | 0 | 0
1980 | 12 | 7 | 0 | 0 | 0 | 0 | 0 | 0 | 0 | 0 | 0 | 0 | 0 | 0 | 0
1980 | 12 | 8 | 0 | 0 | 0 | 0 | 0 | 0 | 0 | 0 | 0 | 0 | 0 | 0 | 0
1980 | 12 | 9 | 0.25 | 0.25 | 0.2 | 0 | 0.25 | 0.2 | 0 | 0 | 0 | 0 | 0 | 0 | 0
1980 | 12 | 10 | 0 | 0 | 0 | 0 | 0 | 0 | 0 | 0 | 0 | 0 | 0 | 0 | 0
1980 | 12 | 11 | 0 | 0 | 0 | 0 | 0 | 0 | 0 | 0 | 0 | 0 | 0 | 0 | 0
1980 | 12 | 12 | 0 | 0 | 0 | 0 | 0 | 0 | 0 | 0 | 0 | 0 | 0 | 0 | 0
1980 | 12 | 13 | 0 | 0 | 0 | 0 | 0 | 0 | 0 | 0 | 0 | 0 | 0 | 0 | 0
1980 | 12 | 14 | 0 | 0 | 0 | 0 | 0 | 0 | 0 | 0 | 0 | 0 | 0 | 0 | 0
1980 | 12 | 15 | 0 | 0 | 0 | 0 | 0 | 0 | 0 | 0 | 0 | 0 | 0 | 0 | 0
1980 | 12 | 16 | 0.03 | 0.03 | 0 | 0 | 0.03 | 0 | 0 | 0 | 0 | 0 | 0 | 0 | 0
1980 | 12 | 17 | 0 | 0 | 0 | 0 | 0 | 0 | 0 | 0 | 0 | 0 | 0 | 0 | 0
1980 | 12 | 18 | 0 | 0 | 0 | 0 | 0 | 0 | 0 | 0 | 0 | 0 | 0 | 0 | 0
1980 | 12 | 19 | 0 | 0 | 0 | 0 | 0 | 0 | 0 | 0 | 0 | 0 | 0 | 0 | 0
1980 | 12 | 20 | 0 | 0 | 0 | 0 | 0 | 0 | 0 | 0 | 0 | 0 | 0 | 0 | 0
1980 | 12 | 21 | 0 | 0 | 0 | 0 | 0 | 0 | 0 | 0 | 0 | 0 | 0 | 0 | 0
1980 | 12 | 22 | 0 | 0 | 0 | 0 | 0 | 0 | 0 | 0 | 0 | 0 | 0 | 0 | 0
1980 | 12 | 23 | 0.15 | 0.15 | 0.1 | 0 | 0.15 | 0.1 | 0 | 0 | 0 | 0 | 0 | 0 | 0
1980 | 12 | 24 | 0.14 | 0.14 | 0.09 | 0 | 0.14 | 0.09 | 0 | 0 | 0 | 0 | 0 | 0 | 0
1980 | 12 | 25 | 0 | 0 | 0 | 0 | 0 | 0 | 0 | 0 | 0 | 0 | 0 | 0 | 0
1980 | 12 | 26 | 0 | 0 | 0 | 0 | 0 | 0 | 0 | 0 | 0 | 0 | 0 | 0 | 0
1980 | 12 | 27 | 0 | 0 | 0 | 0 | 0 | 0 | 0 | 0 | 0 | 0 | 0 | 0 | 0
1980 | 12 | 28 | 0 | 0 | 0 | 0 | 0 | 0 | 0 | 0 | 0 | 0 | 0 | 0 | 0
1980 | 12 | 29 | 0 | 0 | 0 | 0 | 0 | 0 | 0 | 0 | 0 | 0 | 0 | 0 | 0
1980 | 12 | 30 | 0 | 0 | 0 | 0 | 0 | 0 | 0 | 0 | 0 | 0 | 0 | 0 | 0
1980 | 12 | 31 | 0.04 | 0.04 | 0 | 0 | 0.04 | 0 | 0 | 0 | 0 | 0 | 0 | 0 | 0
1981 | 1 | 1 | 0.14 | 0.14 | 0.09 | 0 | 0.14 | 0.09 | 0 | 0 | 0 | 0 | 0 | 0 | 0
1981 | 1 | 2 | 0 | 0 | 0 | 0 | 0 | 0 | 0 | 0 | 0 | 0 | 0 | 0 | 0
1981 | 1 | 3 | 0 | 0 | 0 | 0 | 0 | 0 | 0 | 0 | 0 | 0 | 0 | 0 | 0
1981 | 1 | 4 | 0 | 0 | 0 | 0 | 0 | 0 | 0 | 0 | 0 | 0 | 0 | 0 | 0
1981 | 1 | 5 | 0 | 0 | 0 | 0 | 0 | 0 | 0 | 0 | 0 | 0 | 0 | 0 | 0
1981 | 1 | 6 | 0 | 0 | 0 | 0 | 0 | 0 | 0 | 0 | 0 | 0 | 0 | 0 | 0
1981 | 1 | 7 | 0.05 | 0.05 | 0 | 0 | 0.05 | 0 | 0 | 0 | 0 | 0 | 0 | 0 | 0
1981 | 1 | 8 | 0 | 0 | 0 | 0 | 0 | 0 | 0 | 0 | 0 | 0 | 0 | 0 | 0
1981 | 1 | 9 | 0 | 0 | 0 | 0 | 0 | 0 | 0 | 0 | 0 | 0 | 0 | 0 | 0
1981 | 1 | 10 | 0 | 0 | 0 | 0 | 0 | 0 | 0 | 0 | 0 | 0 | 0 | 0 | 0
1981 | 1 | 11 | 0 | 0 | 0 | 0 | 0 | 0 | 0 | 0 | 0 | 0 | 0 | 0 | 0
1981 | 1 | 12 | 0 | 0 | 0 | 0 | 0 | 0 | 0 | 0 | 0 | 0 | 0 | 0 | 0
1981 | 1 | 13 | 0 | 0 | 0 | 0 | 0 | 0 | 0 | 0 | 0 | 0 | 0 | 0 | 0
1981 | 1 | 14 | 0 | 0 | 0 | 0 | 0 | 0 | 0 | 0 | 0 | 0 | 0 | 0 | 0
1981 | 1 | 15 | 0.08 | 0.08 | 0.03 | 0 | 0.08 | 0.03 | 0 | 0 | 0 | 0 | 0 | 0 | 0
1981 | 1 | 16 | 0 | 0 | 0 | 0 | 0 | 0 | 0 | 0 | 0 | 0 | 0 | 0 | 0
1981 | 1 | 17 | 0 | 0 | 0 | 0 | 0 | 0 | 0 | 0 | 0 | 0 | 0 | 0 | 0
1981 | 1 | 18 | 0 | 0 | 0 | 0 | 0 | 0 | 0 | 0 | 0 | 0 | 0 | 0 | 0
1981 | 1 | 19 | 0 | 0 | 0 | 0 | 0 | 0 | 0 | 0 | 0 | 0 | 0 | 0 | 0
1981 | 1 | 20 | 0 | 0 | 0 | 0 | 0 | 0 | 0 | 0 | 0 | 0 | 0 | 0 | 0
1981 | 1 | 21 | 0.11 | 0.11 | 0.06 | 0 | 0.11 | 0.06 | 0 | 0 | 0 | 0 | 0 | 0 | 0
1981 | 1 | 22 | 0 | 0 | 0 | 0 | 0 | 0 | 0 | 0 | 0 | 0 | 0 | 0 | 0
1981 | 1 | 23 | 0 | 0 | 0 | 0 | 0 | 0 | 0 | 0 | 0 | 0 | 0 | 0 | 0
1981 | 1 | 24 | 0 | 0 | 0 | 0 | 0 | 0 | 0 | 0 | 0 | 0 | 0 | 0 | 0
1981 | 1 | 25 | 0 | 0 | 0 | 0 | 0 | 0 | 0 | 0 | 0 | 0 | 0 | 0 | 0
1981 | 1 | 26 | 0 | 0 | 0 | 0 | 0 | 0 | 0 | 0 | 0 | 0 | 0 | 0 | 0
1981 | 1 | 27 | 0 | 0 | 0 | 0 | 0 | 0 | 0 | 0 | 0 | 0 | 0 | 0 | 0
1981 | 1 | 28 | 0 | 0 | 0 | 0 | 0 | 0 | 0 | 0 | 0 | 0 | 0 | 0 | 0
1981 | 1 | 29 | 0 | 0 | 0 | 0 | 0 | 0 | 0 | 0 | 0 | 0 | 0 | 0 | 0
1981 | 1 | 30 | 0 | 0 | 0 | 0 | 0 | 0 | 0 | 0 | 0 | 0 | 0 | 0 | 0
1981 | 1 | 31 | 0 | 0 | 0 | 0 | 0 | 0 | 0 | 0 | 0 | 0 | 0 | 0 | 0
1981 | 2 | 1 | 0 | 0 | 0 | 0 | 0 | 0 | 0 | 0 | 0 | 0 | 0 | 0 | 0
1981 | 2 | 2 | 0.72 | 0.72 | 0.67 | 0 | 0.72 | 0.67 | 0 | 0 | 0 | 0 | 0 | 0 | 0
1981 | 2 | 3 | 0 | 0 | 0 | 0 | 0 | 0 | 0 | 0 | 0 | 0 | 0 | 0 | 0
1981 | 2 | 4 | 0 | 0 | 0 | 0 | 0 | 0 | 0 | 0 | 0 | 0 | 0 | 0 | 0
1981 | 2 | 5 | 0 | 0 | 0 | 0 | 0 | 0 | 0 | 0 | 0 | 0 | 0 | 0 | 0
1981 | 2 | 6 | 0 | 0 | 0 | 0 | 0 | 0 | 0 | 0 | 0 | 0 | 0 | 0 | 0
1981 | 2 | 7 | 0 | 0 | 0 | 0 | 0 | 0 | 0 | 0 | 0 | 0 | 0 | 0 | 0
1981 | 2 | 8 | 0.29 | 0.29 | 0.24 | 0 | 0.29 | 0.24 | 0 | 0 | 0 | 0 | 0 | 0 | 0
1981 | 2 | 9 | 0 | 0 | 0 | 0 | 0 | 0 | 0 | 0 | 0 | 0 | 0 | 0 | 0
1981 | 2 | 10 | 0.01 | 0.01 | 0 | 0 | 0.01 | 0 | 0 | 0 | 0 | 0 | 0 | 0 | 0
1981 | 2 | 11 | 0.61 | 0.61 | 0.56 | 0 | 0.61 | 0.56 | 0 | 0 | 0 | 0 | 0 | 0 | 0
1981 | 2 | 12 | 0 | 0 | 0 | 0 | 0 | 0 | 0 | 0 | 0 | 0 | 0 | 0 | 0
1981 | 2 | 13 | 0 | 0 | 0 | 0 | 0 | 0 | 0 | 0 | 0 | 0 | 0 | 0 | 0
1981 | 2 | 14 | 0 | 0 | 0 | 0 | 0 | 0 | 0 | 0 | 0 | 0 | 0 | 0 | 0
1981 | 2 | 15 | 0 | 0 | 0 | 0 | 0 | 0 | 0 | 0 | 0 | 0 | 0 | 0 | 0
1981 | 2 | 16 | 0 | 0 | 0 | 0 | 0 | 0 | 0 | 0 | 0 | 0 | 0 | 0 | 0
1981 | 2 | 17 | 0 | 0 | 0 | 0 | 0 | 0 | 0 | 0 | 0 | 0 | 0 | 0 | 0
1981 | 2 | 18 | 0 | 0 | 0 | 0 | 0 | 0 | 0 | 0 | 0 | 0 | 0 | 0 | 0
1981 | 2 | 19 | 0.2 | 0.2 | 0.15 | 0 | 0.2 | 0.15 | 0 | 0 | 0 | 0 | 0 | 0 | 0
1981 | 2 | 20 | 0.3 | 0.3 | 0.25 | 0 | 0.3 | 0.25 | 0 | 0 | 0 | 0 | 0 | 0 | 0
1981 | 2 | 21 | 0.09 | 0.09 | 0.04 | 0 | 0.09 | 0.04 | 0 | 0 | 0 | 0 | 0 | 0 | 0
1981 | 2 | 22 | 0.02 | 0.02 | 0 | 0 | 0.02 | 0 | 0 | 0 | 0 | 0 | 0 | 0 | 0
1981 | 2 | 23 | 0.58 | 0.58 | 0.53 | 0 | 0.58 | 0.53 | 0 | 0 | 0 | 0 | 0 | 0 | 0
1981 | 2 | 24 | 0 | 0 | 0 | 0 | 0 | 0 | 0 | 0 | 0 | 0 | 0 | 0 | 0
1981 | 2 | 25 | 0 | 0 | 0 | 0 | 0 | 0 | 0 | 0 | 0 | 0 | 0 | 0 | 0
1981 | 2 | 26 | 0 | 0 | 0 | 0 | 0 | 0 | 0 | 0 | 0 | 0 | 0 | 0 | 0
1981 | 2 | 27 | 0 | 0 | 0 | 0 | 0 | 0 | 0 | 0 | 0 | 0 | 0 | 0 | 0
1981 | 2 | 28 | 0 | 0 | 0 | 0 | 0 | 0 | 0 | 0 | 0 | 0 | 0 | 0 | 0
1981 | 3 | 1 | 0 | 0 | 0 | 0 | 0 | 0 | 0 | 0 | 0 | 0 | 0 | 0 | 0
1981 | 3 | 2 | 0 | 0 | 0 | 0 | 0 | 0 | 0 | 0 | 0 | 0 | 0 | 0 | 0
1981 | 3 | 3 | 0 | 0 | 0 | 0 | 0 | 0 | 0 | 0 | 0 | 0 | 0 | 0 | 0
1981 | 3 | 4 | 0.06 | 0.06 | 0.01 | 0 | 0.06 | 0.01 | 0 | 0 | 0 | 0 | 0 | 0 | 0
1981 | 3 | 5 | 0.35 | 0.35 | 0.3 | 0 | 0.35 | 0.3 | 0 | 0 | 0 | 0 | 0 | 0 | 0
1981 | 3 | 6 | 0.01 | 0.01 | 0 | 0 | 0.01 | 0 | 0 | 0 | 0 | 0 | 0 | 0 | 0
1981 | 3 | 7 | 0 | 0 | 0 | 0 | 0 | 0 | 0 | 0 | 0 | 0 | 0 | 0 | 0
1981 | 3 | 8 | 0 | 0 | 0 | 0 | 0 | 0 | 0 | 0 | 0 | 0 | 0 | 0 | 0
1981 | 3 | 9 | 0 | 0 | 0 | 0 | 0 | 0 | 0 | 0 | 0 | 0 | 0 | 0 | 0
1981 | 3 | 10 | 0 | 0 | 0 | 0 | 0 | 0 | 0 | 0 | 0 | 0 | 0 | 0 | 0
1981 | 3 | 11 | 0 | 0 | 0 | 0 | 0 | 0 | 0 | 0 | 0 | 0 | 0 | 0 | 0
1981 | 3 | 12 | 0 | 0 | 0 | 0 | 0 | 0 | 0 | 0 | 0 | 0 | 0 | 0 | 0
1981 | 3 | 13 | 0 | 0 | 0 | 0 | 0 | 0 | 0 | 0 | 0 | 0 | 0 | 0 | 0
1981 | 3 | 14 | 0 | 0 | 0 | 0 | 0 | 0 | 0 | 0 | 0 | 0 | 0 | 0 | 0
1981 | 3 | 15 | 0 | 0 | 0 | 0 | 0 | 0 | 0 | 0 | 0 | 0 | 0 | 0 | 0
1981 | 3 | 16 | 0.16 | 0.16 | 0.11 | 0 | 0.16 | 0.11 | 0 | 0 | 0 | 0 | 0 | 0 | 0
1981 | 3 | 17 | 0 | 0 | 0 | 0 | 0 | 0 | 0 | 0 | 0 | 0 | 0 | 0 | 0
1981 | 3 | 18 | 0 | 0 | 0 | 0 | 0 | 0 | 0 | 0 | 0 | 0 | 0 | 0 | 0
1981 | 3 | 19 | 0 | 0 | 0 | 0 | 0 | 0 | 0 | 0 | 0 | 0 | 0 | 0 | 0
1981 | 3 | 20 | 0 | 0 | 0 | 0 | 0 | 0 | 0 | 0 | 0 | 0 | 0 | 0 | 0
1981 | 3 | 21 | 0.01 | 0.01 | 0 | 0 | 0.01 | 0 | 0 | 0 | 0 | 0 | 0 | 0 | 0
1981 | 3 | 22 | 0 | 0 | 0 | 0 | 0 | 0 | 0 | 0 | 0 | 0 | 0 | 0 | 0
1981 | 3 | 23 | 0 | 0 | 0 | 0 | 0 | 0 | 0 | 0 | 0 | 0 | 0 | 0 | 0
1981 | 3 | 24 | 0 | 0 | 0 | 0 | 0 | 0 | 0 | 0 | 0 | 0 | 0 | 0 | 0
1981 | 3 | 25 | 0 | 0 | 0 | 0 | 0 | 0 | 0 | 0 | 0 | 0 | 0 | 0 | 0
1981 | 3 | 26 | 0 | 0 | 0 | 0 | 0 | 0 | 0 | 0 | 0 | 0 | 0 | 0 | 0
1981 | 3 | 27 | 0 | 0 | 0 | 0 | 0 | 0 | 0 | 0 | 0 | 0 | 0 | 0 | 0
1981 | 3 | 28 | 0 | 0 | 0 | 0 | 0 | 0 | 0 | 0 | 0 | 0 | 0 | 0 | 0
1981 | 3 | 29 | 0 | 0 | 0 | 0 | 0 | 0 | 0 | 0 | 0 | 0 | 0 | 0 | 0
1981 | 3 | 30 | 0.9 | 0.9 | 0.85 | 0 | 0.9 | 0.85 | 0 | 0 | 0 | 0 | 0 | 0 | 0
1981 | 3 | 31 | 0 | 0 | 0 | 0 | 0 | 0 | 0 | 0 | 0 | 0 | 0 | 0 | 0
1981 | 4 | 1 | 0.45 | 0.45 | 0.4 | 0 | 0.45 | 0.4 | 0 | 0 | 0 | 0 | 0 | 0 | 0
1981 | 4 | 2 | 0 | 0 | 0 | 0 | 0 | 0 | 0 | 0 | 0 | 0 | 0 | 0 | 0
1981 | 4 | 3 | 0 | 0 | 0 | 0 | 0 | 0 | 0 | 0 | 0 | 0 | 0 | 0 | 0
1981 | 4 | 4 | 0 | 0 | 0 | 0 | 0 | 0 | 0 | 0 | 0 | 0 | 0 | 0 | 0
1981 | 4 | 5 | 0.28 | 0.28 | 0.23 | 0 | 0.28 | 0.23 | 0 | 0 | 0 | 0 | 0 | 0 | 0
1981 | 4 | 6 | 0 | 0 | 0 | 0 | 0 | 0 | 0 | 0 | 0 | 0 | 0 | 0 | 0
1981 | 4 | 7 | 0 | 0 | 0 | 0 | 0 | 0 | 0 | 0 | 0 | 0 | 0 | 0 | 0
1981 | 4 | 8 | 0 | 0 | 0 | 0 | 0 | 0 | 0 | 0 | 0 | 0 | 0 | 0 | 0
1981 | 4 | 9 | 0.27 | 0.27 | 0.22 | 0 | 0.27 | 0.22 | 0 | 0 | 0 | 0 | 0 | 0 | 0
1981 | 4 | 10 | 0 | 0 | 0 | 0 | 0 | 0 | 0 | 0 | 0 | 0 | 0 | 0 | 0
1981 | 4 | 11 | 0.02 | 0.02 | 0 | 0 | 0.02 | 0 | 0 | 0 | 0 | 0 | 0 | 0 | 0
1981 | 4 | 12 | 0.31 | 0.31 | 0.26 | 0 | 0.31 | 0.26 | 0 | 0 | 0 | 0 | 0 | 0 | 0
1981 | 4 | 13 | 0.03 | 0.03 | 0 | 0 | 0.03 | 0 | 0 | 0 | 0 | 0 | 0 | 0 | 0
1981 | 4 | 14 | 0.14 | 0.14 | 0.09 | 0 | 0.14 | 0.09 | 0 | 0 | 0 | 0 | 0 | 0 | 0
1981 | 4 | 15 | 0 | 0 | 0 | 0 | 0 | 0 | 0 | 0 | 0 | 0 | 0 | 0 | 0
1981 | 4 | 16 | 0 | 0 | 0 | 0 | 0 | 0 | 0 | 0 | 0 | 0 | 0 | 0 | 0
1981 | 4 | 17 | 0.07 | 0.07 | 0.02 | 0 | 0.07 | 0.02 | 0 | 0 | 0 | 0 | 0 | 0 | 0
1981 | 4 | 18 | 0 | 0 | 0 | 0 | 0 | 0 | 0 | 0 | 0 | 0 | 0 | 0 | 0
1981 | 4 | 19 | 0 | 0 | 0 | 0 | 0 | 0 | 0 | 0 | 0 | 0 | 0 | 0 | 0
1981 | 4 | 20 | 0.06 | 0.06 | 0.01 | 0 | 0.06 | 0.01 | 0 | 0 | 0 | 0 | 0 | 0 | 0
1981 | 4 | 21 | 0 | 0 | 0 | 0 | 0 | 0 | 0 | 0 | 0 | 0 | 0 | 0 | 0
1981 | 4 | 22 | 0 | 0 | 0 | 0 | 0 | 0 | 0 | 0 | 0 | 0 | 0 | 0 | 0
1981 | 4 | 23 | 0.52 | 0.52 | 0.47 | 0 | 0.52 | 0.47 | 0 | 0 | 0 | 0 | 0 | 0 | 0
1981 | 4 | 24 | 0 | 0 | 0 | 0 | 0 | 0 | 0 | 0 | 0 | 0 | 0 | 0 | 0
1981 | 4 | 25 | 0 | 0 | 0 | 0 | 0 | 0 | 0 | 0 | 0 | 0 | 0 | 0 | 0
1981 | 4 | 26 | 0 | 0 | 0 | 0 | 0 | 0 | 0 | 0 | 0 | 0 | 0 | 0 | 0
1981 | 4 | 27 | 0 | 0 | 0 | 0 | 0 | 0 | 0 | 0 | 0 | 0 | 0 | 0 | 0
1981 | 4 | 28 | 0.27 | 0.27 | 0.22 | 0 | 0.27 | 0.22 | 0 | 0 | 0 | 0 | 0 | 0 | 0
1981 | 4 | 29 | 0.06 | 0.06 | 0.01 | 0 | 0.06 | 0.01 | 0 | 0 | 0 | 0 | 0 | 0 | 0
1981 | 4 | 30 | 0.15 | 0.15 | 0.1 | 0 | 0.15 | 0.1 | 0 | 0 | 0 | 0 | 0 | 0 | 0
1981 | 5 | 1 | 0.58 | 0.58 | 0.53 | 0 | 0.58 | 0.53 | 0 | 0 | 0 | 0 | 0 | 0 | 0
1981 | 5 | 2 | 0 | 0 | 0 | 0 | 0 | 0 | 0 | 0 | 0 | 0 | 0 | 0 | 0
1981 | 5 | 3 | 0 | 0 | 0 | 0 | 0 | 0 | 0 | 0 | 0 | 0 | 0 | 0 | 0
1981 | 5 | 4 | 0 | 0 | 0 | 0 | 0 | 0 | 0 | 0 | 0 | 0 | 0 | 0 | 0
1981 | 5 | 5 | 0 | 0 | 0 | 0 | 0 | 0 | 0 | 0 | 0 | 0 | 0 | 0 | 0
1981 | 5 | 6 | 0.01 | 0.01 | 0 | 0 | 0.01 | 0 | 0 | 0 | 0 | 0 | 0 | 0 | 0
1981 | 5 | 7 | 0 | 0 | 0 | 0 | 0 | 0 | 0 | 0 | 0 | 0 | 0 | 0 | 0
1981 | 5 | 8 | 0 | 0 | 0 | 0 | 0 | 0 | 0 | 0 | 0 | 0 | 0 | 0 | 0
1981 | 5 | 9 | 0 | 0 | 0 | 0 | 0 | 0 | 0 | 0 | 0 | 0 | 0 | 0 | 0
1981 | 5 | 10 | 0.23 | 0.23 | 0.18 | 0 | 0.23 | 0.18 | 0 | 0 | 0 | 0 | 0 | 0 | 0
1981 | 5 | 11 | 0.88 | 0.88 | 0.83 | 0 | 0.88 | 0.83 | 0 | 0 | 0 | 0 | 0 | 0 | 0
1981 | 5 | 12 | 0.14 | 0.14 | 0.09 | 0 | 0.14 | 0.09 | 0 | 0 | 0 | 0 | 0 | 0 | 0
1981 | 5 | 13 | 0 | 0 | 0 | 0 | 0 | 0 | 0 | 0 | 0 | 0 | 0 | 0 | 0
1981 | 5 | 14 | 0 | 0 | 0 | 0 | 0 | 0 | 0 | 0 | 0 | 0 | 0 | 0 | 0
1981 | 5 | 15 | 0.62 | 0.62 | 0.57 | 0 | 0.62 | 0.57 | 0 | 0 | 0 | 0 | 0 | 0 | 0
1981 | 5 | 16 | 0 | 0 | 0 | 0 | 0 | 0 | 0 | 0 | 0 | 0 | 0 | 0 | 0
1981 | 5 | 17 | 0 | 0 | 0 | 0 | 0 | 0 | 0 | 0 | 0 | 0 | 0 | 0 | 0
1981 | 5 | 18 | 0.18 | 0.18 | 0.13 | 0 | 0.18 | 0.13 | 0 | 0 | 0 | 0 | 0 | 0 | 0
1981 | 5 | 19 | 0.3 | 0.3 | 0.25 | 0 | 0.3 | 0.25 | 0 | 0 | 0 | 0 | 0 | 0 | 0
1981 | 5 | 20 | 0.05 | 0.05 | 0 | 0 | 0.05 | 0 | 0 | 0 | 0 | 0 | 0 | 0 | 0
1981 | 5 | 21 | 0 | 0 | 0 | 0 | 0 | 0 | 0 | 0 | 0 | 0 | 0 | 0 | 0
1981 | 5 | 22 | 0 | 0 | 0 | 0 | 0 | 0 | 0 | 0 | 0 | 0 | 0 | 0 | 0
1981 | 5 | 23 | 0 | 0 | 0 | 0 | 0 | 0 | 0 | 0 | 0 | 0 | 0 | 0 | 0
1981 | 5 | 24 | 0 | 0 | 0 | 0 | 0 | 0 | 0 | 0 | 0 | 0 | 0 | 0 | 0
1981 | 5 | 25 | 0 | 0 | 0 | 0 | 0 | 0 | 0 | 0 | 0 | 0 | 0 | 0 | 0
1981 | 5 | 26 | 0 | 0 | 0 | 0 | 0 | 0 | 0 | 0 | 0 | 0 | 0 | 0 | 0
1981 | 5 | 27 | 0.08 | 0.08 | 0.03 | 0 | 0.08 | 0.03 | 0 | 0 | 0 | 0 | 0 | 0 | 0
1981 | 5 | 28 | 0.24 | 0.24 | 0.19 | 0 | 0.24 | 0.19 | 0 | 0 | 0 | 0 | 0 | 0 | 0
1981 | 5 | 29 | 0 | 0 | 0 | 0 | 0 | 0 | 0 | 0 | 0 | 0 | 0 | 0 | 0
1981 | 5 | 30 | 0.11 | 0.11 | 0.06 | 0 | 0.11 | 0.06 | 0 | 0 | 0 | 0 | 0 | 0 | 0
1981 | 5 | 31 | 0 | 0 | 0 | 0 | 0 | 0 | 0 | 0 | 0 | 0 | 0 | 0 | 0
1981 | 6 | 1 | 0.28 | 0.28 | 0.23 | 0 | 0.28 | 0.23 | 0 | 0 | 0 | 0 | 0 | 0 | 0
1981 | 6 | 2 | 0.52 | 0.52 | 0.47 | 0 | 0.52 | 0.47 | 0 | 0 | 0 | 0 | 0 | 0 | 0
1981 | 6 | 3 | 0.01 | 0.01 | 0 | 0 | 0.01 | 0 | 0 | 0 | 0 | 0 | 0 | 0 | 0
1981 | 6 | 4 | 0.02 | 0.02 | 0 | 0 | 0.02 | 0 | 0 | 0 | 0 | 0 | 0 | 0 | 0
1981 | 6 | 5 | 0 | 0 | 0 | 0 | 0 | 0 | 0 | 0 | 0 | 0 | 0 | 0 | 0
1981 | 6 | 6 | 0.02 | 0.02 | 0 | 0 | 0.02 | 0 | 0 | 0 | 0 | 0 | 0 | 0 | 0
1981 | 6 | 7 | 0 | 0 | 0 | 0 | 0 | 0 | 0 | 0 | 0 | 0 | 0 | 0 | 0
1981 | 6 | 8 | 0 | 0 | 0 | 0 | 0 | 0 | 0 | 0 | 0 | 0 | 0 | 0 | 0
1981 | 6 | 9 | 0.03 | 0.03 | 0 | 0 | 0.03 | 0 | 0 | 0 | 0 | 0 | 0 | 0 | 0
1981 | 6 | 10 | 0.46 | 0.46 | 0.41 | 0 | 0.46 | 0.41 | 0 | 0 | 0 | 0 | 0 | 0 | 0
1981 | 6 | 11 | 0 | 0 | 0 | 0 | 0 | 0 | 0 | 0 | 0 | 0 | 0 | 0 | 0
1981 | 6 | 12 | 0 | 0 | 0 | 0 | 0 | 0 | 0 | 0 | 0 | 0 | 0 | 0 | 0
1981 | 6 | 13 | 0.4 | 0.4 | 0.35 | 0 | 0.4 | 0.35 | 0 | 0 | 0 | 0 | 0 | 0 | 0
1981 | 6 | 14 | 0.07 | 0.07 | 0.02 | 0 | 0.07 | 0.02 | 0 | 0 | 0 | 0 | 0 | 0 | 0
1981 | 6 | 15 | 0 | 0 | 0 | 0 | 0 | 0 | 0 | 0 | 0 | 0 | 0 | 0 | 0
1981 | 6 | 16 | 0 | 0 | 0 | 0 | 0 | 0 | 0 | 0 | 0 | 0 | 0 | 0 | 0
1981 | 6 | 17 | 0 | 0 | 0 | 0 | 0 | 0 | 0 | 0 | 0 | 0 | 0 | 0 | 0
1981 | 6 | 18 | 0 | 0 | 0 | 0 | 0 | 0 | 0 | 0 | 0 | 0 | 0 | 0 | 0
1981 | 6 | 19 | 0.26 | 0.26 | 0.21 | 0 | 0.26 | 0.21 | 0 | 0 | 0 | 0 | 0 | 0 | 0
1981 | 6 | 20 | 0.11 | 0.11 | 0.06 | 0 | 0.11 | 0.06 | 0 | 0 | 0 | 0 | 0 | 0 | 0
1981 | 6 | 21 | 0.03 | 0.03 | 0 | 0 | 0.03 | 0 | 0 | 0 | 0 | 0 | 0 | 0 | 0
1981 | 6 | 22 | 0.01 | 0.01 | 0 | 0 | 0.01 | 0 | 0 | 0 | 0 | 0 | 0 | 0 | 0
1981 | 6 | 23 | 0 | 0 | 0 | 0 | 0 | 0 | 0 | 0 | 0 | 0 | 0 | 0 | 0
1981 | 6 | 24 | 0 | 0 | 0 | 0 | 0 | 0 | 0 | 0 | 0 | 0 | 0 | 0 | 0
1981 | 6 | 25 | 0.33 | 0.33 | 0.28 | 0 | 0.33 | 0.28 | 0 | 0 | 0 | 0 | 0 | 0 | 0
1981 | 6 | 26 | 0 | 0 | 0 | 0 | 0 | 0 | 0 | 0 | 0 | 0 | 0 | 0 | 0
1981 | 6 | 27 | 0 | 0 | 0 | 0 | 0 | 0 | 0 | 0 | 0 | 0 | 0 | 0 | 0
1981 | 6 | 28 | 0 | 0 | 0 | 0 | 0 | 0 | 0 | 0 | 0 | 0 | 0 | 0 | 0
1981 | 6 | 29 | 0 | 0 | 0 | 0 | 0 | 0 | 0 | 0 | 0 | 0 | 0 | 0 | 0
1981 | 6 | 30 | 0 | 0 | 0 | 0 | 0 | 0 | 0 | 0 | 0 | 0 | 0 | 0 | 0
1981 | 7 | 1 | 0.54 | 0.54 | 0.49 | 0 | 0.54 | 0.49 | 0 | 0 | 0 | 0 | 0 | 0 | 0
1981 | 7 | 2 | 0.02 | 0.02 | 0 | 0 | 0.02 | 0 | 0 | 0 | 0 | 0 | 0 | 0 | 0
1981 | 7 | 3 | 0.14 | 0.14 | 0.09 | 0 | 0.14 | 0.09 | 0 | 0 | 0 | 0 | 0 | 0 | 0
1981 | 7 | 4 | 1.59 | 1 | 0.95 | 0 | 1 | 0.95 | 0 | 0 | 0 | 0 | 0 | 0 | 0
1981 | 7 | 5 | 0.01 | 0.01 | 0 | 0 | 0.01 | 0 | 0 | 0 | 0 | 0 | 0 | 0 | 0
1981 | 7 | 6 | 0 | 0 | 0 | 0 | 0 | 0 | 0 | 0 | 0 | 0 | 0 | 0 | 0
1981 | 7 | 7 | 0 | 0 | 0 | 0 | 0 | 0 | 0 | 0 | 0 | 0 | 0 | 0 | 0
1981 | 7 | 8 | 0 | 0 | 0 | 0 | 0 | 0 | 0 | 0 | 0 | 0 | 0 | 0 | 0
1981 | 7 | 9 | 0 | 0 | 0 | 0 | 0 | 0 | 0 | 0 | 0 | 0 | 0 | 0 | 0
1981 | 7 | 10 | 0 | 0 | 0 | 0 | 0 | 0 | 0 | 0 | 0 | 0 | 0 | 0 | 0
1981 | 7 | 11 | 0 | 0 | 0 | 0 | 0 | 0 | 0 | 0 | 0 | 0 | 0 | 0 | 0
1981 | 7 | 12 | 0 | 0 | 0 | 0 | 0 | 0 | 0 | 0 | 0 | 0 | 0 | 0 | 0
1981 | 7 | 13 | 0.57 | 0.57 | 0.52 | 0 | 0.57 | 0.52 | 0 | 0 | 0 | 0 | 0 | 0 | 0
1981 | 7 | 14 | 0 | 0 | 0 | 0 | 0 | 0 | 0 | 0 | 0 | 0 | 0 | 0 | 0
1981 | 7 | 15 | 0 | 0 | 0 | 0 | 0 | 0 | 0 | 0 | 0 | 0 | 0 | 0 | 0
1981 | 7 | 16 | 0 | 0 | 0 | 0 | 0 | 0 | 0 | 0 | 0 | 0 | 0 | 0 | 0
1981 | 7 | 17 | 0 | 0 | 0 | 0 | 0 | 0 | 0 | 0 | 0 | 0 | 0 | 0 | 0
1981 | 7 | 18 | 0 | 0 | 0 | 0 | 0 | 0 | 0 | 0 | 0 | 0 | 0 | 0 | 0
1981 | 7 | 19 | 0 | 0 | 0 | 0 | 0 | 0 | 0 | 0 | 0 | 0 | 0 | 0 | 0
1981 | 7 | 20 | 0.76 | 0.76 | 0.71 | 0 | 0.76 | 0.71 | 0 | 0 | 0 | 0 | 0 | 0 | 0
1981 | 7 | 21 | 0.2 | 0.2 | 0.15 | 0 | 0.2 | 0.15 | 0 | 0 | 0 | 0 | 0 | 0 | 0
1981 | 7 | 22 | 0 | 0 | 0 | 0 | 0 | 0 | 0 | 0 | 0 | 0 | 0 | 0 | 0
1981 | 7 | 23 | 0 | 0 | 0 | 0 | 0 | 0 | 0 | 0 | 0 | 0 | 0 | 0 | 0
1981 | 7 | 24 | 0.02 | 0.02 | 0 | 0 | 0.02 | 0 | 0 | 0 | 0 | 0 | 0 | 0 | 0
1981 | 7 | 25 | 1.03 | 1 | 0.95 | 0 | 1 | 0.95 | 0 | 0 | 0 | 0 | 0 | 0 | 0
1981 | 7 | 26 | 0.09 | 0.09 | 0.04 | 0 | 0.09 | 0.04 | 0 | 0 | 0 | 0 | 0 | 0 | 0
1981 | 7 | 27 | 0 | 0 | 0 | 0 | 0 | 0 | 0 | 0 | 0 | 0 | 0 | 0 | 0
1981 | 7 | 28 | 0.72 | 0.72 | 0.67 | 0 | 0.72 | 0.67 | 0 | 0 | 0 | 0 | 0 | 0 | 0
1981 | 7 | 29 | 0 | 0 | 0 | 0 | 0 | 0 | 0 | 0 | 0 | 0 | 0 | 0 | 0
1981 | 7 | 30 | 0 | 0 | 0 | 0 | 0 | 0 | 0 | 0 | 0 | 0 | 0 | 0 | 0
1981 | 7 | 31 | 0 | 0 | 0 | 0 | 0 | 0 | 0 | 0 | 0 | 0 | 0 | 0 | 0
1981 | 8 | 1 | 0 | 0 | 0 | 0 | 0 | 0 | 0 | 0 | 0 | 0 | 0 | 0 | 0
1981 | 8 | 2 | 0 | 0 | 0 | 0 | 0 | 0 | 0 | 0 | 0 | 0 | 0 | 0 | 0
1981 | 8 | 3 | 0.08 | 0.08 | 0.03 | 0 | 0.08 | 0.03 | 0 | 0 | 0 | 0 | 0 | 0 | 0
1981 | 8 | 4 | 0 | 0 | 0 | 0 | 0 | 0 | 0 | 0 | 0 | 0 | 0 | 0 | 0
1981 | 8 | 5 | 0 | 0 | 0 | 0 | 0 | 0 | 0 | 0 | 0 | 0 | 0 | 0 | 0
1981 | 8 | 6 | 0.15 | 0.15 | 0.1 | 0 | 0.15 | 0.1 | 0 | 0 | 0 | 0 | 0 | 0 | 0
1981 | 8 | 7 | 0 | 0 | 0 | 0 | 0 | 0 | 0 | 0 | 0 | 0 | 0 | 0 | 0
1981 | 8 | 8 | 0.05 | 0.05 | 0 | 0 | 0.05 | 0 | 0 | 0 | 0 | 0 | 0 | 0 | 0
1981 | 8 | 9 | 0 | 0 | 0 | 0 | 0 | 0 | 0 | 0 | 0 | 0 | 0 | 0 | 0
1981 | 8 | 10 | 0 | 0 | 0 | 0 | 0 | 0 | 0 | 0 | 0 | 0 | 0 | 0 | 0
1981 | 8 | 11 | 0.64 | 0.64 | 0.59 | 0 | 0.64 | 0.59 | 0 | 0 | 0 | 0 | 0 | 0 | 0
1981 | 8 | 12 | 0.72 | 0.72 | 0.67 | 0 | 0.72 | 0.67 | 0 | 0 | 0 | 0 | 0 | 0 | 0
1981 | 8 | 13 | 0 | 0 | 0 | 0 | 0 | 0 | 0 | 0 | 0 | 0 | 0 | 0 | 0
1981 | 8 | 14 | 0 | 0 | 0 | 0 | 0 | 0 | 0 | 0 | 0 | 0 | 0 | 0 | 0
1981 | 8 | 15 | 0.38 | 0.38 | 0.33 | 0 | 0.38 | 0.33 | 0 | 0 | 0 | 0 | 0 | 0 | 0
1981 | 8 | 16 | 0 | 0 | 0 | 0 | 0 | 0 | 0 | 0 | 0 | 0 | 0 | 0 | 0
1981 | 8 | 17 | 0 | 0 | 0 | 0 | 0 | 0 | 0 | 0 | 0 | 0 | 0 | 0 | 0
1981 | 8 | 18 | 0 | 0 | 0 | 0 | 0 | 0 | 0 | 0 | 0 | 0 | 0 | 0 | 0
1981 | 8 | 19 | 0 | 0 | 0 | 0 | 0 | 0 | 0 | 0 | 0 | 0 | 0 | 0 | 0
1981 | 8 | 20 | 0 | 0 | 0 | 0 | 0 | 0 | 0 | 0 | 0 | 0 | 0 | 0 | 0
1981 | 8 | 21 | 0 | 0 | 0 | 0 | 0 | 0 | 0 | 0 | 0 | 0 | 0 | 0 | 0
1981 | 8 | 22 | 0 | 0 | 0 | 0 | 0 | 0 | 0 | 0 | 0 | 0 | 0 | 0 | 0
1981 | 8 | 23 | 0 | 0 | 0 | 0 | 0 | 0 | 0 | 0 | 0 | 0 | 0 | 0 | 0
1981 | 8 | 24 | 0 | 0 | 0 | 0 | 0 | 0 | 0 | 0 | 0 | 0 | 0 | 0 | 0
1981 | 8 | 25 | 0 | 0 | 0 | 0 | 0 | 0 | 0 | 0 | 0 | 0 | 0 | 0 | 0
1981 | 8 | 26 | 0 | 0 | 0 | 0 | 0 | 0 | 0 | 0 | 0 | 0 | 0 | 0 | 0
1981 | 8 | 27 | 0 | 0 | 0 | 0 | 0 | 0 | 0 | 0 | 0 | 0 | 0 | 0 | 0
1981 | 8 | 28 | 0 | 0 | 0 | 0 | 0 | 0 | 0 | 0 | 0 | 0 | 0 | 0 | 0
1981 | 8 | 29 | 0 | 0 | 0 | 0 | 0 | 0 | 0 | 0 | 0 | 0 | 0 | 0 | 0
1981 | 8 | 30 | 0.69 | 0.69 | 0.64 | 0 | 0.69 | 0.64 | 0 | 0 | 0 | 0 | 0 | 0 | 0
1981 | 8 | 31 | 0.31 | 0.31 | 0.26 | 0 | 0.31 | 0.26 | 0 | 0 | 0 | 0 | 0 | 0 | 0
1981 | 9 | 1 | 0 | 0 | 0 | 0 | 0 | 0 | 0 | 0 | 0 | 0 | 0 | 0 | 0
1981 | 9 | 2 | 0 | 0 | 0 | 0 | 0 | 0 | 0 | 0 | 0 | 0 | 0 | 0 | 0
1981 | 9 | 3 | 0 | 0 | 0 | 0 | 0 | 0 | 0 | 0 | 0 | 0 | 0 | 0 | 0
1981 | 9 | 4 | 0 | 0 | 0 | 0 | 0 | 0 | 0 | 0 | 0 | 0 | 0 | 0 | 0
1981 | 9 | 5 | 0 | 0 | 0 | 0 | 0 | 0 | 0 | 0 | 0 | 0 | 0 | 0 | 0
1981 | 9 | 6 | 0 | 0 | 0 | 0 | 0 | 0 | 0 | 0 | 0 | 0 | 0 | 0 | 0
1981 | 9 | 7 | 0 | 0 | 0 | 0 | 0 | 0 | 0 | 0 | 0 | 0 | 0 | 0 | 0
1981 | 9 | 8 | 0.08 | 0.08 | 0.03 | 0 | 0.08 | 0.03 | 0 | 0 | 0 | 0 | 0 | 0 | 0
1981 | 9 | 9 | 0 | 0 | 0 | 0 | 0 | 0 | 0 | 0 | 0 | 0 | 0 | 0 | 0
1981 | 9 | 10 | 0 | 0 | 0 | 0 | 0 | 0 | 0 | 0 | 0 | 0 | 0 | 0 | 0
1981 | 9 | 11 | 0 | 0 | 0 | 0 | 0 | 0 | 0 | 0 | 0 | 0 | 0 | 0 | 0
1981 | 9 | 12 | 0 | 0 | 0 | 0 | 0 | 0 | 0 | 0 | 0 | 0 | 0 | 0 | 0
1981 | 9 | 13 | 0 | 0 | 0 | 0 | 0 | 0 | 0 | 0 | 0 | 0 | 0 | 0 | 0
1981 | 9 | 14 | 0 | 0 | 0 | 0 | 0 | 0 | 0 | 0 | 0 | 0 | 0 | 0 | 0
1981 | 9 | 15 | 1.21 | 1 | 0.95 | 0 | 1 | 0.95 | 0 | 0 | 0 | 0 | 0 | 0 | 0
1981 | 9 | 16 | 0.34 | 0.34 | 0.29 | 0 | 0.34 | 0.29 | 0 | 0 | 0 | 0 | 0 | 0 | 0
1981 | 9 | 17 | 0.06 | 0.06 | 0.01 | 0 | 0.06 | 0.01 | 0 | 0 | 0 | 0 | 0 | 0 | 0
1981 | 9 | 18 | 0.04 | 0.04 | 0 | 0 | 0.04 | 0 | 0 | 0 | 0 | 0 | 0 | 0 | 0
1981 | 9 | 19 | 0 | 0 | 0 | 0 | 0 | 0 | 0 | 0 | 0 | 0 | 0 | 0 | 0
1981 | 9 | 20 | 0 | 0 | 0 | 0 | 0 | 0 | 0 | 0 | 0 | 0 | 0 | 0 | 0
1981 | 9 | 21 | 0 | 0 | 0 | 0 | 0 | 0 | 0 | 0 | 0 | 0 | 0 | 0 | 0
1981 | 9 | 22 | 0.18 | 0.18 | 0.13 | 0 | 0.18 | 0.13 | 0 | 0 | 0 | 0 | 0 | 0 | 0
1981 | 9 | 23 | 0 | 0 | 0 | 0 | 0 | 0 | 0 | 0 | 0 | 0 | 0 | 0 | 0
1981 | 9 | 24 | 0 | 0 | 0 | 0 | 0 | 0 | 0 | 0 | 0 | 0 | 0 | 0 | 0
1981 | 9 | 25 | 0 | 0 | 0 | 0 | 0 | 0 | 0 | 0 | 0 | 0 | 0 | 0 | 0
1981 | 9 | 26 | 0 | 0 | 0 | 0 | 0 | 0 | 0 | 0 | 0 | 0 | 0 | 0 | 0
1981 | 9 | 27 | 0.03 | 0.03 | 0 | 0 | 0.03 | 0 | 0 | 0 | 0 | 0 | 0 | 0 | 0
1981 | 9 | 28 | 0 | 0 | 0 | 0 | 0 | 0 | 0 | 0 | 0 | 0 | 0 | 0 | 0
1981 | 9 | 29 | 0 | 0 | 0 | 0 | 0 | 0 | 0 | 0 | 0 | 0 | 0 | 0 | 0
1981 | 9 | 30 | 0 | 0 | 0 | 0 | 0 | 0 | 0 | 0 | 0 | 0 | 0 | 0 | 0
1981 | 10 | 1 | 0.2 | 0.2 | 0.15 | 0 | 0.2 | 0.15 | 0 | 0 | 0 | 0 | 0 | 0 | 0
1981 | 10 | 2 | 0.02 | 0.02 | 0 | 0 | 0.02 | 0 | 0 | 0 | 0 | 0 | 0 | 0 | 0
1981 | 10 | 3 | 0 | 0 | 0 | 0 | 0 | 0 | 0 | 0 | 0 | 0 | 0 | 0 | 0
1981 | 10 | 4 | 0 | 0 | 0 | 0 | 0 | 0 | 0 | 0 | 0 | 0 | 0 | 0 | 0
1981 | 10 | 5 | 0 | 0 | 0 | 0 | 0 | 0 | 0 | 0 | 0 | 0 | 0 | 0 | 0
1981 | 10 | 6 | 0.59 | 0.59 | 0.54 | 0 | 0.59 | 0.54 | 0 | 0 | 0 | 0 | 0 | 0 | 0
1981 | 10 | 7 | 0 | 0 | 0 | 0 | 0 | 0 | 0 | 0 | 0 | 0 | 0 | 0 | 0
1981 | 10 | 8 | 0 | 0 | 0 | 0 | 0 | 0 | 0 | 0 | 0 | 0 | 0 | 0 | 0
1981 | 10 | 9 | 0 | 0 | 0 | 0 | 0 | 0 | 0 | 0 | 0 | 0 | 0 | 0 | 0
1981 | 10 | 10 | 0 | 0 | 0 | 0 | 0 | 0 | 0 | 0 | 0 | 0 | 0 | 0 | 0
1981 | 10 | 11 | 0 | 0 | 0 | 0 | 0 | 0 | 0 | 0 | 0 | 0 | 0 | 0 | 0
1981 | 10 | 12 | 0 | 0 | 0 | 0 | 0 | 0 | 0 | 0 | 0 | 0 | 0 | 0 | 0
1981 | 10 | 13 | 0 | 0 | 0 | 0 | 0 | 0 | 0 | 0 | 0 | 0 | 0 | 0 | 0
1981 | 10 | 14 | 0 | 0 | 0 | 0 | 0 | 0 | 0 | 0 | 0 | 0 | 0 | 0 | 0
1981 | 10 | 15 | 0 | 0 | 0 | 0 | 0 | 0 | 0 | 0 | 0 | 0 | 0 | 0 | 0
1981 | 10 | 16 | 0 | 0 | 0 | 0 | 0 | 0 | 0 | 0 | 0 | 0 | 0 | 0 | 0
1981 | 10 | 17 | 0 | 0 | 0 | 0 | 0 | 0 | 0 | 0 | 0 | 0 | 0 | 0 | 0
1981 | 10 | 18 | 0.45 | 0.45 | 0.4 | 0 | 0.45 | 0.4 | 0 | 0 | 0 | 0 | 0 | 0 | 0
1981 | 10 | 19 | 0 | 0 | 0 | 0 | 0 | 0 | 0 | 0 | 0 | 0 | 0 | 0 | 0
1981 | 10 | 20 | 0 | 0 | 0 | 0 | 0 | 0 | 0 | 0 | 0 | 0 | 0 | 0 | 0
1981 | 10 | 21 | 0 | 0 | 0 | 0 | 0 | 0 | 0 | 0 | 0 | 0 | 0 | 0 | 0
1981 | 10 | 22 | 0 | 0 | 0 | 0 | 0 | 0 | 0 | 0 | 0 | 0 | 0 | 0 | 0
1981 | 10 | 23 | 0.57 | 0.57 | 0.52 | 0 | 0.57 | 0.52 | 0 | 0 | 0 | 0 | 0 | 0 | 0
1981 | 10 | 24 | 0 | 0 | 0 | 0 | 0 | 0 | 0 | 0 | 0 | 0 | 0 | 0 | 0
1981 | 10 | 25 | 0.33 | 0.33 | 0.28 | 0 | 0.33 | 0.28 | 0 | 0 | 0 | 0 | 0 | 0 | 0
1981 | 10 | 26 | 0.84 | 0.84 | 0.79 | 0 | 0.84 | 0.79 | 0 | 0 | 0 | 0 | 0 | 0 | 0
1981 | 10 | 27 | 0.64 | 0.64 | 0.59 | 0 | 0.64 | 0.59 | 0 | 0 | 0 | 0 | 0 | 0 | 0
1981 | 10 | 28 | 0 | 0 | 0 | 0 | 0 | 0 | 0 | 0 | 0 | 0 | 0 | 0 | 0
1981 | 10 | 29 | 0 | 0 | 0 | 0 | 0 | 0 | 0 | 0 | 0 | 0 | 0 | 0 | 0
1981 | 10 | 30 | 0 | 0 | 0 | 0 | 0 | 0 | 0 | 0 | 0 | 0 | 0 | 0 | 0
1981 | 10 | 31 | 0 | 0 | 0 | 0 | 0 | 0 | 0 | 0 | 0 | 0 | 0 | 0 | 0
1981 | 11 | 1 | 0 | 0 | 0 | 0 | 0 | 0 | 0 | 0 | 0 | 0 | 0 | 0 | 0
1981 | 11 | 2 | 0 | 0 | 0 | 0 | 0 | 0 | 0 | 0 | 0 | 0 | 0 | 0 | 0
1981 | 11 | 3 | 0 | 0 | 0 | 0 | 0 | 0 | 0 | 0 | 0 | 0 | 0 | 0 | 0
1981 | 11 | 4 | 0 | 0 | 0 | 0 | 0 | 0 | 0 | 0 | 0 | 0 | 0 | 0 | 0
1981 | 11 | 5 | 0.08 | 0.08 | 0.03 | 0 | 0.08 | 0.03 | 0 | 0 | 0 | 0 | 0 | 0 | 0
1981 | 11 | 6 | 0.19 | 0.19 | 0.14 | 0 | 0.19 | 0.14 | 0 | 0 | 0 | 0 | 0 | 0 | 0
1981 | 11 | 7 | 0 | 0 | 0 | 0 | 0 | 0 | 0 | 0 | 0 | 0 | 0 | 0 | 0
1981 | 11 | 8 | 0 | 0 | 0 | 0 | 0 | 0 | 0 | 0 | 0 | 0 | 0 | 0 | 0
1981 | 11 | 9 | 0 | 0 | 0 | 0 | 0 | 0 | 0 | 0 | 0 | 0 | 0 | 0 | 0
1981 | 11 | 10 | 0 | 0 | 0 | 0 | 0 | 0 | 0 | 0 | 0 | 0 | 0 | 0 | 0
1981 | 11 | 11 | 0 | 0 | 0 | 0 | 0 | 0 | 0 | 0 | 0 | 0 | 0 | 0 | 0
1981 | 11 | 12 | 0 | 0 | 0 | 0 | 0 | 0 | 0 | 0 | 0 | 0 | 0 | 0 | 0
1981 | 11 | 13 | 0 | 0 | 0 | 0 | 0 | 0 | 0 | 0 | 0 | 0 | 0 | 0 | 0
1981 | 11 | 14 | 0 | 0 | 0 | 0 | 0 | 0 | 0 | 0 | 0 | 0 | 0 | 0 | 0
1981 | 11 | 15 | 0 | 0 | 0 | 0 | 0 | 0 | 0 | 0 | 0 | 0 | 0 | 0 | 0
1981 | 11 | 16 | 0 | 0 | 0 | 0 | 0 | 0 | 0 | 0 | 0 | 0 | 0 | 0 | 0
1981 | 11 | 17 | 0.01 | 0.01 | 0 | 0 | 0.01 | 0 | 0 | 0 | 0 | 0 | 0 | 0 | 0
1981 | 11 | 18 | 0 | 0 | 0 | 0 | 0 | 0 | 0 | 0 | 0 | 0 | 0 | 0 | 0
1981 | 11 | 19 | 0 | 0 | 0 | 0 | 0 | 0 | 0 | 0 | 0 | 0 | 0 | 0 | 0
1981 | 11 | 20 | 0 | 0 | 0 | 0 | 0 | 0 | 0 | 0 | 0 | 0 | 0 | 0 | 0
1981 | 11 | 21 | 0 | 0 | 0 | 0 | 0 | 0 | 0 | 0 | 0 | 0 | 0 | 0 | 0
1981 | 11 | 22 | 0 | 0 | 0 | 0 | 0 | 0 | 0 | 0 | 0 | 0 | 0 | 0 | 0
1981 | 11 | 23 | 0 | 0 | 0 | 0 | 0 | 0 | 0 | 0 | 0 | 0 | 0 | 0 | 0
1981 | 11 | 24 | 0.01 | 0.01 | 0 | 0 | 0.01 | 0 | 0 | 0 | 0 | 0 | 0 | 0 | 0
1981 | 11 | 25 | 0 | 0 | 0 | 0 | 0 | 0 | 0 | 0 | 0 | 0 | 0 | 0 | 0
1981 | 11 | 26 | 0 | 0 | 0 | 0 | 0 | 0 | 0 | 0 | 0 | 0 | 0 | 0 | 0
1981 | 11 | 27 | 0 | 0 | 0 | 0 | 0 | 0 | 0 | 0 | 0 | 0 | 0 | 0 | 0
1981 | 11 | 28 | 0 | 0 | 0 | 0 | 0 | 0 | 0 | 0 | 0 | 0 | 0 | 0 | 0
1981 | 11 | 29 | 0 | 0 | 0 | 0 | 0 | 0 | 0 | 0 | 0 | 0 | 0 | 0 | 0
1981 | 11 | 30 | 0 | 0 | 0 | 0 | 0 | 0 | 0 | 0 | 0 | 0 | 0 | 0 | 0
1981 | 12 | 1 | 0.46 | 0.46 | 0.41 | 0 | 0.46 | 0.41 | 0 | 0 | 0 | 0 | 0 | 0 | 0
1981 | 12 | 2 | 0.04 | 0.04 | 0 | 0 | 0.04 | 0 | 0 | 0 | 0 | 0 | 0 | 0 | 0
1981 | 12 | 3 | 0 | 0 | 0 | 0 | 0 | 0 | 0 | 0 | 0 | 0 | 0 | 0 | 0
1981 | 12 | 4 | 0.04 | 0.04 | 0 | 0 | 0.04 | 0 | 0 | 0 | 0 | 0 | 0 | 0 | 0
1981 | 12 | 5 | 0.02 | 0.02 | 0 | 0 | 0.02 | 0 | 0 | 0 | 0 | 0 | 0 | 0 | 0
1981 | 12 | 6 | 0 | 0 | 0 | 0 | 0 | 0 | 0 | 0 | 0 | 0 | 0 | 0 | 0
1981 | 12 | 7 | 0 | 0 | 0 | 0 | 0 | 0 | 0 | 0 | 0 | 0 | 0 | 0 | 0
1981 | 12 | 8 | 0 | 0 | 0 | 0 | 0 | 0 | 0 | 0 | 0 | 0 | 0 | 0 | 0
1981 | 12 | 9 | 0 | 0 | 0 | 0 | 0 | 0 | 0 | 0 | 0 | 0 | 0 | 0 | 0
1981 | 12 | 10 | 0 | 0 | 0 | 0 | 0 | 0 | 0 | 0 | 0 | 0 | 0 | 0 | 0
1981 | 12 | 11 | 0 | 0 | 0 | 0 | 0 | 0 | 0 | 0 | 0 | 0 | 0 | 0 | 0
1981 | 12 | 12 | 0 | 0 | 0 | 0 | 0 | 0 | 0 | 0 | 0 | 0 | 0 | 0 | 0
1981 | 12 | 13 | 0 | 0 | 0 | 0 | 0 | 0 | 0 | 0 | 0 | 0 | 0 | 0 | 0
1981 | 12 | 14 | 0.84 | 0.84 | 0.79 | 0 | 0.84 | 0.79 | 0 | 0 | 0 | 0 | 0 | 0 | 0
1981 | 12 | 15 | 0.79 | 0.79 | 0.74 | 0 | 0.79 | 0.74 | 0 | 0 | 0 | 0 | 0 | 0 | 0
1981 | 12 | 16 | 0.09 | 0.09 | 0.04 | 0 | 0.09 | 0.04 | 0 | 0 | 0 | 0 | 0 | 0 | 0
1981 | 12 | 17 | 0 | 0 | 0 | 0 | 0 | 0 | 0 | 0 | 0 | 0 | 0 | 0 | 0
1981 | 12 | 18 | 0 | 0 | 0 | 0 | 0 | 0 | 0 | 0 | 0 | 0 | 0 | 0 | 0
1981 | 12 | 19 | 0 | 0 | 0 | 0 | 0 | 0 | 0 | 0 | 0 | 0 | 0 | 0 | 0
1981 | 12 | 20 | 0 | 0 | 0 | 0 | 0 | 0 | 0 | 0 | 0 | 0 | 0 | 0 | 0
1981 | 12 | 21 | 0 | 0 | 0 | 0 | 0 | 0 | 0 | 0 | 0 | 0 | 0 | 0 | 0
1981 | 12 | 22 | 0.08 | 0.08 | 0.03 | 0 | 0.08 | 0.03 | 0 | 0 | 0 | 0 | 0 | 0 | 0
1981 | 12 | 23 | 0 | 0 | 0 | 0 | 0 | 0 | 0 | 0 | 0 | 0 | 0 | 0 | 0
1981 | 12 | 24 | 0 | 0 | 0 | 0 | 0 | 0 | 0 | 0 | 0 | 0 | 0 | 0 | 0
1981 | 12 | 25 | 0 | 0 | 0 | 0 | 0 | 0 | 0 | 0 | 0 | 0 | 0 | 0 | 0
1981 | 12 | 26 | 0.01 | 0.01 | 0 | 0 | 0.01 | 0 | 0 | 0 | 0 | 0 | 0 | 0 | 0
1981 | 12 | 27 | 0.05 | 0.05 | 0 | 0 | 0.05 | 0 | 0 | 0 | 0 | 0 | 0 | 0 | 0
1981 | 12 | 28 | 0 | 0 | 0 | 0 | 0 | 0 | 0 | 0 | 0 | 0 | 0 | 0 | 0
1981 | 12 | 29 | 0 | 0 | 0 | 0 | 0 | 0 | 0 | 0 | 0 | 0 | 0 | 0 | 0
1981 | 12 | 30 | 0 | 0 | 0 | 0 | 0 | 0 | 0 | 0 | 0 | 0 | 0 | 0 | 0
1981 | 12 | 31 | 0.38 | 0.38 | 0.33 | 0 | 0.38 | 0.33 | 0 | 0 | 0 | 0 | 0 | 0 | 0
1982 | 1 | 1 | 0.1 | 0.1 | 0.05 | 0 | 0.1 | 0.05 | 0 | 0 | 0 | 0 | 0 | 0 | 0
1982 | 1 | 2 | 0 | 0 | 0 | 0 | 0 | 0 | 0 | 0 | 0 | 0 | 0 | 0 | 0
1982 | 1 | 3 | 0.21 | 0.21 | 0.16 | 0 | 0.21 | 0.16 | 0 | 0 | 0 | 0 | 0 | 0 | 0
1982 | 1 | 4 | 0.61 | 0.61 | 0.56 | 0 | 0.61 | 0.56 | 0 | 0 | 0 | 0 | 0 | 0 | 0
1982 | 1 | 5 | 0 | 0 | 0 | 0 | 0 | 0 | 0 | 0 | 0 | 0 | 0 | 0 | 0
1982 | 1 | 6 | 0 | 0 | 0 | 0 | 0 | 0 | 0 | 0 | 0 | 0 | 0 | 0 | 0
1982 | 1 | 7 | 0 | 0 | 0 | 0 | 0 | 0 | 0 | 0 | 0 | 0 | 0 | 0 | 0
1982 | 1 | 8 | 0 | 0 | 0 | 0 | 0 | 0 | 0 | 0 | 0 | 0 | 0 | 0 | 0
1982 | 1 | 9 | 0 | 0 | 0 | 0 | 0 | 0 | 0 | 0 | 0 | 0 | 0 | 0 | 0
1982 | 1 | 10 | 0 | 0 | 0 | 0 | 0 | 0 | 0 | 0 | 0 | 0 | 0 | 0 | 0
1982 | 1 | 11 | 0 | 0 | 0 | 0 | 0 | 0 | 0 | 0 | 0 | 0 | 0 | 0 | 0
1982 | 1 | 12 | 0 | 0 | 0 | 0 | 0 | 0 | 0 | 0 | 0 | 0 | 0 | 0 | 0
1982 | 1 | 13 | 0.42 | 0.42 | 0.37 | 0 | 0.42 | 0.37 | 0 | 0 | 0 | 0 | 0 | 0 | 0
1982 | 1 | 14 | 0.11 | 0.11 | 0.06 | 0 | 0.11 | 0.06 | 0 | 0 | 0 | 0 | 0 | 0 | 0
1982 | 1 | 15 | 0 | 0 | 0 | 0 | 0 | 0 | 0 | 0 | 0 | 0 | 0 | 0 | 0
1982 | 1 | 16 | 0.02 | 0.02 | 0 | 0 | 0.02 | 0 | 0 | 0 | 0 | 0 | 0 | 0 | 0
1982 | 1 | 17 | 0 | 0 | 0 | 0 | 0 | 0 | 0 | 0 | 0 | 0 | 0 | 0 | 0
1982 | 1 | 18 | 0 | 0 | 0 | 0 | 0 | 0 | 0 | 0 | 0 | 0 | 0 | 0 | 0
1982 | 1 | 19 | 0 | 0 | 0 | 0 | 0 | 0 | 0 | 0 | 0 | 0 | 0 | 0 | 0
1982 | 1 | 20 | 0 | 0 | 0 | 0 | 0 | 0 | 0 | 0 | 0 | 0 | 0 | 0 | 0
1982 | 1 | 21 | 0.25 | 0.25 | 0.2 | 0 | 0.25 | 0.2 | 0 | 0 | 0 | 0 | 0 | 0 | 0
1982 | 1 | 22 | 0.04 | 0.04 | 0 | 0 | 0.04 | 0 | 0 | 0 | 0 | 0 | 0 | 0 | 0
1982 | 1 | 23 | 0.44 | 0.44 | 0.39 | 0 | 0.44 | 0.39 | 0 | 0 | 0 | 0 | 0 | 0 | 0
1982 | 1 | 24 | 0 | 0 | 0 | 0 | 0 | 0 | 0 | 0 | 0 | 0 | 0 | 0 | 0
1982 | 1 | 25 | 0 | 0 | 0 | 0 | 0 | 0 | 0 | 0 | 0 | 0 | 0 | 0 | 0
1982 | 1 | 26 | 0.01 | 0.01 | 0 | 0 | 0.01 | 0 | 0 | 0 | 0 | 0 | 0 | 0 | 0
1982 | 1 | 27 | 0 | 0 | 0 | 0 | 0 | 0 | 0 | 0 | 0 | 0 | 0 | 0 | 0
1982 | 1 | 28 | 0 | 0 | 0 | 0 | 0 | 0 | 0 | 0 | 0 | 0 | 0 | 0 | 0
1982 | 1 | 29 | 0 | 0 | 0 | 0 | 0 | 0 | 0 | 0 | 0 | 0 | 0 | 0 | 0
1982 | 1 | 30 | 0 | 0 | 0 | 0 | 0 | 0 | 0 | 0 | 0 | 0 | 0 | 0 | 0
1982 | 1 | 31 | 0.06 | 0.06 | 0.01 | 0 | 0.06 | 0.01 | 0 | 0 | 0 | 0 | 0 | 0 | 0
1982 | 2 | 1 | 0 | 0 | 0 | 0 | 0 | 0 | 0 | 0 | 0 | 0 | 0 | 0 | 0
1982 | 2 | 2 | 0.61 | 0.61 | 0.56 | 0 | 0.61 | 0.56 | 0 | 0 | 0 | 0 | 0 | 0 | 0
1982 | 2 | 3 | 0.57 | 0.57 | 0.52 | 0 | 0.57 | 0.52 | 0 | 0 | 0 | 0 | 0 | 0 | 0
1982 | 2 | 4 | 0 | 0 | 0 | 0 | 0 | 0 | 0 | 0 | 0 | 0 | 0 | 0 | 0
1982 | 2 | 5 | 0 | 0 | 0 | 0 | 0 | 0 | 0 | 0 | 0 | 0 | 0 | 0 | 0
1982 | 2 | 6 | 0 | 0 | 0 | 0 | 0 | 0 | 0 | 0 | 0 | 0 | 0 | 0 | 0
1982 | 2 | 7 | 0 | 0 | 0 | 0 | 0 | 0 | 0 | 0 | 0 | 0 | 0 | 0 | 0
1982 | 2 | 8 | 0 | 0 | 0 | 0 | 0 | 0 | 0 | 0 | 0 | 0 | 0 | 0 | 0
1982 | 2 | 9 | 0.56 | 0.56 | 0.51 | 0 | 0.56 | 0.51 | 0 | 0 | 0 | 0 | 0 | 0 | 0
1982 | 2 | 10 | 0 | 0 | 0 | 0 | 0 | 0 | 0 | 0 | 0 | 0 | 0 | 0 | 0
1982 | 2 | 11 | 0 | 0 | 0 | 0 | 0 | 0 | 0 | 0 | 0 | 0 | 0 | 0 | 0
1982 | 2 | 12 | 0 | 0 | 0 | 0 | 0 | 0 | 0 | 0 | 0 | 0 | 0 | 0 | 0
1982 | 2 | 13 | 0.07 | 0.07 | 0.02 | 0 | 0.07 | 0.02 | 0 | 0 | 0 | 0 | 0 | 0 | 0
1982 | 2 | 14 | 0 | 0 | 0 | 0 | 0 | 0 | 0 | 0 | 0 | 0 | 0 | 0 | 0
1982 | 2 | 15 | 0 | 0 | 0 | 0 | 0 | 0 | 0 | 0 | 0 | 0 | 0 | 0 | 0
1982 | 2 | 16 | 0.15 | 0.15 | 0.1 | 0 | 0.15 | 0.1 | 0 | 0 | 0 | 0 | 0 | 0 | 0
1982 | 2 | 17 | 0.91 | 0.91 | 0.86 | 0 | 0.91 | 0.86 | 0 | 0 | 0 | 0 | 0 | 0 | 0
1982 | 2 | 18 | 0.04 | 0.04 | 0 | 0 | 0.04 | 0 | 0 | 0 | 0 | 0 | 0 | 0 | 0
1982 | 2 | 19 | 0.35 | 0.35 | 0.3 | 0 | 0.35 | 0.3 | 0 | 0 | 0 | 0 | 0 | 0 | 0
1982 | 2 | 20 | 0 | 0 | 0 | 0 | 0 | 0 | 0 | 0 | 0 | 0 | 0 | 0 | 0
1982 | 2 | 21 | 0 | 0 | 0 | 0 | 0 | 0 | 0 | 0 | 0 | 0 | 0 | 0 | 0
1982 | 2 | 22 | 0 | 0 | 0 | 0 | 0 | 0 | 0 | 0 | 0 | 0 | 0 | 0 | 0
1982 | 2 | 23 | 0 | 0 | 0 | 0 | 0 | 0 | 0 | 0 | 0 | 0 | 0 | 0 | 0
1982 | 2 | 24 | 0 | 0 | 0 | 0 | 0 | 0 | 0 | 0 | 0 | 0 | 0 | 0 | 0
1982 | 2 | 25 | 0 | 0 | 0 | 0 | 0 | 0 | 0 | 0 | 0 | 0 | 0 | 0 | 0
1982 | 2 | 26 | 0 | 0 | 0 | 0 | 0 | 0 | 0 | 0 | 0 | 0 | 0 | 0 | 0
1982 | 2 | 27 | 0.07 | 0.07 | 0.02 | 0 | 0.07 | 0.02 | 0 | 0 | 0 | 0 | 0 | 0 | 0
1982 | 2 | 28 | 0 | 0 | 0 | 0 | 0 | 0 | 0 | 0 | 0 | 0 | 0 | 0 | 0
1982 | 3 | 1 | 0 | 0 | 0 | 0 | 0 | 0 | 0 | 0 | 0 | 0 | 0 | 0 | 0
1982 | 3 | 2 | 0 | 0 | 0 | 0 | 0 | 0 | 0 | 0 | 0 | 0 | 0 | 0 | 0
1982 | 3 | 3 | 0 | 0 | 0 | 0 | 0 | 0 | 0 | 0 | 0 | 0 | 0 | 0 | 0
1982 | 3 | 4 | 0.01 | 0.01 | 0 | 0 | 0.01 | 0 | 0 | 0 | 0 | 0 | 0 | 0 | 0
1982 | 3 | 5 | 0 | 0 | 0 | 0 | 0 | 0 | 0 | 0 | 0 | 0 | 0 | 0 | 0
1982 | 3 | 6 | 0.04 | 0.04 | 0 | 0 | 0.04 | 0 | 0 | 0 | 0 | 0 | 0 | 0 | 0
1982 | 3 | 7 | 0.71 | 0.71 | 0.66 | 0 | 0.71 | 0.66 | 0 | 0 | 0 | 0 | 0 | 0 | 0
1982 | 3 | 8 | 0 | 0 | 0 | 0 | 0 | 0 | 0 | 0 | 0 | 0 | 0 | 0 | 0
1982 | 3 | 9 | 0 | 0 | 0 | 0 | 0 | 0 | 0 | 0 | 0 | 0 | 0 | 0 | 0
1982 | 3 | 10 | 0 | 0 | 0 | 0 | 0 | 0 | 0 | 0 | 0 | 0 | 0 | 0 | 0
1982 | 3 | 11 | 0.08 | 0.08 | 0.03 | 0 | 0.08 | 0.03 | 0 | 0 | 0 | 0 | 0 | 0 | 0
1982 | 3 | 12 | 0.24 | 0.24 | 0.19 | 0 | 0.24 | 0.19 | 0 | 0 | 0 | 0 | 0 | 0 | 0
1982 | 3 | 13 | 0.07 | 0.07 | 0.02 | 0 | 0.07 | 0.02 | 0 | 0 | 0 | 0 | 0 | 0 | 0
1982 | 3 | 14 | 0 | 0 | 0 | 0 | 0 | 0 | 0 | 0 | 0 | 0 | 0 | 0 | 0
1982 | 3 | 15 | 0.15 | 0.15 | 0.1 | 0 | 0.15 | 0.1 | 0 | 0 | 0 | 0 | 0 | 0 | 0
1982 | 3 | 16 | 0.5 | 0.5 | 0.45 | 0 | 0.5 | 0.45 | 0 | 0 | 0 | 0 | 0 | 0 | 0
1982 | 3 | 17 | 0 | 0 | 0 | 0 | 0 | 0 | 0 | 0 | 0 | 0 | 0 | 0 | 0
1982 | 3 | 18 | 0 | 0 | 0 | 0 | 0 | 0 | 0 | 0 | 0 | 0 | 0 | 0 | 0
1982 | 3 | 19 | 0.01 | 0.01 | 0 | 0 | 0.01 | 0 | 0 | 0 | 0 | 0 | 0 | 0 | 0
1982 | 3 | 20 | 0.19 | 0.19 | 0.14 | 0 | 0.19 | 0.14 | 0 | 0 | 0 | 0 | 0 | 0 | 0
1982 | 3 | 21 | 0.1 | 0.1 | 0.05 | 0 | 0.1 | 0.05 | 0 | 0 | 0 | 0 | 0 | 0 | 0
1982 | 3 | 22 | 0 | 0 | 0 | 0 | 0 | 0 | 0 | 0 | 0 | 0 | 0 | 0 | 0
1982 | 3 | 23 | 0 | 0 | 0 | 0 | 0 | 0 | 0 | 0 | 0 | 0 | 0 | 0 | 0
1982 | 3 | 24 | 0 | 0 | 0 | 0 | 0 | 0 | 0 | 0 | 0 | 0 | 0 | 0 | 0
1982 | 3 | 25 | 0.06 | 0.06 | 0.01 | 0 | 0.06 | 0.01 | 0 | 0 | 0 | 0 | 0 | 0 | 0
1982 | 3 | 26 | 0.11 | 0.11 | 0.06 | 0 | 0.11 | 0.06 | 0 | 0 | 0 | 0 | 0 | 0 | 0
1982 | 3 | 27 | 0 | 0 | 0 | 0 | 0 | 0 | 0 | 0 | 0 | 0 | 0 | 0 | 0
1982 | 3 | 28 | 0 | 0 | 0 | 0 | 0 | 0 | 0 | 0 | 0 | 0 | 0 | 0 | 0
1982 | 3 | 29 | 0 | 0 | 0 | 0 | 0 | 0 | 0 | 0 | 0 | 0 | 0 | 0 | 0
1982 | 3 | 30 | 0 | 0 | 0 | 0 | 0 | 0 | 0 | 0 | 0 | 0 | 0 | 0 | 0
1982 | 3 | 31 | 0.37 | 0.37 | 0.32 | 0 | 0.37 | 0.32 | 0 | 0 | 0 | 0 | 0 | 0 | 0
1982 | 4 | 1 | 0 | 0 | 0 | 0 | 0 | 0 | 0 | 0 | 0 | 0 | 0 | 0 | 0
1982 | 4 | 2 | 0 | 0 | 0 | 0 | 0 | 0 | 0 | 0 | 0 | 0 | 0 | 0 | 0
1982 | 4 | 3 | 0.43 | 0.43 | 0.38 | 0 | 0.43 | 0.38 | 0 | 0 | 0 | 0 | 0 | 0 | 0
1982 | 4 | 4 | 0 | 0 | 0 | 0 | 0 | 0 | 0 | 0 | 0 | 0 | 0 | 0 | 0
1982 | 4 | 5 | 0.09 | 0.09 | 0.04 | 0 | 0.09 | 0.04 | 0 | 0 | 0 | 0 | 0 | 0 | 0
1982 | 4 | 6 | 0.23 | 0.23 | 0.18 | 0 | 0.23 | 0.18 | 0 | 0 | 0 | 0 | 0 | 0 | 0
1982 | 4 | 7 | 0 | 0 | 0 | 0 | 0 | 0 | 0 | 0 | 0 | 0 | 0 | 0 | 0
1982 | 4 | 8 | 0 | 0 | 0 | 0 | 0 | 0 | 0 | 0 | 0 | 0 | 0 | 0 | 0
1982 | 4 | 9 | 0.21 | 0.21 | 0.16 | 0 | 0.21 | 0.16 | 0 | 0 | 0 | 0 | 0 | 0 | 0
1982 | 4 | 10 | 0 | 0 | 0 | 0 | 0 | 0 | 0 | 0 | 0 | 0 | 0 | 0 | 0
1982 | 4 | 11 | 0 | 0 | 0 | 0 | 0 | 0 | 0 | 0 | 0 | 0 | 0 | 0 | 0
1982 | 4 | 12 | 0 | 0 | 0 | 0 | 0 | 0 | 0 | 0 | 0 | 0 | 0 | 0 | 0
1982 | 4 | 13 | 0 | 0 | 0 | 0 | 0 | 0 | 0 | 0 | 0 | 0 | 0 | 0 | 0
1982 | 4 | 14 | 0 | 0 | 0 | 0 | 0 | 0 | 0 | 0 | 0 | 0 | 0 | 0 | 0
1982 | 4 | 15 | 0 | 0 | 0 | 0 | 0 | 0 | 0 | 0 | 0 | 0 | 0 | 0 | 0
1982 | 4 | 16 | 0 | 0 | 0 | 0 | 0 | 0 | 0 | 0 | 0 | 0 | 0 | 0 | 0
1982 | 4 | 17 | 0.54 | 0.54 | 0.49 | 0 | 0.54 | 0.49 | 0 | 0 | 0 | 0 | 0 | 0 | 0
1982 | 4 | 18 | 0 | 0 | 0 | 0 | 0 | 0 | 0 | 0 | 0 | 0 | 0 | 0 | 0
1982 | 4 | 19 | 0 | 0 | 0 | 0 | 0 | 0 | 0 | 0 | 0 | 0 | 0 | 0 | 0
1982 | 4 | 20 | 0 | 0 | 0 | 0 | 0 | 0 | 0 | 0 | 0 | 0 | 0 | 0 | 0
1982 | 4 | 21 | 0 | 0 | 0 | 0 | 0 | 0 | 0 | 0 | 0 | 0 | 0 | 0 | 0
1982 | 4 | 22 | 0 | 0 | 0 | 0 | 0 | 0 | 0 | 0 | 0 | 0 | 0 | 0 | 0
1982 | 4 | 23 | 0 | 0 | 0 | 0 | 0 | 0 | 0 | 0 | 0 | 0 | 0 | 0 | 0
1982 | 4 | 24 | 0 | 0 | 0 | 0 | 0 | 0 | 0 | 0 | 0 | 0 | 0 | 0 | 0
1982 | 4 | 25 | 0 | 0 | 0 | 0 | 0 | 0 | 0 | 0 | 0 | 0 | 0 | 0 | 0
1982 | 4 | 26 | 1.02 | 1 | 0.95 | 0 | 1 | 0.95 | 0 | 0 | 0 | 0 | 0 | 0 | 0
1982 | 4 | 27 | 0.67 | 0.67 | 0.62 | 0 | 0.67 | 0.62 | 0 | 0 | 0 | 0 | 0 | 0 | 0
1982 | 4 | 28 | 0 | 0 | 0 | 0 | 0 | 0 | 0 | 0 | 0 | 0 | 0 | 0 | 0
1982 | 4 | 29 | 0 | 0 | 0 | 0 | 0 | 0 | 0 | 0 | 0 | 0 | 0 | 0 | 0
1982 | 4 | 30 | 0 | 0 | 0 | 0 | 0 | 0 | 0 | 0 | 0 | 0 | 0 | 0 | 0
1982 | 5 | 1 | 0 | 0 | 0 | 0 | 0 | 0 | 0 | 0 | 0 | 0 | 0 | 0 | 0
1982 | 5 | 2 | 0 | 0 | 0 | 0 | 0 | 0 | 0 | 0 | 0 | 0 | 0 | 0 | 0
1982 | 5 | 3 | 0 | 0 | 0 | 0 | 0 | 0 | 0 | 0 | 0 | 0 | 0 | 0 | 0
1982 | 5 | 4 | 0 | 0 | 0 | 0 | 0 | 0 | 0 | 0 | 0 | 0 | 0 | 0 | 0
1982 | 5 | 5 | 0 | 0 | 0 | 0 | 0 | 0 | 0 | 0 | 0 | 0 | 0 | 0 | 0
1982 | 5 | 6 | 0 | 0 | 0 | 0 | 0 | 0 | 0 | 0 | 0 | 0 | 0 | 0 | 0
1982 | 5 | 7 | 0 | 0 | 0 | 0 | 0 | 0 | 0 | 0 | 0 | 0 | 0 | 0 | 0
1982 | 5 | 8 | 0.3 | 0.3 | 0.25 | 0 | 0.3 | 0.25 | 0 | 0 | 0 | 0 | 0 | 0 | 0
1982 | 5 | 9 | 0 | 0 | 0 | 0 | 0 | 0 | 0 | 0 | 0 | 0 | 0 | 0 | 0
1982 | 5 | 10 | 0 | 0 | 0 | 0 | 0 | 0 | 0 | 0 | 0 | 0 | 0 | 0 | 0
1982 | 5 | 11 | 0 | 0 | 0 | 0 | 0 | 0 | 0 | 0 | 0 | 0 | 0 | 0 | 0
1982 | 5 | 12 | 0 | 0 | 0 | 0 | 0 | 0 | 0 | 0 | 0 | 0 | 0 | 0 | 0
1982 | 5 | 13 | 0 | 0 | 0 | 0 | 0 | 0 | 0 | 0 | 0 | 0 | 0 | 0 | 0
1982 | 5 | 14 | 0 | 0 | 0 | 0 | 0 | 0 | 0 | 0 | 0 | 0 | 0 | 0 | 0
1982 | 5 | 15 | 0 | 0 | 0 | 0 | 0 | 0 | 0 | 0 | 0 | 0 | 0 | 0 | 0
1982 | 5 | 16 | 0 | 0 | 0 | 0 | 0 | 0 | 0 | 0 | 0 | 0 | 0 | 0 | 0
1982 | 5 | 17 | 0 | 0 | 0 | 0 | 0 | 0 | 0 | 0 | 0 | 0 | 0 | 0 | 0
1982 | 5 | 18 | 0 | 0 | 0 | 0 | 0 | 0 | 0 | 0 | 0 | 0 | 0 | 0 | 0
1982 | 5 | 19 | 0.92 | 0.92 | 0.87 | 0 | 0.92 | 0.87 | 0 | 0 | 0 | 0 | 0 | 0 | 0
1982 | 5 | 20 | 0 | 0 | 0 | 0 | 0 | 0 | 0 | 0 | 0 | 0 | 0 | 0 | 0
1982 | 5 | 21 | 0 | 0 | 0 | 0 | 0 | 0 | 0 | 0 | 0 | 0 | 0 | 0 | 0
1982 | 5 | 22 | 1.13 | 1 | 0.95 | 0 | 1 | 0.95 | 0 | 0 | 0 | 0 | 0 | 0 | 0
1982 | 5 | 23 | 0 | 0 | 0 | 0 | 0 | 0 | 0 | 0 | 0 | 0 | 0 | 0 | 0
1982 | 5 | 24 | 0.01 | 0.01 | 0 | 0 | 0.01 | 0 | 0 | 0 | 0 | 0 | 0 | 0 | 0
1982 | 5 | 25 | 0 | 0 | 0 | 0 | 0 | 0 | 0 | 0 | 0 | 0 | 0 | 0 | 0
1982 | 5 | 26 | 0 | 0 | 0 | 0 | 0 | 0 | 0 | 0 | 0 | 0 | 0 | 0 | 0
1982 | 5 | 27 | 0 | 0 | 0 | 0 | 0 | 0 | 0 | 0 | 0 | 0 | 0 | 0 | 0
1982 | 5 | 28 | 1.56 | 1 | 0.95 | 0 | 1 | 0.95 | 0 | 0 | 0 | 0 | 0 | 0 | 0
1982 | 5 | 29 | 0.07 | 0.07 | 0.02 | 0 | 0.07 | 0.02 | 0 | 0 | 0 | 0 | 0 | 0 | 0
1982 | 5 | 30 | 1.12 | 1 | 0.95 | 0 | 1 | 0.95 | 0 | 0 | 0 | 0 | 0 | 0 | 0
1982 | 5 | 31 | 0 | 0 | 0 | 0 | 0 | 0 | 0 | 0 | 0 | 0 | 0 | 0 | 0
1982 | 6 | 1 | 1.13 | 1 | 0.95 | 0 | 1 | 0.95 | 0 | 0 | 0 | 0 | 0 | 0 | 0
1982 | 6 | 2 | 0 | 0 | 0 | 0 | 0 | 0 | 0 | 0 | 0 | 0 | 0 | 0 | 0
1982 | 6 | 3 | 0.5 | 0.5 | 0.45 | 0 | 0.5 | 0.45 | 0 | 0 | 0 | 0 | 0 | 0 | 0
1982 | 6 | 4 | 0.11 | 0.11 | 0.06 | 0 | 0.11 | 0.06 | 0 | 0 | 0 | 0 | 0 | 0 | 0
1982 | 6 | 5 | 0.81 | 0.81 | 0.76 | 0 | 0.81 | 0.76 | 0 | 0 | 0 | 0 | 0 | 0 | 0
1982 | 6 | 6 | 0.09 | 0.09 | 0.04 | 0 | 0.09 | 0.04 | 0 | 0 | 0 | 0 | 0 | 0 | 0
1982 | 6 | 7 | 0.05 | 0.05 | 0 | 0 | 0.05 | 0 | 0 | 0 | 0 | 0 | 0 | 0 | 0
1982 | 6 | 8 | 0 | 0 | 0 | 0 | 0 | 0 | 0 | 0 | 0 | 0 | 0 | 0 | 0
1982 | 6 | 9 | 0 | 0 | 0 | 0 | 0 | 0 | 0 | 0 | 0 | 0 | 0 | 0 | 0
1982 | 6 | 10 | 0.27 | 0.27 | 0.22 | 0 | 0.27 | 0.22 | 0 | 0 | 0 | 0 | 0 | 0 | 0
1982 | 6 | 11 | 0.02 | 0.02 | 0 | 0 | 0.02 | 0 | 0 | 0 | 0 | 0 | 0 | 0 | 0
1982 | 6 | 12 | 0.12 | 0.12 | 0.07 | 0 | 0.12 | 0.07 | 0 | 0 | 0 | 0 | 0 | 0 | 0
1982 | 6 | 13 | 1.75 | 1 | 0.95 | 0 | 1 | 0.95 | 0 | 0 | 0 | 0 | 0 | 0 | 0
1982 | 6 | 14 | 0 | 0 | 0 | 0 | 0 | 0 | 0 | 0 | 0 | 0 | 0 | 0 | 0
1982 | 6 | 15 | 0 | 0 | 0 | 0 | 0 | 0 | 0 | 0 | 0 | 0 | 0 | 0 | 0
1982 | 6 | 16 | 0 | 0 | 0 | 0 | 0 | 0 | 0 | 0 | 0 | 0 | 0 | 0 | 0
1982 | 6 | 17 | 0.1 | 0.1 | 0.05 | 0 | 0.1 | 0.05 | 0 | 0 | 0 | 0 | 0 | 0 | 0
1982 | 6 | 18 | 0 | 0 | 0 | 0 | 0 | 0 | 0 | 0 | 0 | 0 | 0 | 0 | 0
1982 | 6 | 19 | 0 | 0 | 0 | 0 | 0 | 0 | 0 | 0 | 0 | 0 | 0 | 0 | 0
1982 | 6 | 20 | 0 | 0 | 0 | 0 | 0 | 0 | 0 | 0 | 0 | 0 | 0 | 0 | 0
1982 | 6 | 21 | 0 | 0 | 0 | 0 | 0 | 0 | 0 | 0 | 0 | 0 | 0 | 0 | 0
1982 | 6 | 22 | 0.07 | 0.07 | 0.02 | 0 | 0.07 | 0.02 | 0 | 0 | 0 | 0 | 0 | 0 | 0
1982 | 6 | 23 | 0 | 0 | 0 | 0 | 0 | 0 | 0 | 0 | 0 | 0 | 0 | 0 | 0
1982 | 6 | 24 | 0 | 0 | 0 | 0 | 0 | 0 | 0 | 0 | 0 | 0 | 0 | 0 | 0
1982 | 6 | 25 | 0 | 0 | 0 | 0 | 0 | 0 | 0 | 0 | 0 | 0 | 0 | 0 | 0
1982 | 6 | 26 | 0 | 0 | 0 | 0 | 0 | 0 | 0 | 0 | 0 | 0 | 0 | 0 | 0
1982 | 6 | 27 | 0 | 0 | 0 | 0 | 0 | 0 | 0 | 0 | 0 | 0 | 0 | 0 | 0
1982 | 6 | 28 | 0 | 0 | 0 | 0 | 0 | 0 | 0 | 0 | 0 | 0 | 0 | 0 | 0
1982 | 6 | 29 | 0.39 | 0.39 | 0.34 | 0 | 0.39 | 0.34 | 0 | 0 | 0 | 0 | 0 | 0 | 0
1982 | 6 | 30 | 0 | 0 | 0 | 0 | 0 | 0 | 0 | 0 | 0 | 0 | 0 | 0 | 0
1982 | 7 | 1 | 0 | 0 | 0 | 0 | 0 | 0 | 0 | 0 | 0 | 0 | 0 | 0 | 0
1982 | 7 | 2 | 0 | 0 | 0 | 0 | 0 | 0 | 0 | 0 | 0 | 0 | 0 | 0 | 0
1982 | 7 | 3 | 0.31 | 0.31 | 0.26 | 0 | 0.31 | 0.26 | 0 | 0 | 0 | 0 | 0 | 0 | 0
1982 | 7 | 4 | 0 | 0 | 0 | 0 | 0 | 0 | 0 | 0 | 0 | 0 | 0 | 0 | 0
1982 | 7 | 5 | 0 | 0 | 0 | 0 | 0 | 0 | 0 | 0 | 0 | 0 | 0 | 0 | 0
1982 | 7 | 6 | 0 | 0 | 0 | 0 | 0 | 0 | 0 | 0 | 0 | 0 | 0 | 0 | 0
1982 | 7 | 7 | 0 | 0 | 0 | 0 | 0 | 0 | 0 | 0 | 0 | 0 | 0 | 0 | 0
1982 | 7 | 8 | 0 | 0 | 0 | 0 | 0 | 0 | 0 | 0 | 0 | 0 | 0 | 0 | 0
1982 | 7 | 9 | 0.01 | 0.01 | 0 | 0 | 0.01 | 0 | 0 | 0 | 0 | 0 | 0 | 0 | 0
1982 | 7 | 10 | 0 | 0 | 0 | 0 | 0 | 0 | 0 | 0 | 0 | 0 | 0 | 0 | 0
1982 | 7 | 11 | 0.07 | 0.07 | 0.02 | 0 | 0.07 | 0.02 | 0 | 0 | 0 | 0 | 0 | 0 | 0
1982 | 7 | 12 | 0 | 0 | 0 | 0 | 0 | 0 | 0 | 0 | 0 | 0 | 0 | 0 | 0
1982 | 7 | 13 | 0 | 0 | 0 | 0 | 0 | 0 | 0 | 0 | 0 | 0 | 0 | 0 | 0
1982 | 7 | 14 | 0.05 | 0.05 | 0 | 0 | 0.05 | 0 | 0 | 0 | 0 | 0 | 0 | 0 | 0
1982 | 7 | 15 | 0 | 0 | 0 | 0 | 0 | 0 | 0 | 0 | 0 | 0 | 0 | 0 | 0
1982 | 7 | 16 | 0 | 0 | 0 | 0 | 0 | 0 | 0 | 0 | 0 | 0 | 0 | 0 | 0
1982 | 7 | 17 | 0 | 0 | 0 | 0 | 0 | 0 | 0 | 0 | 0 | 0 | 0 | 0 | 0
1982 | 7 | 18 | 0 | 0 | 0 | 0 | 0 | 0 | 0 | 0 | 0 | 0 | 0 | 0 | 0
1982 | 7 | 19 | 0.73 | 0.73 | 0.68 | 0 | 0.73 | 0.68 | 0 | 0 | 0 | 0 | 0 | 0 | 0
1982 | 7 | 20 | 0 | 0 | 0 | 0 | 0 | 0 | 0 | 0 | 0 | 0 | 0 | 0 | 0
1982 | 7 | 21 | 0 | 0 | 0 | 0 | 0 | 0 | 0 | 0 | 0 | 0 | 0 | 0 | 0
1982 | 7 | 22 | 0 | 0 | 0 | 0 | 0 | 0 | 0 | 0 | 0 | 0 | 0 | 0 | 0
1982 | 7 | 23 | 0.06 | 0.06 | 0.01 | 0 | 0.06 | 0.01 | 0 | 0 | 0 | 0 | 0 | 0 | 0
1982 | 7 | 24 | 0 | 0 | 0 | 0 | 0 | 0 | 0 | 0 | 0 | 0 | 0 | 0 | 0
1982 | 7 | 25 | 0 | 0 | 0 | 0 | 0 | 0 | 0 | 0 | 0 | 0 | 0 | 0 | 0
1982 | 7 | 26 | 0 | 0 | 0 | 0 | 0 | 0 | 0 | 0 | 0 | 0 | 0 | 0 | 0
1982 | 7 | 27 | 0.1 | 0.1 | 0.05 | 0 | 0.1 | 0.05 | 0 | 0 | 0 | 0 | 0 | 0 | 0
1982 | 7 | 28 | 0 | 0 | 0 | 0 | 0 | 0 | 0 | 0 | 0 | 0 | 0 | 0 | 0
1982 | 7 | 29 | 0 | 0 | 0 | 0 | 0 | 0 | 0 | 0 | 0 | 0 | 0 | 0 | 0
1982 | 7 | 30 | 1.51 | 1 | 0.95 | 0 | 1 | 0.95 | 0 | 0 | 0 | 0 | 0 | 0 | 0
1982 | 7 | 31 | 0.14 | 0.14 | 0.09 | 0 | 0.14 | 0.09 | 0 | 0 | 0 | 0 | 0 | 0 | 0
1982 | 8 | 1 | 0 | 0 | 0 | 0 | 0 | 0 | 0 | 0 | 0 | 0 | 0 | 0 | 0
1982 | 8 | 2 | 0.1 | 0.1 | 0.05 | 0 | 0.1 | 0.05 | 0 | 0 | 0 | 0 | 0 | 0 | 0
1982 | 8 | 3 | 0 | 0 | 0 | 0 | 0 | 0 | 0 | 0 | 0 | 0 | 0 | 0 | 0
1982 | 8 | 4 | 0 | 0 | 0 | 0 | 0 | 0 | 0 | 0 | 0 | 0 | 0 | 0 | 0
1982 | 8 | 5 | 0.36 | 0.36 | 0.31 | 0 | 0.36 | 0.31 | 0 | 0 | 0 | 0 | 0 | 0 | 0
1982 | 8 | 6 | 0.25 | 0.25 | 0.2 | 0 | 0.25 | 0.2 | 0 | 0 | 0 | 0 | 0 | 0 | 0
1982 | 8 | 7 | 0 | 0 | 0 | 0 | 0 | 0 | 0 | 0 | 0 | 0 | 0 | 0 | 0
1982 | 8 | 8 | 0 | 0 | 0 | 0 | 0 | 0 | 0 | 0 | 0 | 0 | 0 | 0 | 0
1982 | 8 | 9 | 0.84 | 0.84 | 0.79 | 0 | 0.84 | 0.79 | 0 | 0 | 0 | 0 | 0 | 0 | 0
1982 | 8 | 10 | 0 | 0 | 0 | 0 | 0 | 0 | 0 | 0 | 0 | 0 | 0 | 0 | 0
1982 | 8 | 11 | 0.02 | 0.02 | 0 | 0 | 0.02 | 0 | 0 | 0 | 0 | 0 | 0 | 0 | 0
1982 | 8 | 12 | 0.01 | 0.01 | 0 | 0 | 0.01 | 0 | 0 | 0 | 0 | 0 | 0 | 0 | 0
1982 | 8 | 13 | 0 | 0 | 0 | 0 | 0 | 0 | 0 | 0 | 0 | 0 | 0 | 0 | 0
1982 | 8 | 14 | 0 | 0 | 0 | 0 | 0 | 0 | 0 | 0 | 0 | 0 | 0 | 0 | 0
1982 | 8 | 15 | 0 | 0 | 0 | 0 | 0 | 0 | 0 | 0 | 0 | 0 | 0 | 0 | 0
1982 | 8 | 16 | 0 | 0 | 0 | 0 | 0 | 0 | 0 | 0 | 0 | 0 | 0 | 0 | 0
1982 | 8 | 17 | 0.66 | 0.66 | 0.61 | 0 | 0.66 | 0.61 | 0 | 0 | 0 | 0 | 0 | 0 | 0
1982 | 8 | 18 | 0 | 0 | 0 | 0 | 0 | 0 | 0 | 0 | 0 | 0 | 0 | 0 | 0
1982 | 8 | 19 | 0 | 0 | 0 | 0 | 0 | 0 | 0 | 0 | 0 | 0 | 0 | 0 | 0
1982 | 8 | 20 | 0 | 0 | 0 | 0 | 0 | 0 | 0 | 0 | 0 | 0 | 0 | 0 | 0
1982 | 8 | 21 | 0.44 | 0.44 | 0.39 | 0 | 0.44 | 0.39 | 0 | 0 | 0 | 0 | 0 | 0 | 0
1982 | 8 | 22 | 0 | 0 | 0 | 0 | 0 | 0 | 0 | 0 | 0 | 0 | 0 | 0 | 0
1982 | 8 | 23 | 0 | 0 | 0 | 0 | 0 | 0 | 0 | 0 | 0 | 0 | 0 | 0 | 0
1982 | 8 | 24 | 0 | 0 | 0 | 0 | 0 | 0 | 0 | 0 | 0 | 0 | 0 | 0 | 0
1982 | 8 | 25 | 0 | 0 | 0 | 0 | 0 | 0 | 0 | 0 | 0 | 0 | 0 | 0 | 0
1982 | 8 | 26 | 0 | 0 | 0 | 0 | 0 | 0 | 0 | 0 | 0 | 0 | 0 | 0 | 0
1982 | 8 | 27 | 0 | 0 | 0 | 0 | 0 | 0 | 0 | 0 | 0 | 0 | 0 | 0 | 0
1982 | 8 | 28 | 0 | 0 | 0 | 0 | 0 | 0 | 0 | 0 | 0 | 0 | 0 | 0 | 0
1982 | 8 | 29 | 0 | 0 | 0 | 0 | 0 | 0 | 0 | 0 | 0 | 0 | 0 | 0 | 0
1982 | 8 | 30 | 0 | 0 | 0 | 0 | 0 | 0 | 0 | 0 | 0 | 0 | 0 | 0 | 0
1982 | 8 | 31 | 0 | 0 | 0 | 0 | 0 | 0 | 0 | 0 | 0 | 0 | 0 | 0 | 0
1982 | 9 | 1 | 0 | 0 | 0 | 0 | 0 | 0 | 0 | 0 | 0 | 0 | 0 | 0 | 0
1982 | 9 | 2 | 0.06 | 0.06 | 0.01 | 0 | 0.06 | 0.01 | 0 | 0 | 0 | 0 | 0 | 0 | 0
1982 | 9 | 3 | 0 | 0 | 0 | 0 | 0 | 0 | 0 | 0 | 0 | 0 | 0 | 0 | 0
1982 | 9 | 4 | 0 | 0 | 0 | 0 | 0 | 0 | 0 | 0 | 0 | 0 | 0 | 0 | 0
1982 | 9 | 5 | 0 | 0 | 0 | 0 | 0 | 0 | 0 | 0 | 0 | 0 | 0 | 0 | 0
1982 | 9 | 6 | 0 | 0 | 0 | 0 | 0 | 0 | 0 | 0 | 0 | 0 | 0 | 0 | 0
1982 | 9 | 7 | 0 | 0 | 0 | 0 | 0 | 0 | 0 | 0 | 0 | 0 | 0 | 0 | 0
1982 | 9 | 8 | 0 | 0 | 0 | 0 | 0 | 0 | 0 | 0 | 0 | 0 | 0 | 0 | 0
1982 | 9 | 9 | 0 | 0 | 0 | 0 | 0 | 0 | 0 | 0 | 0 | 0 | 0 | 0 | 0
1982 | 9 | 10 | 0 | 0 | 0 | 0 | 0 | 0 | 0 | 0 | 0 | 0 | 0 | 0 | 0
1982 | 9 | 11 | 0 | 0 | 0 | 0 | 0 | 0 | 0 | 0 | 0 | 0 | 0 | 0 | 0
1982 | 9 | 12 | 0 | 0 | 0 | 0 | 0 | 0 | 0 | 0 | 0 | 0 | 0 | 0 | 0
1982 | 9 | 13 | 0 | 0 | 0 | 0 | 0 | 0 | 0 | 0 | 0 | 0 | 0 | 0 | 0
1982 | 9 | 14 | 0 | 0 | 0 | 0 | 0 | 0 | 0 | 0 | 0 | 0 | 0 | 0 | 0
1982 | 9 | 15 | 0 | 0 | 0 | 0 | 0 | 0 | 0 | 0 | 0 | 0 | 0 | 0 | 0
1982 | 9 | 16 | 0 | 0 | 0 | 0 | 0 | 0 | 0 | 0 | 0 | 0 | 0 | 0 | 0
1982 | 9 | 17 | 0 | 0 | 0 | 0 | 0 | 0 | 0 | 0 | 0 | 0 | 0 | 0 | 0
1982 | 9 | 18 | 0 | 0 | 0 | 0 | 0 | 0 | 0 | 0 | 0 | 0 | 0 | 0 | 0
1982 | 9 | 19 | 0 | 0 | 0 | 0 | 0 | 0 | 0 | 0 | 0 | 0 | 0 | 0 | 0
1982 | 9 | 20 | 0.21 | 0.21 | 0.16 | 0 | 0.21 | 0.16 | 0 | 0 | 0 | 0 | 0 | 0 | 0
1982 | 9 | 21 | 0 | 0 | 0 | 0 | 0 | 0 | 0 | 0 | 0 | 0 | 0 | 0 | 0
1982 | 9 | 22 | 0.95 | 0.95 | 0.9 | 0 | 0.95 | 0.9 | 0 | 0 | 0 | 0 | 0 | 0 | 0
1982 | 9 | 23 | 0 | 0 | 0 | 0 | 0 | 0 | 0 | 0 | 0 | 0 | 0 | 0 | 0
1982 | 9 | 24 | 0 | 0 | 0 | 0 | 0 | 0 | 0 | 0 | 0 | 0 | 0 | 0 | 0
1982 | 9 | 25 | 0 | 0 | 0 | 0 | 0 | 0 | 0 | 0 | 0 | 0 | 0 | 0 | 0
1982 | 9 | 26 | 0.39 | 0.39 | 0.34 | 0 | 0.39 | 0.34 | 0 | 0 | 0 | 0 | 0 | 0 | 0
1982 | 9 | 27 | 0.1 | 0.1 | 0.05 | 0 | 0.1 | 0.05 | 0 | 0 | 0 | 0 | 0 | 0 | 0
1982 | 9 | 28 | 0 | 0 | 0 | 0 | 0 | 0 | 0 | 0 | 0 | 0 | 0 | 0 | 0
1982 | 9 | 29 | 0 | 0 | 0 | 0 | 0 | 0 | 0 | 0 | 0 | 0 | 0 | 0 | 0
1982 | 9 | 30 | 0 | 0 | 0 | 0 | 0 | 0 | 0 | 0 | 0 | 0 | 0 | 0 | 0
1982 | 10 | 1 | 0 | 0 | 0 | 0 | 0 | 0 | 0 | 0 | 0 | 0 | 0 | 0 | 0
1982 | 10 | 2 | 0 | 0 | 0 | 0 | 0 | 0 | 0 | 0 | 0 | 0 | 0 | 0 | 0
1982 | 10 | 3 | 0 | 0 | 0 | 0 | 0 | 0 | 0 | 0 | 0 | 0 | 0 | 0 | 0
1982 | 10 | 4 | 0 | 0 | 0 | 0 | 0 | 0 | 0 | 0 | 0 | 0 | 0 | 0 | 0
1982 | 10 | 5 | 0 | 0 | 0 | 0 | 0 | 0 | 0 | 0 | 0 | 0 | 0 | 0 | 0
1982 | 10 | 6 | 0 | 0 | 0 | 0 | 0 | 0 | 0 | 0 | 0 | 0 | 0 | 0 | 0
1982 | 10 | 7 | 0 | 0 | 0 | 0 | 0 | 0 | 0 | 0 | 0 | 0 | 0 | 0 | 0
1982 | 10 | 8 | 0 | 0 | 0 | 0 | 0 | 0 | 0 | 0 | 0 | 0 | 0 | 0 | 0
1982 | 10 | 9 | 0 | 0 | 0 | 0 | 0 | 0 | 0 | 0 | 0 | 0 | 0 | 0 | 0
1982 | 10 | 10 | 0 | 0 | 0 | 0 | 0 | 0 | 0 | 0 | 0 | 0 | 0 | 0 | 0
1982 | 10 | 11 | 0 | 0 | 0 | 0 | 0 | 0 | 0 | 0 | 0 | 0 | 0 | 0 | 0
1982 | 10 | 12 | 0 | 0 | 0 | 0 | 0 | 0 | 0 | 0 | 0 | 0 | 0 | 0 | 0
1982 | 10 | 13 | 0.35 | 0.35 | 0.3 | 0 | 0.35 | 0.3 | 0 | 0 | 0 | 0 | 0 | 0 | 0
1982 | 10 | 14 | 0 | 0 | 0 | 0 | 0 | 0 | 0 | 0 | 0 | 0 | 0 | 0 | 0
1982 | 10 | 15 | 0.08 | 0.08 | 0.03 | 0 | 0.08 | 0.03 | 0 | 0 | 0 | 0 | 0 | 0 | 0
1982 | 10 | 16 | 0.02 | 0.02 | 0 | 0 | 0.02 | 0 | 0 | 0 | 0 | 0 | 0 | 0 | 0
1982 | 10 | 17 | 0 | 0 | 0 | 0 | 0 | 0 | 0 | 0 | 0 | 0 | 0 | 0 | 0
1982 | 10 | 18 | 0 | 0 | 0 | 0 | 0 | 0 | 0 | 0 | 0 | 0 | 0 | 0 | 0
1982 | 10 | 19 | 0 | 0 | 0 | 0 | 0 | 0 | 0 | 0 | 0 | 0 | 0 | 0 | 0
1982 | 10 | 20 | 0.01 | 0.01 | 0 | 0 | 0.01 | 0 | 0 | 0 | 0 | 0 | 0 | 0 | 0
1982 | 10 | 21 | 0.1 | 0.1 | 0.05 | 0 | 0.1 | 0.05 | 0 | 0 | 0 | 0 | 0 | 0 | 0
1982 | 10 | 22 | 0 | 0 | 0 | 0 | 0 | 0 | 0 | 0 | 0 | 0 | 0 | 0 | 0
1982 | 10 | 23 | 0 | 0 | 0 | 0 | 0 | 0 | 0 | 0 | 0 | 0 | 0 | 0 | 0
1982 | 10 | 24 | 0 | 0 | 0 | 0 | 0 | 0 | 0 | 0 | 0 | 0 | 0 | 0 | 0
1982 | 10 | 25 | 1.18 | 1 | 0.95 | 0 | 1 | 0.95 | 0 | 0 | 0 | 0 | 0 | 0 | 0
1982 | 10 | 26 | 0.01 | 0.01 | 0 | 0 | 0.01 | 0 | 0 | 0 | 0 | 0 | 0 | 0 | 0
1982 | 10 | 27 | 0 | 0 | 0 | 0 | 0 | 0 | 0 | 0 | 0 | 0 | 0 | 0 | 0
1982 | 10 | 28 | 0 | 0 | 0 | 0 | 0 | 0 | 0 | 0 | 0 | 0 | 0 | 0 | 0
1982 | 10 | 29 | 0 | 0 | 0 | 0 | 0 | 0 | 0 | 0 | 0 | 0 | 0 | 0 | 0
1982 | 10 | 30 | 0 | 0 | 0 | 0 | 0 | 0 | 0 | 0 | 0 | 0 | 0 | 0 | 0
1982 | 10 | 31 | 0 | 0 | 0 | 0 | 0 | 0 | 0 | 0 | 0 | 0 | 0 | 0 | 0
1982 | 11 | 1 | 0 | 0 | 0 | 0 | 0 | 0 | 0 | 0 | 0 | 0 | 0 | 0 | 0
1982 | 11 | 2 | 0 | 0 | 0 | 0 | 0 | 0 | 0 | 0 | 0 | 0 | 0 | 0 | 0
1982 | 11 | 3 | 0 | 0 | 0 | 0 | 0 | 0 | 0 | 0 | 0 | 0 | 0 | 0 | 0
1982 | 11 | 4 | 0.37 | 0.37 | 0.32 | 0 | 0.37 | 0.32 | 0 | 0 | 0 | 0 | 0 | 0 | 0
1982 | 11 | 5 | 0 | 0 | 0 | 0 | 0 | 0 | 0 | 0 | 0 | 0 | 0 | 0 | 0
1982 | 11 | 6 | 0 | 0 | 0 | 0 | 0 | 0 | 0 | 0 | 0 | 0 | 0 | 0 | 0
1982 | 11 | 7 | 0 | 0 | 0 | 0 | 0 | 0 | 0 | 0 | 0 | 0 | 0 | 0 | 0
1982 | 11 | 8 | 0 | 0 | 0 | 0 | 0 | 0 | 0 | 0 | 0 | 0 | 0 | 0 | 0
1982 | 11 | 9 | 0 | 0 | 0 | 0 | 0 | 0 | 0 | 0 | 0 | 0 | 0 | 0 | 0
1982 | 11 | 10 | 0 | 0 | 0 | 0 | 0 | 0 | 0 | 0 | 0 | 0 | 0 | 0 | 0
1982 | 11 | 11 | 0 | 0 | 0 | 0 | 0 | 0 | 0 | 0 | 0 | 0 | 0 | 0 | 0
1982 | 11 | 12 | 0.29 | 0.29 | 0.24 | 0 | 0.29 | 0.24 | 0 | 0 | 0 | 0 | 0 | 0 | 0
1982 | 11 | 13 | 0.53 | 0.53 | 0.48 | 0 | 0.53 | 0.48 | 0 | 0 | 0 | 0 | 0 | 0 | 0
1982 | 11 | 14 | 0 | 0 | 0 | 0 | 0 | 0 | 0 | 0 | 0 | 0 | 0 | 0 | 0
1982 | 11 | 15 | 0 | 0 | 0 | 0 | 0 | 0 | 0 | 0 | 0 | 0 | 0 | 0 | 0
1982 | 11 | 16 | 0 | 0 | 0 | 0 | 0 | 0 | 0 | 0 | 0 | 0 | 0 | 0 | 0
1982 | 11 | 17 | 0 | 0 | 0 | 0 | 0 | 0 | 0 | 0 | 0 | 0 | 0 | 0 | 0
1982 | 11 | 18 | 0 | 0 | 0 | 0 | 0 | 0 | 0 | 0 | 0 | 0 | 0 | 0 | 0
1982 | 11 | 19 | 0 | 0 | 0 | 0 | 0 | 0 | 0 | 0 | 0 | 0 | 0 | 0 | 0
1982 | 11 | 20 | 0.01 | 0.01 | 0 | 0 | 0.01 | 0 | 0 | 0 | 0 | 0 | 0 | 0 | 0
1982 | 11 | 21 | 0 | 0 | 0 | 0 | 0 | 0 | 0 | 0 | 0 | 0 | 0 | 0 | 0
1982 | 11 | 22 | 0 | 0 | 0 | 0 | 0 | 0 | 0 | 0 | 0 | 0 | 0 | 0 | 0
1982 | 11 | 23 | 0 | 0 | 0 | 0 | 0 | 0 | 0 | 0 | 0 | 0 | 0 | 0 | 0
1982 | 11 | 24 | 0.01 | 0.01 | 0 | 0 | 0.01 | 0 | 0 | 0 | 0 | 0 | 0 | 0 | 0
1982 | 11 | 25 | 0 | 0 | 0 | 0 | 0 | 0 | 0 | 0 | 0 | 0 | 0 | 0 | 0
1982 | 11 | 26 | 0 | 0 | 0 | 0 | 0 | 0 | 0 | 0 | 0 | 0 | 0 | 0 | 0
1982 | 11 | 27 | 0 | 0 | 0 | 0 | 0 | 0 | 0 | 0 | 0 | 0 | 0 | 0 | 0
1982 | 11 | 28 | 0.79 | 0.79 | 0.74 | 0 | 0.79 | 0.74 | 0 | 0 | 0 | 0 | 0 | 0 | 0
1982 | 11 | 29 | 0.96 | 0.96 | 0.91 | 0 | 0.96 | 0.91 | 0 | 0 | 0 | 0 | 0 | 0 | 0
1982 | 11 | 30 | 0 | 0 | 0 | 0 | 0 | 0 | 0 | 0 | 0 | 0 | 0 | 0 | 0
1982 | 12 | 1 | 0.46 | 0.46 | 0.41 | 0 | 0.46 | 0.41 | 0 | 0 | 0 | 0 | 0 | 0 | 0
1982 | 12 | 2 | 0 | 0 | 0 | 0 | 0 | 0 | 0 | 0 | 0 | 0 | 0 | 0 | 0
1982 | 12 | 3 | 0 | 0 | 0 | 0 | 0 | 0 | 0 | 0 | 0 | 0 | 0 | 0 | 0
1982 | 12 | 4 | 0 | 0 | 0 | 0 | 0 | 0 | 0 | 0 | 0 | 0 | 0 | 0 | 0
1982 | 12 | 5 | 0 | 0 | 0 | 0 | 0 | 0 | 0 | 0 | 0 | 0 | 0 | 0 | 0
1982 | 12 | 6 | 0 | 0 | 0 | 0 | 0 | 0 | 0 | 0 | 0 | 0 | 0 | 0 | 0
1982 | 12 | 7 | 0 | 0 | 0 | 0 | 0 | 0 | 0 | 0 | 0 | 0 | 0 | 0 | 0
1982 | 12 | 8 | 0 | 0 | 0 | 0 | 0 | 0 | 0 | 0 | 0 | 0 | 0 | 0 | 0
1982 | 12 | 9 | 0 | 0 | 0 | 0 | 0 | 0 | 0 | 0 | 0 | 0 | 0 | 0 | 0
1982 | 12 | 10 | 0.02 | 0.02 | 0 | 0 | 0.02 | 0 | 0 | 0 | 0 | 0 | 0 | 0 | 0
1982 | 12 | 11 | 0.06 | 0.06 | 0.01 | 0 | 0.06 | 0.01 | 0 | 0 | 0 | 0 | 0 | 0 | 0
1982 | 12 | 12 | 0.33 | 0.33 | 0.28 | 0 | 0.33 | 0.28 | 0 | 0 | 0 | 0 | 0 | 0 | 0
1982 | 12 | 13 | 0 | 0 | 0 | 0 | 0 | 0 | 0 | 0 | 0 | 0 | 0 | 0 | 0
1982 | 12 | 14 | 0 | 0 | 0 | 0 | 0 | 0 | 0 | 0 | 0 | 0 | 0 | 0 | 0
1982 | 12 | 15 | 0 | 0 | 0 | 0 | 0 | 0 | 0 | 0 | 0 | 0 | 0 | 0 | 0
1982 | 12 | 16 | 0.69 | 0.69 | 0.64 | 0 | 0.69 | 0.64 | 0 | 0 | 0 | 0 | 0 | 0 | 0
1982 | 12 | 17 | 0 | 0 | 0 | 0 | 0 | 0 | 0 | 0 | 0 | 0 | 0 | 0 | 0
1982 | 12 | 18 | 0 | 0 | 0 | 0 | 0 | 0 | 0 | 0 | 0 | 0 | 0 | 0 | 0
1982 | 12 | 19 | 0.1 | 0.1 | 0.05 | 0 | 0.1 | 0.05 | 0 | 0 | 0 | 0 | 0 | 0 | 0
1982 | 12 | 20 | 0 | 0 | 0 | 0 | 0 | 0 | 0 | 0 | 0 | 0 | 0 | 0 | 0
1982 | 12 | 21 | 0 | 0 | 0 | 0 | 0 | 0 | 0 | 0 | 0 | 0 | 0 | 0 | 0
1982 | 12 | 22 | 0 | 0 | 0 | 0 | 0 | 0 | 0 | 0 | 0 | 0 | 0 | 0 | 0
1982 | 12 | 23 | 0 | 0 | 0 | 0 | 0 | 0 | 0 | 0 | 0 | 0 | 0 | 0 | 0
1982 | 12 | 24 | 0 | 0 | 0 | 0 | 0 | 0 | 0 | 0 | 0 | 0 | 0 | 0 | 0
1982 | 12 | 25 | 0 | 0 | 0 | 0 | 0 | 0 | 0 | 0 | 0 | 0 | 0 | 0 | 0
1982 | 12 | 26 | 0.02 | 0.02 | 0 | 0 | 0.02 | 0 | 0 | 0 | 0 | 0 | 0 | 0 | 0
1982 | 12 | 27 | 0.01 | 0.01 | 0 | 0 | 0.01 | 0 | 0 | 0 | 0 | 0 | 0 | 0 | 0
1982 | 12 | 28 | 0 | 0 | 0 | 0 | 0 | 0 | 0 | 0 | 0 | 0 | 0 | 0 | 0
1982 | 12 | 29 | 0.05 | 0.05 | 0 | 0 | 0.05 | 0 | 0 | 0 | 0 | 0 | 0 | 0 | 0
1982 | 12 | 30 | 0 | 0 | 0 | 0 | 0 | 0 | 0 | 0 | 0 | 0 | 0 | 0 | 0
1982 | 12 | 31 | 0 | 0 | 0 | 0 | 0 | 0 | 0 | 0 | 0 | 0 | 0 | 0 | 0
1983 | 1 | 1 | 0 | 0 | 0 | 0 | 0 | 0 | 0 | 0 | 0 | 0 | 0 | 0 | 0
1983 | 1 | 2 | 0 | 0 | 0 | 0 | 0 | 0 | 0 | 0 | 0 | 0 | 0 | 0 | 0
1983 | 1 | 3 | 0 | 0 | 0 | 0 | 0 | 0 | 0 | 0 | 0 | 0 | 0 | 0 | 0
1983 | 1 | 4 | 0 | 0 | 0 | 0 | 0 | 0 | 0 | 0 | 0 | 0 | 0 | 0 | 0
1983 | 1 | 5 | 0.18 | 0.18 | 0.13 | 0 | 0.18 | 0.13 | 0 | 0 | 0 | 0 | 0 | 0 | 0
1983 | 1 | 6 | 0 | 0 | 0 | 0 | 0 | 0 | 0 | 0 | 0 | 0 | 0 | 0 | 0
1983 | 1 | 7 | 0 | 0 | 0 | 0 | 0 | 0 | 0 | 0 | 0 | 0 | 0 | 0 | 0
1983 | 1 | 8 | 0 | 0 | 0 | 0 | 0 | 0 | 0 | 0 | 0 | 0 | 0 | 0 | 0
1983 | 1 | 9 | 0.03 | 0.03 | 0 | 0 | 0.03 | 0 | 0 | 0 | 0 | 0 | 0 | 0 | 0
1983 | 1 | 10 | 0.7 | 0.7 | 0.65 | 0 | 0.7 | 0.65 | 0 | 0 | 0 | 0 | 0 | 0 | 0
1983 | 1 | 11 | 0.05 | 0.05 | 0 | 0 | 0.05 | 0 | 0 | 0 | 0 | 0 | 0 | 0 | 0
1983 | 1 | 12 | 0 | 0 | 0 | 0 | 0 | 0 | 0 | 0 | 0 | 0 | 0 | 0 | 0
1983 | 1 | 13 | 0 | 0 | 0 | 0 | 0 | 0 | 0 | 0 | 0 | 0 | 0 | 0 | 0
1983 | 1 | 14 | 0 | 0 | 0 | 0 | 0 | 0 | 0 | 0 | 0 | 0 | 0 | 0 | 0
1983 | 1 | 15 | 0 | 0 | 0 | 0 | 0 | 0 | 0 | 0 | 0 | 0 | 0 | 0 | 0
1983 | 1 | 16 | 0 | 0 | 0 | 0 | 0 | 0 | 0 | 0 | 0 | 0 | 0 | 0 | 0
1983 | 1 | 17 | 0 | 0 | 0 | 0 | 0 | 0 | 0 | 0 | 0 | 0 | 0 | 0 | 0
1983 | 1 | 18 | 0 | 0 | 0 | 0 | 0 | 0 | 0 | 0 | 0 | 0 | 0 | 0 | 0
1983 | 1 | 19 | 0 | 0 | 0 | 0 | 0 | 0 | 0 | 0 | 0 | 0 | 0 | 0 | 0
1983 | 1 | 20 | 0 | 0 | 0 | 0 | 0 | 0 | 0 | 0 | 0 | 0 | 0 | 0 | 0
1983 | 1 | 21 | 0 | 0 | 0 | 0 | 0 | 0 | 0 | 0 | 0 | 0 | 0 | 0 | 0
1983 | 1 | 22 | 0.22 | 0.22 | 0.17 | 0 | 0.22 | 0.17 | 0 | 0 | 0 | 0 | 0 | 0 | 0
1983 | 1 | 23 | 0.49 | 0.49 | 0.44 | 0 | 0.49 | 0.44 | 0 | 0 | 0 | 0 | 0 | 0 | 0
1983 | 1 | 24 | 0 | 0 | 0 | 0 | 0 | 0 | 0 | 0 | 0 | 0 | 0 | 0 | 0
1983 | 1 | 25 | 0 | 0 | 0 | 0 | 0 | 0 | 0 | 0 | 0 | 0 | 0 | 0 | 0
1983 | 1 | 26 | 0 | 0 | 0 | 0 | 0 | 0 | 0 | 0 | 0 | 0 | 0 | 0 | 0
1983 | 1 | 27 | 0 | 0 | 0 | 0 | 0 | 0 | 0 | 0 | 0 | 0 | 0 | 0 | 0
1983 | 1 | 28 | 0 | 0 | 0 | 0 | 0 | 0 | 0 | 0 | 0 | 0 | 0 | 0 | 0
1983 | 1 | 29 | 0 | 0 | 0 | 0 | 0 | 0 | 0 | 0 | 0 | 0 | 0 | 0 | 0
1983 | 1 | 30 | 0.02 | 0.02 | 0 | 0 | 0.02 | 0 | 0 | 0 | 0 | 0 | 0 | 0 | 0
1983 | 1 | 31 | 0 | 0 | 0 | 0 | 0 | 0 | 0 | 0 | 0 | 0 | 0 | 0 | 0
1983 | 2 | 1 | 0 | 0 | 0 | 0 | 0 | 0 | 0 | 0 | 0 | 0 | 0 | 0 | 0
1983 | 2 | 2 | 0.53 | 0.53 | 0.48 | 0 | 0.53 | 0.48 | 0 | 0 | 0 | 0 | 0 | 0 | 0
1983 | 2 | 3 | 0 | 0 | 0 | 0 | 0 | 0 | 0 | 0 | 0 | 0 | 0 | 0 | 0
1983 | 2 | 4 | 0 | 0 | 0 | 0 | 0 | 0 | 0 | 0 | 0 | 0 | 0 | 0 | 0
1983 | 2 | 5 | 0 | 0 | 0 | 0 | 0 | 0 | 0 | 0 | 0 | 0 | 0 | 0 | 0
1983 | 2 | 6 | 0.41 | 0.41 | 0.36 | 0 | 0.41 | 0.36 | 0 | 0 | 0 | 0 | 0 | 0 | 0
1983 | 2 | 7 | 0.01 | 0.01 | 0 | 0 | 0.01 | 0 | 0 | 0 | 0 | 0 | 0 | 0 | 0
1983 | 2 | 8 | 0 | 0 | 0 | 0 | 0 | 0 | 0 | 0 | 0 | 0 | 0 | 0 | 0
1983 | 2 | 9 | 0 | 0 | 0 | 0 | 0 | 0 | 0 | 0 | 0 | 0 | 0 | 0 | 0
1983 | 2 | 10 | 0.03 | 0.03 | 0 | 0 | 0.03 | 0 | 0 | 0 | 0 | 0 | 0 | 0 | 0
1983 | 2 | 11 | 1.91 | 1 | 0.95 | 0 | 1 | 0.95 | 0 | 0 | 0 | 0 | 0 | 0 | 0
1983 | 2 | 12 | 0 | 0 | 0 | 0 | 0 | 0 | 0 | 0 | 0 | 0 | 0 | 0 | 0
1983 | 2 | 13 | 0 | 0 | 0 | 0 | 0 | 0 | 0 | 0 | 0 | 0 | 0 | 0 | 0
1983 | 2 | 14 | 0 | 0 | 0 | 0 | 0 | 0 | 0 | 0 | 0 | 0 | 0 | 0 | 0
1983 | 2 | 15 | 0 | 0 | 0 | 0 | 0 | 0 | 0 | 0 | 0 | 0 | 0 | 0 | 0
1983 | 2 | 16 | 0 | 0 | 0 | 0 | 0 | 0 | 0 | 0 | 0 | 0 | 0 | 0 | 0
1983 | 2 | 17 | 0 | 0 | 0 | 0 | 0 | 0 | 0 | 0 | 0 | 0 | 0 | 0 | 0
1983 | 2 | 18 | 0 | 0 | 0 | 0 | 0 | 0 | 0 | 0 | 0 | 0 | 0 | 0 | 0
1983 | 2 | 19 | 0 | 0 | 0 | 0 | 0 | 0 | 0 | 0 | 0 | 0 | 0 | 0 | 0
1983 | 2 | 20 | 0 | 0 | 0 | 0 | 0 | 0 | 0 | 0 | 0 | 0 | 0 | 0 | 0
1983 | 2 | 21 | 0 | 0 | 0 | 0 | 0 | 0 | 0 | 0 | 0 | 0 | 0 | 0 | 0
1983 | 2 | 22 | 0 | 0 | 0 | 0 | 0 | 0 | 0 | 0 | 0 | 0 | 0 | 0 | 0
1983 | 2 | 23 | 0.18 | 0.18 | 0.13 | 0 | 0.18 | 0.13 | 0 | 0 | 0 | 0 | 0 | 0 | 0
1983 | 2 | 24 | 0 | 0 | 0 | 0 | 0 | 0 | 0 | 0 | 0 | 0 | 0 | 0 | 0
1983 | 2 | 25 | 0.02 | 0.02 | 0 | 0 | 0.02 | 0 | 0 | 0 | 0 | 0 | 0 | 0 | 0
1983 | 2 | 26 | 0 | 0 | 0 | 0 | 0 | 0 | 0 | 0 | 0 | 0 | 0 | 0 | 0
1983 | 2 | 27 | 0 | 0 | 0 | 0 | 0 | 0 | 0 | 0 | 0 | 0 | 0 | 0 | 0
1983 | 2 | 28 | 0 | 0 | 0 | 0 | 0 | 0 | 0 | 0 | 0 | 0 | 0 | 0 | 0
1983 | 3 | 1 | 0.62 | 0.62 | 0.57 | 0 | 0.62 | 0.57 | 0 | 0 | 0 | 0 | 0 | 0 | 0
1983 | 3 | 2 | 0 | 0 | 0 | 0 | 0 | 0 | 0 | 0 | 0 | 0 | 0 | 0 | 0
1983 | 3 | 3 | 0 | 0 | 0 | 0 | 0 | 0 | 0 | 0 | 0 | 0 | 0 | 0 | 0
1983 | 3 | 4 | 0 | 0 | 0 | 0 | 0 | 0 | 0 | 0 | 0 | 0 | 0 | 0 | 0
1983 | 3 | 5 | 0 | 0 | 0 | 0 | 0 | 0 | 0 | 0 | 0 | 0 | 0 | 0 | 0
1983 | 3 | 6 | 0.27 | 0.27 | 0.22 | 0 | 0.27 | 0.22 | 0 | 0 | 0 | 0 | 0 | 0 | 0
1983 | 3 | 7 | 0.3 | 0.3 | 0.25 | 0 | 0.3 | 0.25 | 0 | 0 | 0 | 0 | 0 | 0 | 0
1983 | 3 | 8 | 0.54 | 0.54 | 0.49 | 0 | 0.54 | 0.49 | 0 | 0 | 0 | 0 | 0 | 0 | 0
1983 | 3 | 9 | 0.12 | 0.12 | 0.07 | 0 | 0.12 | 0.07 | 0 | 0 | 0 | 0 | 0 | 0 | 0
1983 | 3 | 10 | 0.03 | 0.03 | 0 | 0 | 0.03 | 0 | 0 | 0 | 0 | 0 | 0 | 0 | 0
1983 | 3 | 11 | 0 | 0 | 0 | 0 | 0 | 0 | 0 | 0 | 0 | 0 | 0 | 0 | 0
1983 | 3 | 12 | 0 | 0 | 0 | 0 | 0 | 0 | 0 | 0 | 0 | 0 | 0 | 0 | 0
1983 | 3 | 13 | 0 | 0 | 0 | 0 | 0 | 0 | 0 | 0 | 0 | 0 | 0 | 0 | 0
1983 | 3 | 14 | 0 | 0 | 0 | 0 | 0 | 0 | 0 | 0 | 0 | 0 | 0 | 0 | 0
1983 | 3 | 15 | 0 | 0 | 0 | 0 | 0 | 0 | 0 | 0 | 0 | 0 | 0 | 0 | 0
1983 | 3 | 16 | 0 | 0 | 0 | 0 | 0 | 0 | 0 | 0 | 0 | 0 | 0 | 0 | 0
1983 | 3 | 17 | 0 | 0 | 0 | 0 | 0 | 0 | 0 | 0 | 0 | 0 | 0 | 0 | 0
1983 | 3 | 18 | 1 | 1 | 0.95 | 0 | 1 | 0.95 | 0 | 0 | 0 | 0 | 0 | 0 | 0
1983 | 3 | 19 | 0.02 | 0.02 | 0 | 0 | 0.02 | 0 | 0 | 0 | 0 | 0 | 0 | 0 | 0
1983 | 3 | 20 | 0 | 0 | 0 | 0 | 0 | 0 | 0 | 0 | 0 | 0 | 0 | 0 | 0
1983 | 3 | 21 | 0.96 | 0.96 | 0.91 | 0 | 0.96 | 0.91 | 0 | 0 | 0 | 0 | 0 | 0 | 0
1983 | 3 | 22 | 0 | 0 | 0 | 0 | 0 | 0 | 0 | 0 | 0 | 0 | 0 | 0 | 0
1983 | 3 | 23 | 0 | 0 | 0 | 0 | 0 | 0 | 0 | 0 | 0 | 0 | 0 | 0 | 0
1983 | 3 | 24 | 0 | 0 | 0 | 0 | 0 | 0 | 0 | 0 | 0 | 0 | 0 | 0 | 0
1983 | 3 | 25 | 0 | 0 | 0 | 0 | 0 | 0 | 0 | 0 | 0 | 0 | 0 | 0 | 0
1983 | 3 | 26 | 0 | 0 | 0 | 0 | 0 | 0 | 0 | 0 | 0 | 0 | 0 | 0 | 0
1983 | 3 | 27 | 0.93 | 0.93 | 0.88 | 0 | 0.93 | 0.88 | 0 | 0 | 0 | 0 | 0 | 0 | 0
1983 | 3 | 28 | 0.05 | 0.05 | 0 | 0 | 0.05 | 0 | 0 | 0 | 0 | 0 | 0 | 0 | 0
1983 | 3 | 29 | 0 | 0 | 0 | 0 | 0 | 0 | 0 | 0 | 0 | 0 | 0 | 0 | 0
1983 | 3 | 30 | 0 | 0 | 0 | 0 | 0 | 0 | 0 | 0 | 0 | 0 | 0 | 0 | 0
1983 | 3 | 31 | 0 | 0 | 0 | 0 | 0 | 0 | 0 | 0 | 0 | 0 | 0 | 0 | 0
1983 | 4 | 1 | 0 | 0 | 0 | 0 | 0 | 0 | 0 | 0 | 0 | 0 | 0 | 0 | 0
1983 | 4 | 2 | 0.58 | 0.58 | 0.53 | 0 | 0.58 | 0.53 | 0 | 0 | 0 | 0 | 0 | 0 | 0
1983 | 4 | 3 | 0.06 | 0.06 | 0.01 | 0 | 0.06 | 0.01 | 0 | 0 | 0 | 0 | 0 | 0 | 0
1983 | 4 | 4 | 0 | 0 | 0 | 0 | 0 | 0 | 0 | 0 | 0 | 0 | 0 | 0 | 0
1983 | 4 | 5 | 0 | 0 | 0 | 0 | 0 | 0 | 0 | 0 | 0 | 0 | 0 | 0 | 0
1983 | 4 | 6 | 0.12 | 0.12 | 0.07 | 0 | 0.12 | 0.07 | 0 | 0 | 0 | 0 | 0 | 0 | 0
1983 | 4 | 7 | 0.21 | 0.21 | 0.16 | 0 | 0.21 | 0.16 | 0 | 0 | 0 | 0 | 0 | 0 | 0
1983 | 4 | 8 | 0.22 | 0.22 | 0.17 | 0 | 0.22 | 0.17 | 0 | 0 | 0 | 0 | 0 | 0 | 0
1983 | 4 | 9 | 1.13 | 1 | 0.95 | 0 | 1 | 0.95 | 0 | 0 | 0 | 0 | 0 | 0 | 0
1983 | 4 | 10 | 0.75 | 0.75 | 0.7 | 0 | 0.75 | 0.7 | 0 | 0 | 0 | 0 | 0 | 0 | 0
1983 | 4 | 11 | 0.51 | 0.51 | 0.46 | 0 | 0.51 | 0.46 | 0 | 0 | 0 | 0 | 0 | 0 | 0
1983 | 4 | 12 | 0 | 0 | 0 | 0 | 0 | 0 | 0 | 0 | 0 | 0 | 0 | 0 | 0
1983 | 4 | 13 | 0 | 0 | 0 | 0 | 0 | 0 | 0 | 0 | 0 | 0 | 0 | 0 | 0
1983 | 4 | 14 | 0.05 | 0.05 | 0 | 0 | 0.05 | 0 | 0 | 0 | 0 | 0 | 0 | 0 | 0
1983 | 4 | 15 | 1.94 | 1 | 0.95 | 0 | 1 | 0.95 | 0 | 0 | 0 | 0 | 0 | 0 | 0
1983 | 4 | 16 | 0 | 0 | 0 | 0 | 0 | 0 | 0 | 0 | 0 | 0 | 0 | 0 | 0
1983 | 4 | 17 | 0.04 | 0.04 | 0 | 0 | 0.04 | 0 | 0 | 0 | 0 | 0 | 0 | 0 | 0
1983 | 4 | 18 | 0 | 0 | 0 | 0 | 0 | 0 | 0 | 0 | 0 | 0 | 0 | 0 | 0
1983 | 4 | 19 | 0 | 0 | 0 | 0 | 0 | 0 | 0 | 0 | 0 | 0 | 0 | 0 | 0
1983 | 4 | 20 | 0 | 0 | 0 | 0 | 0 | 0 | 0 | 0 | 0 | 0 | 0 | 0 | 0
1983 | 4 | 21 | 0 | 0 | 0 | 0 | 0 | 0 | 0 | 0 | 0 | 0 | 0 | 0 | 0
1983 | 4 | 22 | 0 | 0 | 0 | 0 | 0 | 0 | 0 | 0 | 0 | 0 | 0 | 0 | 0
1983 | 4 | 23 | 0.36 | 0.36 | 0.31 | 0 | 0.36 | 0.31 | 0 | 0 | 0 | 0 | 0 | 0 | 0
1983 | 4 | 24 | 0.82 | 0.82 | 0.77 | 0 | 0.82 | 0.77 | 0 | 0 | 0 | 0 | 0 | 0 | 0
1983 | 4 | 25 | 0.09 | 0.09 | 0.04 | 0 | 0.09 | 0.04 | 0 | 0 | 0 | 0 | 0 | 0 | 0
1983 | 4 | 26 | 0 | 0 | 0 | 0 | 0 | 0 | 0 | 0 | 0 | 0 | 0 | 0 | 0
1983 | 4 | 27 | 0 | 0 | 0 | 0 | 0 | 0 | 0 | 0 | 0 | 0 | 0 | 0 | 0
1983 | 4 | 28 | 0 | 0 | 0 | 0 | 0 | 0 | 0 | 0 | 0 | 0 | 0 | 0 | 0
1983 | 4 | 29 | 0 | 0 | 0 | 0 | 0 | 0 | 0 | 0 | 0 | 0 | 0 | 0 | 0
1983 | 4 | 30 | 0 | 0 | 0 | 0 | 0 | 0 | 0 | 0 | 0 | 0 | 0 | 0 | 0
1983 | 5 | 1 | 0 | 0 | 0 | 0 | 0 | 0 | 0 | 0 | 0 | 0 | 0 | 0 | 0
1983 | 5 | 2 | 0 | 0 | 0 | 0 | 0 | 0 | 0 | 0 | 0 | 0 | 0 | 0 | 0
1983 | 5 | 3 | 0.02 | 0.02 | 0 | 0 | 0.02 | 0 | 0 | 0 | 0 | 0 | 0 | 0 | 0
1983 | 5 | 4 | 0.01 | 0.01 | 0 | 0 | 0.01 | 0 | 0 | 0 | 0 | 0 | 0 | 0 | 0
1983 | 5 | 5 | 0 | 0 | 0 | 0 | 0 | 0 | 0 | 0 | 0 | 0 | 0 | 0 | 0
1983 | 5 | 6 | 0 | 0 | 0 | 0 | 0 | 0 | 0 | 0 | 0 | 0 | 0 | 0 | 0
1983 | 5 | 7 | 0 | 0 | 0 | 0 | 0 | 0 | 0 | 0 | 0 | 0 | 0 | 0 | 0
1983 | 5 | 8 | 0.15 | 0.15 | 0.1 | 0 | 0.15 | 0.1 | 0 | 0 | 0 | 0 | 0 | 0 | 0
1983 | 5 | 9 | 0 | 0 | 0 | 0 | 0 | 0 | 0 | 0 | 0 | 0 | 0 | 0 | 0
1983 | 5 | 10 | 0 | 0 | 0 | 0 | 0 | 0 | 0 | 0 | 0 | 0 | 0 | 0 | 0
1983 | 5 | 11 | 0 | 0 | 0 | 0 | 0 | 0 | 0 | 0 | 0 | 0 | 0 | 0 | 0
1983 | 5 | 12 | 0 | 0 | 0 | 0 | 0 | 0 | 0 | 0 | 0 | 0 | 0 | 0 | 0
1983 | 5 | 13 | 0 | 0 | 0 | 0 | 0 | 0 | 0 | 0 | 0 | 0 | 0 | 0 | 0
1983 | 5 | 14 | 0 | 0 | 0 | 0 | 0 | 0 | 0 | 0 | 0 | 0 | 0 | 0 | 0
1983 | 5 | 15 | 0.24 | 0.24 | 0.19 | 0 | 0.24 | 0.19 | 0 | 0 | 0 | 0 | 0 | 0 | 0
1983 | 5 | 16 | 1.91 | 1 | 0.95 | 0 | 1 | 0.95 | 0 | 0 | 0 | 0 | 0 | 0 | 0
1983 | 5 | 17 | 0 | 0 | 0 | 0 | 0 | 0 | 0 | 0 | 0 | 0 | 0 | 0 | 0
1983 | 5 | 18 | 0 | 0 | 0 | 0 | 0 | 0 | 0 | 0 | 0 | 0 | 0 | 0 | 0
1983 | 5 | 19 | 0.23 | 0.23 | 0.18 | 0 | 0.23 | 0.18 | 0 | 0 | 0 | 0 | 0 | 0 | 0
1983 | 5 | 20 | 0 | 0 | 0 | 0 | 0 | 0 | 0 | 0 | 0 | 0 | 0 | 0 | 0
1983 | 5 | 21 | 0.83 | 0.83 | 0.78 | 0 | 0.83 | 0.78 | 0 | 0 | 0 | 0 | 0 | 0 | 0
1983 | 5 | 22 | 0.25 | 0.25 | 0.2 | 0 | 0.25 | 0.2 | 0 | 0 | 0 | 0 | 0 | 0 | 0
1983 | 5 | 23 | 0 | 0 | 0 | 0 | 0 | 0 | 0 | 0 | 0 | 0 | 0 | 0 | 0
1983 | 5 | 24 | 0 | 0 | 0 | 0 | 0 | 0 | 0 | 0 | 0 | 0 | 0 | 0 | 0
1983 | 5 | 25 | 0 | 0 | 0 | 0 | 0 | 0 | 0 | 0 | 0 | 0 | 0 | 0 | 0
1983 | 5 | 26 | 0.21 | 0.21 | 0.16 | 0 | 0.21 | 0.16 | 0 | 0 | 0 | 0 | 0 | 0 | 0
1983 | 5 | 27 | 0 | 0 | 0 | 0 | 0 | 0 | 0 | 0 | 0 | 0 | 0 | 0 | 0
1983 | 5 | 28 | 0 | 0 | 0 | 0 | 0 | 0 | 0 | 0 | 0 | 0 | 0 | 0 | 0
1983 | 5 | 29 | 0.73 | 0.73 | 0.68 | 0 | 0.73 | 0.68 | 0 | 0 | 0 | 0 | 0 | 0 | 0
1983 | 5 | 30 | 0.04 | 0.04 | 0 | 0 | 0.04 | 0 | 0 | 0 | 0 | 0 | 0 | 0 | 0
1983 | 5 | 31 | 0 | 0 | 0 | 0 | 0 | 0 | 0 | 0 | 0 | 0 | 0 | 0 | 0
1983 | 6 | 1 | 0.03 | 0.03 | 0 | 0 | 0.03 | 0 | 0 | 0 | 0 | 0 | 0 | 0 | 0
1983 | 6 | 2 | 0 | 0 | 0 | 0 | 0 | 0 | 0 | 0 | 0 | 0 | 0 | 0 | 0
1983 | 6 | 3 | 0.42 | 0.42 | 0.37 | 0 | 0.42 | 0.37 | 0 | 0 | 0 | 0 | 0 | 0 | 0
1983 | 6 | 4 | 0.13 | 0.13 | 0.08 | 0 | 0.13 | 0.08 | 0 | 0 | 0 | 0 | 0 | 0 | 0
1983 | 6 | 5 | 0 | 0 | 0 | 0 | 0 | 0 | 0 | 0 | 0 | 0 | 0 | 0 | 0
1983 | 6 | 6 | 0.96 | 0.96 | 0.91 | 0 | 0.96 | 0.91 | 0 | 0 | 0 | 0 | 0 | 0 | 0
1983 | 6 | 7 | 0.02 | 0.02 | 0 | 0 | 0.02 | 0 | 0 | 0 | 0 | 0 | 0 | 0 | 0
1983 | 6 | 8 | 0 | 0 | 0 | 0 | 0 | 0 | 0 | 0 | 0 | 0 | 0 | 0 | 0
1983 | 6 | 9 | 0 | 0 | 0 | 0 | 0 | 0 | 0 | 0 | 0 | 0 | 0 | 0 | 0
1983 | 6 | 10 | 0 | 0 | 0 | 0 | 0 | 0 | 0 | 0 | 0 | 0 | 0 | 0 | 0
1983 | 6 | 11 | 0 | 0 | 0 | 0 | 0 | 0 | 0 | 0 | 0 | 0 | 0 | 0 | 0
1983 | 6 | 12 | 0.02 | 0.02 | 0 | 0 | 0.02 | 0 | 0 | 0 | 0 | 0 | 0 | 0 | 0
1983 | 6 | 13 | 0.03 | 0.03 | 0 | 0 | 0.03 | 0 | 0 | 0 | 0 | 0 | 0 | 0 | 0
1983 | 6 | 14 | 0 | 0 | 0 | 0 | 0 | 0 | 0 | 0 | 0 | 0 | 0 | 0 | 0
1983 | 6 | 15 | 0 | 0 | 0 | 0 | 0 | 0 | 0 | 0 | 0 | 0 | 0 | 0 | 0
1983 | 6 | 16 | 0 | 0 | 0 | 0 | 0 | 0 | 0 | 0 | 0 | 0 | 0 | 0 | 0
1983 | 6 | 17 | 0 | 0 | 0 | 0 | 0 | 0 | 0 | 0 | 0 | 0 | 0 | 0 | 0
1983 | 6 | 18 | 1.22 | 1 | 0.95 | 0 | 1 | 0.95 | 0 | 0 | 0 | 0 | 0 | 0 | 0
1983 | 6 | 19 | 0.32 | 0.32 | 0.27 | 0 | 0.32 | 0.27 | 0 | 0 | 0 | 0 | 0 | 0 | 0
1983 | 6 | 20 | 1.35 | 1 | 0.95 | 0 | 1 | 0.95 | 0 | 0 | 0 | 0 | 0 | 0 | 0
1983 | 6 | 21 | 0.15 | 0.15 | 0.1 | 0 | 0.15 | 0.1 | 0 | 0 | 0 | 0 | 0 | 0 | 0
1983 | 6 | 22 | 0 | 0 | 0 | 0 | 0 | 0 | 0 | 0 | 0 | 0 | 0 | 0 | 0
1983 | 6 | 23 | 0 | 0 | 0 | 0 | 0 | 0 | 0 | 0 | 0 | 0 | 0 | 0 | 0
1983 | 6 | 24 | 0 | 0 | 0 | 0 | 0 | 0 | 0 | 0 | 0 | 0 | 0 | 0 | 0
1983 | 6 | 25 | 0 | 0 | 0 | 0 | 0 | 0 | 0 | 0 | 0 | 0 | 0 | 0 | 0
1983 | 6 | 26 | 0 | 0 | 0 | 0 | 0 | 0 | 0 | 0 | 0 | 0 | 0 | 0 | 0
1983 | 6 | 27 | 0 | 0 | 0 | 0 | 0 | 0 | 0 | 0 | 0 | 0 | 0 | 0 | 0
1983 | 6 | 28 | 2.31 | 1 | 0.95 | 0 | 1 | 0.95 | 0 | 0 | 0 | 0 | 0 | 0 | 0
1983 | 6 | 29 | 0.13 | 0.13 | 0.08 | 0 | 0.13 | 0.08 | 0 | 0 | 0 | 0 | 0 | 0 | 0
1983 | 6 | 30 | 0 | 0 | 0 | 0 | 0 | 0 | 0 | 0 | 0 | 0 | 0 | 0 | 0
1983 | 7 | 1 | 0 | 0 | 0 | 0 | 0 | 0 | 0 | 0 | 0 | 0 | 0 | 0 | 0
1983 | 7 | 2 | 0 | 0 | 0 | 0 | 0 | 0 | 0 | 0 | 0 | 0 | 0 | 0 | 0
1983 | 7 | 3 | 0 | 0 | 0 | 0 | 0 | 0 | 0 | 0 | 0 | 0 | 0 | 0 | 0
1983 | 7 | 4 | 0.55 | 0.55 | 0.5 | 0 | 0.55 | 0.5 | 0 | 0 | 0 | 0 | 0 | 0 | 0
1983 | 7 | 5 | 0.03 | 0.03 | 0 | 0 | 0.03 | 0 | 0 | 0 | 0 | 0 | 0 | 0 | 0
1983 | 7 | 6 | 0 | 0 | 0 | 0 | 0 | 0 | 0 | 0 | 0 | 0 | 0 | 0 | 0
1983 | 7 | 7 | 0 | 0 | 0 | 0 | 0 | 0 | 0 | 0 | 0 | 0 | 0 | 0 | 0
1983 | 7 | 8 | 0 | 0 | 0 | 0 | 0 | 0 | 0 | 0 | 0 | 0 | 0 | 0 | 0
1983 | 7 | 9 | 0 | 0 | 0 | 0 | 0 | 0 | 0 | 0 | 0 | 0 | 0 | 0 | 0
1983 | 7 | 10 | 0 | 0 | 0 | 0 | 0 | 0 | 0 | 0 | 0 | 0 | 0 | 0 | 0
1983 | 7 | 11 | 0 | 0 | 0 | 0 | 0 | 0 | 0 | 0 | 0 | 0 | 0 | 0 | 0
1983 | 7 | 12 | 0 | 0 | 0 | 0 | 0 | 0 | 0 | 0 | 0 | 0 | 0 | 0 | 0
1983 | 7 | 13 | 0 | 0 | 0 | 0 | 0 | 0 | 0 | 0 | 0 | 0 | 0 | 0 | 0
1983 | 7 | 14 | 0 | 0 | 0 | 0 | 0 | 0 | 0 | 0 | 0 | 0 | 0 | 0 | 0
1983 | 7 | 15 | 0 | 0 | 0 | 0 | 0 | 0 | 0 | 0 | 0 | 0 | 0 | 0 | 0
1983 | 7 | 16 | 0 | 0 | 0 | 0 | 0 | 0 | 0 | 0 | 0 | 0 | 0 | 0 | 0
1983 | 7 | 17 | 0 | 0 | 0 | 0 | 0 | 0 | 0 | 0 | 0 | 0 | 0 | 0 | 0
1983 | 7 | 18 | 0 | 0 | 0 | 0 | 0 | 0 | 0 | 0 | 0 | 0 | 0 | 0 | 0
1983 | 7 | 19 | 0.06 | 0.06 | 0.01 | 0 | 0.06 | 0.01 | 0 | 0 | 0 | 0 | 0 | 0 | 0
1983 | 7 | 20 | 1.02 | 1 | 0.95 | 0 | 1 | 0.95 | 0 | 0 | 0 | 0 | 0 | 0 | 0
1983 | 7 | 21 | 0 | 0 | 0 | 0 | 0 | 0 | 0 | 0 | 0 | 0 | 0 | 0 | 0
1983 | 7 | 22 | 0 | 0 | 0 | 0 | 0 | 0 | 0 | 0 | 0 | 0 | 0 | 0 | 0
1983 | 7 | 23 | 0.12 | 0.12 | 0.07 | 0 | 0.12 | 0.07 | 0 | 0 | 0 | 0 | 0 | 0 | 0
1983 | 7 | 24 | 0 | 0 | 0 | 0 | 0 | 0 | 0 | 0 | 0 | 0 | 0 | 0 | 0
1983 | 7 | 25 | 0 | 0 | 0 | 0 | 0 | 0 | 0 | 0 | 0 | 0 | 0 | 0 | 0
1983 | 7 | 26 | 0 | 0 | 0 | 0 | 0 | 0 | 0 | 0 | 0 | 0 | 0 | 0 | 0
1983 | 7 | 27 | 0 | 0 | 0 | 0 | 0 | 0 | 0 | 0 | 0 | 0 | 0 | 0 | 0
1983 | 7 | 28 | 0 | 0 | 0 | 0 | 0 | 0 | 0 | 0 | 0 | 0 | 0 | 0 | 0
1983 | 7 | 29 | 0 | 0 | 0 | 0 | 0 | 0 | 0 | 0 | 0 | 0 | 0 | 0 | 0
1983 | 7 | 30 | 0 | 0 | 0 | 0 | 0 | 0 | 0 | 0 | 0 | 0 | 0 | 0 | 0
1983 | 7 | 31 | 0 | 0 | 0 | 0 | 0 | 0 | 0 | 0 | 0 | 0 | 0 | 0 | 0
1983 | 8 | 1 | 0.21 | 0.21 | 0.16 | 0 | 0.21 | 0.16 | 0 | 0 | 0 | 0 | 0 | 0 | 0
1983 | 8 | 2 | 0 | 0 | 0 | 0 | 0 | 0 | 0 | 0 | 0 | 0 | 0 | 0 | 0
1983 | 8 | 3 | 0 | 0 | 0 | 0 | 0 | 0 | 0 | 0 | 0 | 0 | 0 | 0 | 0
1983 | 8 | 4 | 0.04 | 0.04 | 0 | 0 | 0.04 | 0 | 0 | 0 | 0 | 0 | 0 | 0 | 0
1983 | 8 | 5 | 0.41 | 0.41 | 0.36 | 0 | 0.41 | 0.36 | 0 | 0 | 0 | 0 | 0 | 0 | 0
1983 | 8 | 6 | 0.17 | 0.17 | 0.12 | 0 | 0.17 | 0.12 | 0 | 0 | 0 | 0 | 0 | 0 | 0
1983 | 8 | 7 | 0.08 | 0.08 | 0.03 | 0 | 0.08 | 0.03 | 0 | 0 | 0 | 0 | 0 | 0 | 0
1983 | 8 | 8 | 0 | 0 | 0 | 0 | 0 | 0 | 0 | 0 | 0 | 0 | 0 | 0 | 0
1983 | 8 | 9 | 0 | 0 | 0 | 0 | 0 | 0 | 0 | 0 | 0 | 0 | 0 | 0 | 0
1983 | 8 | 10 | 0 | 0 | 0 | 0 | 0 | 0 | 0 | 0 | 0 | 0 | 0 | 0 | 0
1983 | 8 | 11 | 0.83 | 0.83 | 0.78 | 0 | 0.83 | 0.78 | 0 | 0 | 0 | 0 | 0 | 0 | 0
1983 | 8 | 12 | 0 | 0 | 0 | 0 | 0 | 0 | 0 | 0 | 0 | 0 | 0 | 0 | 0
1983 | 8 | 13 | 0 | 0 | 0 | 0 | 0 | 0 | 0 | 0 | 0 | 0 | 0 | 0 | 0
1983 | 8 | 14 | 0 | 0 | 0 | 0 | 0 | 0 | 0 | 0 | 0 | 0 | 0 | 0 | 0
1983 | 8 | 15 | 0 | 0 | 0 | 0 | 0 | 0 | 0 | 0 | 0 | 0 | 0 | 0 | 0
1983 | 8 | 16 | 0 | 0 | 0 | 0 | 0 | 0 | 0 | 0 | 0 | 0 | 0 | 0 | 0
1983 | 8 | 17 | 0 | 0 | 0 | 0 | 0 | 0 | 0 | 0 | 0 | 0 | 0 | 0 | 0
1983 | 8 | 18 | 0.11 | 0.11 | 0.06 | 0 | 0.11 | 0.06 | 0 | 0 | 0 | 0 | 0 | 0 | 0
1983 | 8 | 19 | 0 | 0 | 0 | 0 | 0 | 0 | 0 | 0 | 0 | 0 | 0 | 0 | 0
1983 | 8 | 20 | 0 | 0 | 0 | 0 | 0 | 0 | 0 | 0 | 0 | 0 | 0 | 0 | 0
1983 | 8 | 21 | 0 | 0 | 0 | 0 | 0 | 0 | 0 | 0 | 0 | 0 | 0 | 0 | 0
1983 | 8 | 22 | 0 | 0 | 0 | 0 | 0 | 0 | 0 | 0 | 0 | 0 | 0 | 0 | 0
1983 | 8 | 23 | 0.33 | 0.33 | 0.28 | 0 | 0.33 | 0.28 | 0 | 0 | 0 | 0 | 0 | 0 | 0
1983 | 8 | 24 | 0 | 0 | 0 | 0 | 0 | 0 | 0 | 0 | 0 | 0 | 0 | 0 | 0
1983 | 8 | 25 | 0 | 0 | 0 | 0 | 0 | 0 | 0 | 0 | 0 | 0 | 0 | 0 | 0
1983 | 8 | 26 | 0 | 0 | 0 | 0 | 0 | 0 | 0 | 0 | 0 | 0 | 0 | 0 | 0
1983 | 8 | 27 | 0 | 0 | 0 | 0 | 0 | 0 | 0 | 0 | 0 | 0 | 0 | 0 | 0
1983 | 8 | 28 | 0.93 | 0.93 | 0.88 | 0 | 0.93 | 0.88 | 0 | 0 | 0 | 0 | 0 | 0 | 0
1983 | 8 | 29 | 0 | 0 | 0 | 0 | 0 | 0 | 0 | 0 | 0 | 0 | 0 | 0 | 0
1983 | 8 | 30 | 0 | 0 | 0 | 0 | 0 | 0 | 0 | 0 | 0 | 0 | 0 | 0 | 0
1983 | 8 | 31 | 0 | 0 | 0 | 0 | 0 | 0 | 0 | 0 | 0 | 0 | 0 | 0 | 0
1983 | 9 | 1 | 0 | 0 | 0 | 0 | 0 | 0 | 0 | 0 | 0 | 0 | 0 | 0 | 0
1983 | 9 | 2 | 0 | 0 | 0 | 0 | 0 | 0 | 0 | 0 | 0 | 0 | 0 | 0 | 0
1983 | 9 | 3 | 0 | 0 | 0 | 0 | 0 | 0 | 0 | 0 | 0 | 0 | 0 | 0 | 0
1983 | 9 | 4 | 0 | 0 | 0 | 0 | 0 | 0 | 0 | 0 | 0 | 0 | 0 | 0 | 0
1983 | 9 | 5 | 0 | 0 | 0 | 0 | 0 | 0 | 0 | 0 | 0 | 0 | 0 | 0 | 0
1983 | 9 | 6 | 0 | 0 | 0 | 0 | 0 | 0 | 0 | 0 | 0 | 0 | 0 | 0 | 0
1983 | 9 | 7 | 0 | 0 | 0 | 0 | 0 | 0 | 0 | 0 | 0 | 0 | 0 | 0 | 0
1983 | 9 | 8 | 0 | 0 | 0 | 0 | 0 | 0 | 0 | 0 | 0 | 0 | 0 | 0 | 0
1983 | 9 | 9 | 0 | 0 | 0 | 0 | 0 | 0 | 0 | 0 | 0 | 0 | 0 | 0 | 0
1983 | 9 | 10 | 0 | 0 | 0 | 0 | 0 | 0 | 0 | 0 | 0 | 0 | 0 | 0 | 0
1983 | 9 | 11 | 0 | 0 | 0 | 0 | 0 | 0 | 0 | 0 | 0 | 0 | 0 | 0 | 0
1983 | 9 | 12 | 0.05 | 0.05 | 0 | 0 | 0.05 | 0 | 0 | 0 | 0 | 0 | 0 | 0 | 0
1983 | 9 | 13 | 1.27 | 1 | 0.95 | 0 | 1 | 0.95 | 0 | 0 | 0 | 0 | 0 | 0 | 0
1983 | 9 | 14 | 0 | 0 | 0 | 0 | 0 | 0 | 0 | 0 | 0 | 0 | 0 | 0 | 0
1983 | 9 | 15 | 0 | 0 | 0 | 0 | 0 | 0 | 0 | 0 | 0 | 0 | 0 | 0 | 0
1983 | 9 | 16 | 0 | 0 | 0 | 0 | 0 | 0 | 0 | 0 | 0 | 0 | 0 | 0 | 0
1983 | 9 | 17 | 0 | 0 | 0 | 0 | 0 | 0 | 0 | 0 | 0 | 0 | 0 | 0 | 0
1983 | 9 | 18 | 0 | 0 | 0 | 0 | 0 | 0 | 0 | 0 | 0 | 0 | 0 | 0 | 0
1983 | 9 | 19 | 0 | 0 | 0 | 0 | 0 | 0 | 0 | 0 | 0 | 0 | 0 | 0 | 0
1983 | 9 | 20 | 0 | 0 | 0 | 0 | 0 | 0 | 0 | 0 | 0 | 0 | 0 | 0 | 0
1983 | 9 | 21 | 1.02 | 1 | 0.95 | 0 | 1 | 0.95 | 0 | 0 | 0 | 0 | 0 | 0 | 0
1983 | 9 | 22 | 0 | 0 | 0 | 0 | 0 | 0 | 0 | 0 | 0 | 0 | 0 | 0 | 0
1983 | 9 | 23 | 0 | 0 | 0 | 0 | 0 | 0 | 0 | 0 | 0 | 0 | 0 | 0 | 0
1983 | 9 | 24 | 0 | 0 | 0 | 0 | 0 | 0 | 0 | 0 | 0 | 0 | 0 | 0 | 0
1983 | 9 | 25 | 0 | 0 | 0 | 0 | 0 | 0 | 0 | 0 | 0 | 0 | 0 | 0 | 0
1983 | 9 | 26 | 0 | 0 | 0 | 0 | 0 | 0 | 0 | 0 | 0 | 0 | 0 | 0 | 0
1983 | 9 | 27 | 0 | 0 | 0 | 0 | 0 | 0 | 0 | 0 | 0 | 0 | 0 | 0 | 0
1983 | 9 | 28 | 0 | 0 | 0 | 0 | 0 | 0 | 0 | 0 | 0 | 0 | 0 | 0 | 0
1983 | 9 | 29 | 0 | 0 | 0 | 0 | 0 | 0 | 0 | 0 | 0 | 0 | 0 | 0 | 0
1983 | 9 | 30 | 0.56 | 0.56 | 0.51 | 0 | 0.56 | 0.51 | 0 | 0 | 0 | 0 | 0 | 0 | 0
1983 | 10 | 1 | 0 | 0 | 0 | 0 | 0 | 0 | 0 | 0 | 0 | 0 | 0 | 0 | 0
1983 | 10 | 2 | 0 | 0 | 0 | 0 | 0 | 0 | 0 | 0 | 0 | 0 | 0 | 0 | 0
1983 | 10 | 3 | 0 | 0 | 0 | 0 | 0 | 0 | 0 | 0 | 0 | 0 | 0 | 0 | 0
1983 | 10 | 4 | 0 | 0 | 0 | 0 | 0 | 0 | 0 | 0 | 0 | 0 | 0 | 0 | 0
1983 | 10 | 5 | 0 | 0 | 0 | 0 | 0 | 0 | 0 | 0 | 0 | 0 | 0 | 0 | 0
1983 | 10 | 6 | 0 | 0 | 0 | 0 | 0 | 0 | 0 | 0 | 0 | 0 | 0 | 0 | 0
1983 | 10 | 7 | 0 | 0 | 0 | 0 | 0 | 0 | 0 | 0 | 0 | 0 | 0 | 0 | 0
1983 | 10 | 8 | 0 | 0 | 0 | 0 | 0 | 0 | 0 | 0 | 0 | 0 | 0 | 0 | 0
1983 | 10 | 9 | 0 | 0 | 0 | 0 | 0 | 0 | 0 | 0 | 0 | 0 | 0 | 0 | 0
1983 | 10 | 10 | 0 | 0 | 0 | 0 | 0 | 0 | 0 | 0 | 0 | 0 | 0 | 0 | 0
1983 | 10 | 11 | 0.3 | 0.3 | 0.25 | 0 | 0.3 | 0.25 | 0 | 0 | 0 | 0 | 0 | 0 | 0
1983 | 10 | 12 | 0.87 | 0.87 | 0.82 | 0 | 0.87 | 0.82 | 0 | 0 | 0 | 0 | 0 | 0 | 0
1983 | 10 | 13 | 0.63 | 0.63 | 0.58 | 0 | 0.63 | 0.58 | 0 | 0 | 0 | 0 | 0 | 0 | 0
1983 | 10 | 14 | 0 | 0 | 0 | 0 | 0 | 0 | 0 | 0 | 0 | 0 | 0 | 0 | 0
1983 | 10 | 15 | 0 | 0 | 0 | 0 | 0 | 0 | 0 | 0 | 0 | 0 | 0 | 0 | 0
1983 | 10 | 16 | 0 | 0 | 0 | 0 | 0 | 0 | 0 | 0 | 0 | 0 | 0 | 0 | 0
1983 | 10 | 17 | 0 | 0 | 0 | 0 | 0 | 0 | 0 | 0 | 0 | 0 | 0 | 0 | 0
1983 | 10 | 18 | 0 | 0 | 0 | 0 | 0 | 0 | 0 | 0 | 0 | 0 | 0 | 0 | 0
1983 | 10 | 19 | 0.15 | 0.15 | 0.1 | 0 | 0.15 | 0.1 | 0 | 0 | 0 | 0 | 0 | 0 | 0
1983 | 10 | 20 | 0.25 | 0.25 | 0.2 | 0 | 0.25 | 0.2 | 0 | 0 | 0 | 0 | 0 | 0 | 0
1983 | 10 | 21 | 0.16 | 0.16 | 0.11 | 0 | 0.16 | 0.11 | 0 | 0 | 0 | 0 | 0 | 0 | 0
1983 | 10 | 22 | 0.27 | 0.27 | 0.22 | 0 | 0.27 | 0.22 | 0 | 0 | 0 | 0 | 0 | 0 | 0
1983 | 10 | 23 | 1.81 | 1 | 0.95 | 0 | 1 | 0.95 | 0 | 0 | 0 | 0 | 0 | 0 | 0
1983 | 10 | 24 | 0.09 | 0.09 | 0.04 | 0 | 0.09 | 0.04 | 0 | 0 | 0 | 0 | 0 | 0 | 0
1983 | 10 | 25 | 0.34 | 0.34 | 0.29 | 0 | 0.34 | 0.29 | 0 | 0 | 0 | 0 | 0 | 0 | 0
1983 | 10 | 26 | 0 | 0 | 0 | 0 | 0 | 0 | 0 | 0 | 0 | 0 | 0 | 0 | 0
1983 | 10 | 27 | 0 | 0 | 0 | 0 | 0 | 0 | 0 | 0 | 0 | 0 | 0 | 0 | 0
1983 | 10 | 28 | 0 | 0 | 0 | 0 | 0 | 0 | 0 | 0 | 0 | 0 | 0 | 0 | 0
1983 | 10 | 29 | 0 | 0 | 0 | 0 | 0 | 0 | 0 | 0 | 0 | 0 | 0 | 0 | 0
1983 | 10 | 30 | 0 | 0 | 0 | 0 | 0 | 0 | 0 | 0 | 0 | 0 | 0 | 0 | 0
1983 | 10 | 31 | 0 | 0 | 0 | 0 | 0 | 0 | 0 | 0 | 0 | 0 | 0 | 0 | 0
1983 | 11 | 1 | 0 | 0 | 0 | 0 | 0 | 0 | 0 | 0 | 0 | 0 | 0 | 0 | 0
1983 | 11 | 2 | 0 | 0 | 0 | 0 | 0 | 0 | 0 | 0 | 0 | 0 | 0 | 0 | 0
1983 | 11 | 3 | 0.18 | 0.18 | 0.13 | 0 | 0.18 | 0.13 | 0 | 0 | 0 | 0 | 0 | 0 | 0
1983 | 11 | 4 | 0.04 | 0.04 | 0 | 0 | 0.04 | 0 | 0 | 0 | 0 | 0 | 0 | 0 | 0
1983 | 11 | 5 | 0.01 | 0.01 | 0 | 0 | 0.01 | 0 | 0 | 0 | 0 | 0 | 0 | 0 | 0
1983 | 11 | 6 | 0 | 0 | 0 | 0 | 0 | 0 | 0 | 0 | 0 | 0 | 0 | 0 | 0
1983 | 11 | 7 | 0 | 0 | 0 | 0 | 0 | 0 | 0 | 0 | 0 | 0 | 0 | 0 | 0
1983 | 11 | 8 | 0 | 0 | 0 | 0 | 0 | 0 | 0 | 0 | 0 | 0 | 0 | 0 | 0
1983 | 11 | 9 | 0 | 0 | 0 | 0 | 0 | 0 | 0 | 0 | 0 | 0 | 0 | 0 | 0
1983 | 11 | 10 | 1 | 1 | 0.95 | 0 | 1 | 0.95 | 0 | 0 | 0 | 0 | 0 | 0 | 0
1983 | 11 | 11 | 0.24 | 0.24 | 0.19 | 0 | 0.24 | 0.19 | 0 | 0 | 0 | 0 | 0 | 0 | 0
1983 | 11 | 12 | 0 | 0 | 0 | 0 | 0 | 0 | 0 | 0 | 0 | 0 | 0 | 0 | 0
1983 | 11 | 13 | 0 | 0 | 0 | 0 | 0 | 0 | 0 | 0 | 0 | 0 | 0 | 0 | 0
1983 | 11 | 14 | 0 | 0 | 0 | 0 | 0 | 0 | 0 | 0 | 0 | 0 | 0 | 0 | 0
1983 | 11 | 15 | 0.66 | 0.66 | 0.61 | 0 | 0.66 | 0.61 | 0 | 0 | 0 | 0 | 0 | 0 | 0
1983 | 11 | 16 | 0.03 | 0.03 | 0 | 0 | 0.03 | 0 | 0 | 0 | 0 | 0 | 0 | 0 | 0
1983 | 11 | 17 | 0 | 0 | 0 | 0 | 0 | 0 | 0 | 0 | 0 | 0 | 0 | 0 | 0
1983 | 11 | 18 | 0 | 0 | 0 | 0 | 0 | 0 | 0 | 0 | 0 | 0 | 0 | 0 | 0
1983 | 11 | 19 | 0 | 0 | 0 | 0 | 0 | 0 | 0 | 0 | 0 | 0 | 0 | 0 | 0
1983 | 11 | 20 | 0.97 | 0.97 | 0.92 | 0 | 0.97 | 0.92 | 0 | 0 | 0 | 0 | 0 | 0 | 0
1983 | 11 | 21 | 0 | 0 | 0 | 0 | 0 | 0 | 0 | 0 | 0 | 0 | 0 | 0 | 0
1983 | 11 | 22 | 0 | 0 | 0 | 0 | 0 | 0 | 0 | 0 | 0 | 0 | 0 | 0 | 0
1983 | 11 | 23 | 0 | 0 | 0 | 0 | 0 | 0 | 0 | 0 | 0 | 0 | 0 | 0 | 0
1983 | 11 | 24 | 0.67 | 0.67 | 0.62 | 0 | 0.67 | 0.62 | 0 | 0 | 0 | 0 | 0 | 0 | 0
1983 | 11 | 25 | 1.02 | 1 | 0.95 | 0 | 1 | 0.95 | 0 | 0 | 0 | 0 | 0 | 0 | 0
1983 | 11 | 26 | 0 | 0 | 0 | 0 | 0 | 0 | 0 | 0 | 0 | 0 | 0 | 0 | 0
1983 | 11 | 27 | 0 | 0 | 0 | 0 | 0 | 0 | 0 | 0 | 0 | 0 | 0 | 0 | 0
1983 | 11 | 28 | 0.27 | 0.27 | 0.22 | 0 | 0.27 | 0.22 | 0 | 0 | 0 | 0 | 0 | 0 | 0
1983 | 11 | 29 | 0 | 0 | 0 | 0 | 0 | 0 | 0 | 0 | 0 | 0 | 0 | 0 | 0
1983 | 11 | 30 | 0 | 0 | 0 | 0 | 0 | 0 | 0 | 0 | 0 | 0 | 0 | 0 | 0
1983 | 12 | 1 | 0 | 0 | 0 | 0 | 0 | 0 | 0 | 0 | 0 | 0 | 0 | 0 | 0
1983 | 12 | 2 | 0.02 | 0.02 | 0 | 0 | 0.02 | 0 | 0 | 0 | 0 | 0 | 0 | 0 | 0
1983 | 12 | 3 | 0.02 | 0.02 | 0 | 0 | 0.02 | 0 | 0 | 0 | 0 | 0 | 0 | 0 | 0
1983 | 12 | 4 | 1.17 | 1 | 0.95 | 0 | 1 | 0.95 | 0 | 0 | 0 | 0 | 0 | 0 | 0
1983 | 12 | 5 | 0 | 0 | 0 | 0 | 0 | 0 | 0 | 0 | 0 | 0 | 0 | 0 | 0
1983 | 12 | 6 | 0.67 | 0.67 | 0.62 | 0 | 0.67 | 0.62 | 0 | 0 | 0 | 0 | 0 | 0 | 0
1983 | 12 | 7 | 0 | 0 | 0 | 0 | 0 | 0 | 0 | 0 | 0 | 0 | 0 | 0 | 0
1983 | 12 | 8 | 0 | 0 | 0 | 0 | 0 | 0 | 0 | 0 | 0 | 0 | 0 | 0 | 0
1983 | 12 | 9 | 0.01 | 0.01 | 0 | 0 | 0.01 | 0 | 0 | 0 | 0 | 0 | 0 | 0 | 0
1983 | 12 | 10 | 0 | 0 | 0 | 0 | 0 | 0 | 0 | 0 | 0 | 0 | 0 | 0 | 0
1983 | 12 | 11 | 0 | 0 | 0 | 0 | 0 | 0 | 0 | 0 | 0 | 0 | 0 | 0 | 0
1983 | 12 | 12 | 0.73 | 0.73 | 0.68 | 0 | 0.73 | 0.68 | 0 | 0 | 0 | 0 | 0 | 0 | 0
1983 | 12 | 13 | 1.16 | 1 | 0.95 | 0 | 1 | 0.95 | 0 | 0 | 0 | 0 | 0 | 0 | 0
1983 | 12 | 14 | 0 | 0 | 0 | 0 | 0 | 0 | 0 | 0 | 0 | 0 | 0 | 0 | 0
1983 | 12 | 15 | 0 | 0 | 0 | 0 | 0 | 0 | 0 | 0 | 0 | 0 | 0 | 0 | 0
1983 | 12 | 16 | 0 | 0 | 0 | 0 | 0 | 0 | 0 | 0 | 0 | 0 | 0 | 0 | 0
1983 | 12 | 17 | 0 | 0 | 0 | 0 | 0 | 0 | 0 | 0 | 0 | 0 | 0 | 0 | 0
1983 | 12 | 18 | 0 | 0 | 0 | 0 | 0 | 0 | 0 | 0 | 0 | 0 | 0 | 0 | 0
1983 | 12 | 19 | 0 | 0 | 0 | 0 | 0 | 0 | 0 | 0 | 0 | 0 | 0 | 0 | 0
1983 | 12 | 20 | 0 | 0 | 0 | 0 | 0 | 0 | 0 | 0 | 0 | 0 | 0 | 0 | 0
1983 | 12 | 21 | 0.02 | 0.02 | 0 | 0 | 0.02 | 0 | 0 | 0 | 0 | 0 | 0 | 0 | 0
1983 | 12 | 22 | 1.16 | 1 | 0.95 | 0 | 1 | 0.95 | 0 | 0 | 0 | 0 | 0 | 0 | 0
1983 | 12 | 23 | 0 | 0 | 0 | 0 | 0 | 0 | 0 | 0 | 0 | 0 | 0 | 0 | 0
1983 | 12 | 24 | 0 | 0 | 0 | 0 | 0 | 0 | 0 | 0 | 0 | 0 | 0 | 0 | 0
1983 | 12 | 25 | 0 | 0 | 0 | 0 | 0 | 0 | 0 | 0 | 0 | 0 | 0 | 0 | 0
1983 | 12 | 26 | 0 | 0 | 0 | 0 | 0 | 0 | 0 | 0 | 0 | 0 | 0 | 0 | 0
1983 | 12 | 27 | 0 | 0 | 0 | 0 | 0 | 0 | 0 | 0 | 0 | 0 | 0 | 0 | 0
1983 | 12 | 28 | 0.95 | 0.95 | 0.9 | 0 | 0.95 | 0.9 | 0 | 0 | 0 | 0 | 0 | 0 | 0
1983 | 12 | 29 | 0 | 0 | 0 | 0 | 0 | 0 | 0 | 0 | 0 | 0 | 0 | 0 | 0
1983 | 12 | 30 | 0 | 0 | 0 | 0 | 0 | 0 | 0 | 0 | 0 | 0 | 0 | 0 | 0
1983 | 12 | 31 | 0 | 0 | 0 | 0 | 0 | 0 | 0 | 0 | 0 | 0 | 0 | 0 | 0
1984 | 1 | 1 | 0 | 0 | 0 | 0 | 0 | 0 | 0 | 0 | 0 | 0 | 0 | 0 | 0
1984 | 1 | 2 | 0 | 0 | 0 | 0 | 0 | 0 | 0 | 0 | 0 | 0 | 0 | 0 | 0
1984 | 1 | 3 | 0 | 0 | 0 | 0 | 0 | 0 | 0 | 0 | 0 | 0 | 0 | 0 | 0
1984 | 1 | 4 | 0 | 0 | 0 | 0 | 0 | 0 | 0 | 0 | 0 | 0 | 0 | 0 | 0
1984 | 1 | 5 | 0 | 0 | 0 | 0 | 0 | 0 | 0 | 0 | 0 | 0 | 0 | 0 | 0
1984 | 1 | 6 | 0 | 0 | 0 | 0 | 0 | 0 | 0 | 0 | 0 | 0 | 0 | 0 | 0
1984 | 1 | 7 | 0 | 0 | 0 | 0 | 0 | 0 | 0 | 0 | 0 | 0 | 0 | 0 | 0
1984 | 1 | 8 | 0 | 0 | 0 | 0 | 0 | 0 | 0 | 0 | 0 | 0 | 0 | 0 | 0
1984 | 1 | 9 | 0 | 0 | 0 | 0 | 0 | 0 | 0 | 0 | 0 | 0 | 0 | 0 | 0
1984 | 1 | 10 | 0.77 | 0.77 | 0.72 | 0 | 0.77 | 0.72 | 0 | 0 | 0 | 0 | 0 | 0 | 0
1984 | 1 | 11 | 0.02 | 0.02 | 0 | 0 | 0.02 | 0 | 0 | 0 | 0 | 0 | 0 | 0 | 0
1984 | 1 | 12 | 0 | 0 | 0 | 0 | 0 | 0 | 0 | 0 | 0 | 0 | 0 | 0 | 0
1984 | 1 | 13 | 0.02 | 0.02 | 0 | 0 | 0.02 | 0 | 0 | 0 | 0 | 0 | 0 | 0 | 0
1984 | 1 | 14 | 0 | 0 | 0 | 0 | 0 | 0 | 0 | 0 | 0 | 0 | 0 | 0 | 0
1984 | 1 | 15 | 0 | 0 | 0 | 0 | 0 | 0 | 0 | 0 | 0 | 0 | 0 | 0 | 0
1984 | 1 | 16 | 0.09 | 0.09 | 0.04 | 0 | 0.09 | 0.04 | 0 | 0 | 0 | 0 | 0 | 0 | 0
1984 | 1 | 17 | 0 | 0 | 0 | 0 | 0 | 0 | 0 | 0 | 0 | 0 | 0 | 0 | 0
1984 | 1 | 18 | 0.51 | 0.51 | 0.46 | 0 | 0.51 | 0.46 | 0 | 0 | 0 | 0 | 0 | 0 | 0
1984 | 1 | 19 | 0.04 | 0.04 | 0 | 0 | 0.04 | 0 | 0 | 0 | 0 | 0 | 0 | 0 | 0
1984 | 1 | 20 | 0 | 0 | 0 | 0 | 0 | 0 | 0 | 0 | 0 | 0 | 0 | 0 | 0
1984 | 1 | 21 | 0 | 0 | 0 | 0 | 0 | 0 | 0 | 0 | 0 | 0 | 0 | 0 | 0
1984 | 1 | 22 | 0 | 0 | 0 | 0 | 0 | 0 | 0 | 0 | 0 | 0 | 0 | 0 | 0
1984 | 1 | 23 | 0 | 0 | 0 | 0 | 0 | 0 | 0 | 0 | 0 | 0 | 0 | 0 | 0
1984 | 1 | 24 | 0.22 | 0.22 | 0.17 | 0 | 0.22 | 0.17 | 0 | 0 | 0 | 0 | 0 | 0 | 0
1984 | 1 | 25 | 0 | 0 | 0 | 0 | 0 | 0 | 0 | 0 | 0 | 0 | 0 | 0 | 0
1984 | 1 | 26 | 0 | 0 | 0 | 0 | 0 | 0 | 0 | 0 | 0 | 0 | 0 | 0 | 0
1984 | 1 | 27 | 0 | 0 | 0 | 0 | 0 | 0 | 0 | 0 | 0 | 0 | 0 | 0 | 0
1984 | 1 | 28 | 0 | 0 | 0 | 0 | 0 | 0 | 0 | 0 | 0 | 0 | 0 | 0 | 0
1984 | 1 | 29 | 0 | 0 | 0 | 0 | 0 | 0 | 0 | 0 | 0 | 0 | 0 | 0 | 0
1984 | 1 | 30 | 0.04 | 0.04 | 0 | 0 | 0.04 | 0 | 0 | 0 | 0 | 0 | 0 | 0 | 0
1984 | 1 | 31 | 0 | 0 | 0 | 0 | 0 | 0 | 0 | 0 | 0 | 0 | 0 | 0 | 0
1984 | 2 | 1 | 0 | 0 | 0 | 0 | 0 | 0 | 0 | 0 | 0 | 0 | 0 | 0 | 0
1984 | 2 | 2 | 0 | 0 | 0 | 0 | 0 | 0 | 0 | 0 | 0 | 0 | 0 | 0 | 0
1984 | 2 | 3 | 0.25 | 0.25 | 0.2 | 0 | 0.25 | 0.2 | 0 | 0 | 0 | 0 | 0 | 0 | 0
1984 | 2 | 4 | 0 | 0 | 0 | 0 | 0 | 0 | 0 | 0 | 0 | 0 | 0 | 0 | 0
1984 | 2 | 5 | 0.27 | 0.27 | 0.22 | 0 | 0.27 | 0.22 | 0 | 0 | 0 | 0 | 0 | 0 | 0
1984 | 2 | 6 | 0 | 0 | 0 | 0 | 0 | 0 | 0 | 0 | 0 | 0 | 0 | 0 | 0
1984 | 2 | 7 | 0 | 0 | 0 | 0 | 0 | 0 | 0 | 0 | 0 | 0 | 0 | 0 | 0
1984 | 2 | 8 | 0 | 0 | 0 | 0 | 0 | 0 | 0 | 0 | 0 | 0 | 0 | 0 | 0
1984 | 2 | 9 | 0 | 0 | 0 | 0 | 0 | 0 | 0 | 0 | 0 | 0 | 0 | 0 | 0
1984 | 2 | 10 | 0 | 0 | 0 | 0 | 0 | 0 | 0 | 0 | 0 | 0 | 0 | 0 | 0
1984 | 2 | 11 | 0.01 | 0.01 | 0 | 0 | 0.01 | 0 | 0 | 0 | 0 | 0 | 0 | 0 | 0
1984 | 2 | 12 | 0 | 0 | 0 | 0 | 0 | 0 | 0 | 0 | 0 | 0 | 0 | 0 | 0
1984 | 2 | 13 | 0.02 | 0.02 | 0 | 0 | 0.02 | 0 | 0 | 0 | 0 | 0 | 0 | 0 | 0
1984 | 2 | 14 | 0.93 | 0.93 | 0.88 | 0 | 0.93 | 0.88 | 0 | 0 | 0 | 0 | 0 | 0 | 0
1984 | 2 | 15 | 0.46 | 0.46 | 0.41 | 0 | 0.46 | 0.41 | 0 | 0 | 0 | 0 | 0 | 0 | 0
1984 | 2 | 16 | 0 | 0 | 0 | 0 | 0 | 0 | 0 | 0 | 0 | 0 | 0 | 0 | 0
1984 | 2 | 17 | 0.09 | 0.09 | 0.04 | 0 | 0.09 | 0.04 | 0 | 0 | 0 | 0 | 0 | 0 | 0
1984 | 2 | 18 | 0 | 0 | 0 | 0 | 0 | 0 | 0 | 0 | 0 | 0 | 0 | 0 | 0
1984 | 2 | 19 | 0 | 0 | 0 | 0 | 0 | 0 | 0 | 0 | 0 | 0 | 0 | 0 | 0
1984 | 2 | 20 | 0 | 0 | 0 | 0 | 0 | 0 | 0 | 0 | 0 | 0 | 0 | 0 | 0
1984 | 2 | 21 | 0 | 0 | 0 | 0 | 0 | 0 | 0 | 0 | 0 | 0 | 0 | 0 | 0
1984 | 2 | 22 | 0 | 0 | 0 | 0 | 0 | 0 | 0 | 0 | 0 | 0 | 0 | 0 | 0
1984 | 2 | 23 | 0.51 | 0.51 | 0.46 | 0 | 0.51 | 0.46 | 0 | 0 | 0 | 0 | 0 | 0 | 0
1984 | 2 | 24 | 0.22 | 0.22 | 0.17 | 0 | 0.22 | 0.17 | 0 | 0 | 0 | 0 | 0 | 0 | 0
1984 | 2 | 25 | 0.04 | 0.04 | 0 | 0 | 0.04 | 0 | 0 | 0 | 0 | 0 | 0 | 0 | 0
1984 | 2 | 26 | 0 | 0 | 0 | 0 | 0 | 0 | 0 | 0 | 0 | 0 | 0 | 0 | 0
1984 | 2 | 27 | 0.13 | 0.13 | 0.08 | 0 | 0.13 | 0.08 | 0 | 0 | 0 | 0 | 0 | 0 | 0
1984 | 2 | 28 | 0.5 | 0.5 | 0.45 | 0 | 0.5 | 0.45 | 0 | 0 | 0 | 0 | 0 | 0 | 0
1984 | 2 | 29 | 0 | 0 | 0 | 0 | 0 | 0 | 0 | 0 | 0 | 0 | 0 | 0 | 0
1984 | 3 | 1 | 0 | 0 | 0 | 0 | 0 | 0 | 0 | 0 | 0 | 0 | 0 | 0 | 0
1984 | 3 | 2 | 0 | 0 | 0 | 0 | 0 | 0 | 0 | 0 | 0 | 0 | 0 | 0 | 0
1984 | 3 | 3 | 0 | 0 | 0 | 0 | 0 | 0 | 0 | 0 | 0 | 0 | 0 | 0 | 0
1984 | 3 | 4 | 0 | 0 | 0 | 0 | 0 | 0 | 0 | 0 | 0 | 0 | 0 | 0 | 0
1984 | 3 | 5 | 0.36 | 0.36 | 0.31 | 0 | 0.36 | 0.31 | 0 | 0 | 0 | 0 | 0 | 0 | 0
1984 | 3 | 6 | 0.07 | 0.07 | 0.02 | 0 | 0.07 | 0.02 | 0 | 0 | 0 | 0 | 0 | 0 | 0
1984 | 3 | 7 | 0 | 0 | 0 | 0 | 0 | 0 | 0 | 0 | 0 | 0 | 0 | 0 | 0
1984 | 3 | 8 | 0.26 | 0.26 | 0.21 | 0 | 0.26 | 0.21 | 0 | 0 | 0 | 0 | 0 | 0 | 0
1984 | 3 | 9 | 0 | 0 | 0 | 0 | 0 | 0 | 0 | 0 | 0 | 0 | 0 | 0 | 0
1984 | 3 | 10 | 0 | 0 | 0 | 0 | 0 | 0 | 0 | 0 | 0 | 0 | 0 | 0 | 0
1984 | 3 | 11 | 0 | 0 | 0 | 0 | 0 | 0 | 0 | 0 | 0 | 0 | 0 | 0 | 0
1984 | 3 | 12 | 0 | 0 | 0 | 0 | 0 | 0 | 0 | 0 | 0 | 0 | 0 | 0 | 0
1984 | 3 | 13 | 0.72 | 0.72 | 0.67 | 0 | 0.72 | 0.67 | 0 | 0 | 0 | 0 | 0 | 0 | 0
1984 | 3 | 14 | 0 | 0 | 0 | 0 | 0 | 0 | 0 | 0 | 0 | 0 | 0 | 0 | 0
1984 | 3 | 15 | 0 | 0 | 0 | 0 | 0 | 0 | 0 | 0 | 0 | 0 | 0 | 0 | 0
1984 | 3 | 16 | 0 | 0 | 0 | 0 | 0 | 0 | 0 | 0 | 0 | 0 | 0 | 0 | 0
1984 | 3 | 17 | 0 | 0 | 0 | 0 | 0 | 0 | 0 | 0 | 0 | 0 | 0 | 0 | 0
1984 | 3 | 18 | 0 | 0 | 0 | 0 | 0 | 0 | 0 | 0 | 0 | 0 | 0 | 0 | 0
1984 | 3 | 19 | 0 | 0 | 0 | 0 | 0 | 0 | 0 | 0 | 0 | 0 | 0 | 0 | 0
1984 | 3 | 20 | 0 | 0 | 0 | 0 | 0 | 0 | 0 | 0 | 0 | 0 | 0 | 0 | 0
1984 | 3 | 21 | 0.61 | 0.61 | 0.56 | 0 | 0.61 | 0.56 | 0 | 0 | 0 | 0 | 0 | 0 | 0
1984 | 3 | 22 | 0 | 0 | 0 | 0 | 0 | 0 | 0 | 0 | 0 | 0 | 0 | 0 | 0
1984 | 3 | 23 | 0 | 0 | 0 | 0 | 0 | 0 | 0 | 0 | 0 | 0 | 0 | 0 | 0
1984 | 3 | 24 | 0 | 0 | 0 | 0 | 0 | 0 | 0 | 0 | 0 | 0 | 0 | 0 | 0
1984 | 3 | 25 | 0.89 | 0.89 | 0.84 | 0 | 0.89 | 0.84 | 0 | 0 | 0 | 0 | 0 | 0 | 0
1984 | 3 | 26 | 0.69 | 0.69 | 0.64 | 0 | 0.69 | 0.64 | 0 | 0 | 0 | 0 | 0 | 0 | 0
1984 | 3 | 27 | 0.01 | 0.01 | 0 | 0 | 0.01 | 0 | 0 | 0 | 0 | 0 | 0 | 0 | 0
1984 | 3 | 28 | 1.3 | 1 | 0.95 | 0 | 1 | 0.95 | 0 | 0 | 0 | 0 | 0 | 0 | 0
1984 | 3 | 29 | 1.23 | 1 | 0.95 | 0 | 1 | 0.95 | 0 | 0 | 0 | 0 | 0 | 0 | 0
1984 | 3 | 30 | 0 | 0 | 0 | 0 | 0 | 0 | 0 | 0 | 0 | 0 | 0 | 0 | 0
1984 | 3 | 31 | 0 | 0 | 0 | 0 | 0 | 0 | 0 | 0 | 0 | 0 | 0 | 0 | 0
1984 | 4 | 1 | 0 | 0 | 0 | 0 | 0 | 0 | 0 | 0 | 0 | 0 | 0 | 0 | 0
1984 | 4 | 2 | 0 | 0 | 0 | 0 | 0 | 0 | 0 | 0 | 0 | 0 | 0 | 0 | 0
1984 | 4 | 3 | 0 | 0 | 0 | 0 | 0 | 0 | 0 | 0 | 0 | 0 | 0 | 0 | 0
1984 | 4 | 4 | 0.97 | 0.97 | 0.92 | 0 | 0.97 | 0.92 | 0 | 0 | 0 | 0 | 0 | 0 | 0
1984 | 4 | 5 | 0.26 | 0.26 | 0.21 | 0 | 0.26 | 0.21 | 0 | 0 | 0 | 0 | 0 | 0 | 0
1984 | 4 | 6 | 0 | 0 | 0 | 0 | 0 | 0 | 0 | 0 | 0 | 0 | 0 | 0 | 0
1984 | 4 | 7 | 0 | 0 | 0 | 0 | 0 | 0 | 0 | 0 | 0 | 0 | 0 | 0 | 0
1984 | 4 | 8 | 0 | 0 | 0 | 0 | 0 | 0 | 0 | 0 | 0 | 0 | 0 | 0 | 0
1984 | 4 | 9 | 0 | 0 | 0 | 0 | 0 | 0 | 0 | 0 | 0 | 0 | 0 | 0 | 0
1984 | 4 | 10 | 0 | 0 | 0 | 0 | 0 | 0 | 0 | 0 | 0 | 0 | 0 | 0 | 0
1984 | 4 | 11 | 0 | 0 | 0 | 0 | 0 | 0 | 0 | 0 | 0 | 0 | 0 | 0 | 0
1984 | 4 | 12 | 0 | 0 | 0 | 0 | 0 | 0 | 0 | 0 | 0 | 0 | 0 | 0 | 0
1984 | 4 | 13 | 0.42 | 0.42 | 0.37 | 0 | 0.42 | 0.37 | 0 | 0 | 0 | 0 | 0 | 0 | 0
1984 | 4 | 14 | 0.25 | 0.25 | 0.2 | 0 | 0.25 | 0.2 | 0 | 0 | 0 | 0 | 0 | 0 | 0
1984 | 4 | 15 | 0.3 | 0.3 | 0.25 | 0 | 0.3 | 0.25 | 0 | 0 | 0 | 0 | 0 | 0 | 0
1984 | 4 | 16 | 0.25 | 0.25 | 0.2 | 0 | 0.25 | 0.2 | 0 | 0 | 0 | 0 | 0 | 0 | 0
1984 | 4 | 17 | 0.01 | 0.01 | 0 | 0 | 0.01 | 0 | 0 | 0 | 0 | 0 | 0 | 0 | 0
1984 | 4 | 18 | 0.02 | 0.02 | 0 | 0 | 0.02 | 0 | 0 | 0 | 0 | 0 | 0 | 0 | 0
1984 | 4 | 19 | 0 | 0 | 0 | 0 | 0 | 0 | 0 | 0 | 0 | 0 | 0 | 0 | 0
1984 | 4 | 20 | 0 | 0 | 0 | 0 | 0 | 0 | 0 | 0 | 0 | 0 | 0 | 0 | 0
1984 | 4 | 21 | 0 | 0 | 0 | 0 | 0 | 0 | 0 | 0 | 0 | 0 | 0 | 0 | 0
1984 | 4 | 22 | 0.4 | 0.4 | 0.35 | 0 | 0.4 | 0.35 | 0 | 0 | 0 | 0 | 0 | 0 | 0
1984 | 4 | 23 | 0.29 | 0.29 | 0.24 | 0 | 0.29 | 0.24 | 0 | 0 | 0 | 0 | 0 | 0 | 0
1984 | 4 | 24 | 0.03 | 0.03 | 0 | 0 | 0.03 | 0 | 0 | 0 | 0 | 0 | 0 | 0 | 0
1984 | 4 | 25 | 0 | 0 | 0 | 0 | 0 | 0 | 0 | 0 | 0 | 0 | 0 | 0 | 0
1984 | 4 | 26 | 0 | 0 | 0 | 0 | 0 | 0 | 0 | 0 | 0 | 0 | 0 | 0 | 0
1984 | 4 | 27 | 0 | 0 | 0 | 0 | 0 | 0 | 0 | 0 | 0 | 0 | 0 | 0 | 0
1984 | 4 | 28 | 0.31 | 0.31 | 0.26 | 0 | 0.31 | 0.26 | 0 | 0 | 0 | 0 | 0 | 0 | 0
1984 | 4 | 29 | 0.16 | 0.16 | 0.11 | 0 | 0.16 | 0.11 | 0 | 0 | 0 | 0 | 0 | 0 | 0
1984 | 4 | 30 | 0.04 | 0.04 | 0 | 0 | 0.04 | 0 | 0 | 0 | 0 | 0 | 0 | 0 | 0
1984 | 5 | 1 | 0 | 0 | 0 | 0 | 0 | 0 | 0 | 0 | 0 | 0 | 0 | 0 | 0
1984 | 5 | 2 | 0 | 0 | 0 | 0 | 0 | 0 | 0 | 0 | 0 | 0 | 0 | 0 | 0
1984 | 5 | 3 | 0.89 | 0.89 | 0.84 | 0 | 0.89 | 0.84 | 0 | 0 | 0 | 0 | 0 | 0 | 0
1984 | 5 | 4 | 0.08 | 0.08 | 0.03 | 0 | 0.08 | 0.03 | 0 | 0 | 0 | 0 | 0 | 0 | 0
1984 | 5 | 5 | 0 | 0 | 0 | 0 | 0 | 0 | 0 | 0 | 0 | 0 | 0 | 0 | 0
1984 | 5 | 6 | 0.16 | 0.16 | 0.11 | 0 | 0.16 | 0.11 | 0 | 0 | 0 | 0 | 0 | 0 | 0
1984 | 5 | 7 | 0.06 | 0.06 | 0.01 | 0 | 0.06 | 0.01 | 0 | 0 | 0 | 0 | 0 | 0 | 0
1984 | 5 | 8 | 0.61 | 0.61 | 0.56 | 0 | 0.61 | 0.56 | 0 | 0 | 0 | 0 | 0 | 0 | 0
1984 | 5 | 9 | 0 | 0 | 0 | 0 | 0 | 0 | 0 | 0 | 0 | 0 | 0 | 0 | 0
1984 | 5 | 10 | 0 | 0 | 0 | 0 | 0 | 0 | 0 | 0 | 0 | 0 | 0 | 0 | 0
1984 | 5 | 11 | 0 | 0 | 0 | 0 | 0 | 0 | 0 | 0 | 0 | 0 | 0 | 0 | 0
1984 | 5 | 12 | 0 | 0 | 0 | 0 | 0 | 0 | 0 | 0 | 0 | 0 | 0 | 0 | 0
1984 | 5 | 13 | 0 | 0 | 0 | 0 | 0 | 0 | 0 | 0 | 0 | 0 | 0 | 0 | 0
1984 | 5 | 14 | 0 | 0 | 0 | 0 | 0 | 0 | 0 | 0 | 0 | 0 | 0 | 0 | 0
1984 | 5 | 15 | 0 | 0 | 0 | 0 | 0 | 0 | 0 | 0 | 0 | 0 | 0 | 0 | 0
1984 | 5 | 16 | 0 | 0 | 0 | 0 | 0 | 0 | 0 | 0 | 0 | 0 | 0 | 0 | 0
1984 | 5 | 17 | 0 | 0 | 0 | 0 | 0 | 0 | 0 | 0 | 0 | 0 | 0 | 0 | 0
1984 | 5 | 18 | 0 | 0 | 0 | 0 | 0 | 0 | 0 | 0 | 0 | 0 | 0 | 0 | 0
1984 | 5 | 19 | 0.01 | 0.01 | 0 | 0 | 0.01 | 0 | 0 | 0 | 0 | 0 | 0 | 0 | 0
1984 | 5 | 20 | 0 | 0 | 0 | 0 | 0 | 0 | 0 | 0 | 0 | 0 | 0 | 0 | 0
1984 | 5 | 21 | 0 | 0 | 0 | 0 | 0 | 0 | 0 | 0 | 0 | 0 | 0 | 0 | 0
1984 | 5 | 22 | 0 | 0 | 0 | 0 | 0 | 0 | 0 | 0 | 0 | 0 | 0 | 0 | 0
1984 | 5 | 23 | 0.88 | 0.88 | 0.83 | 0 | 0.88 | 0.83 | 0 | 0 | 0 | 0 | 0 | 0 | 0
1984 | 5 | 24 | 0 | 0 | 0 | 0 | 0 | 0 | 0 | 0 | 0 | 0 | 0 | 0 | 0
1984 | 5 | 25 | 0 | 0 | 0 | 0 | 0 | 0 | 0 | 0 | 0 | 0 | 0 | 0 | 0
1984 | 5 | 26 | 0.44 | 0.44 | 0.39 | 0 | 0.44 | 0.39 | 0 | 0 | 0 | 0 | 0 | 0 | 0
1984 | 5 | 27 | 0.02 | 0.02 | 0 | 0 | 0.02 | 0 | 0 | 0 | 0 | 0 | 0 | 0 | 0
1984 | 5 | 28 | 0.02 | 0.02 | 0 | 0 | 0.02 | 0 | 0 | 0 | 0 | 0 | 0 | 0 | 0
1984 | 5 | 29 | 0.38 | 0.38 | 0.33 | 0 | 0.38 | 0.33 | 0 | 0 | 0 | 0 | 0 | 0 | 0
1984 | 5 | 30 | 0.25 | 0.25 | 0.2 | 0 | 0.25 | 0.2 | 0 | 0 | 0 | 0 | 0 | 0 | 0
1984 | 5 | 31 | 0 | 0 | 0 | 0 | 0 | 0 | 0 | 0 | 0 | 0 | 0 | 0 | 0
1984 | 6 | 1 | 0 | 0 | 0 | 0 | 0 | 0 | 0 | 0 | 0 | 0 | 0 | 0 | 0
1984 | 6 | 2 | 0 | 0 | 0 | 0 | 0 | 0 | 0 | 0 | 0 | 0 | 0 | 0 | 0
1984 | 6 | 3 | 0 | 0 | 0 | 0 | 0 | 0 | 0 | 0 | 0 | 0 | 0 | 0 | 0
1984 | 6 | 4 | 0 | 0 | 0 | 0 | 0 | 0 | 0 | 0 | 0 | 0 | 0 | 0 | 0
1984 | 6 | 5 | 0 | 0 | 0 | 0 | 0 | 0 | 0 | 0 | 0 | 0 | 0 | 0 | 0
1984 | 6 | 6 | 0 | 0 | 0 | 0 | 0 | 0 | 0 | 0 | 0 | 0 | 0 | 0 | 0
1984 | 6 | 7 | 0 | 0 | 0 | 0 | 0 | 0 | 0 | 0 | 0 | 0 | 0 | 0 | 0
1984 | 6 | 8 | 0 | 0 | 0 | 0 | 0 | 0 | 0 | 0 | 0 | 0 | 0 | 0 | 0
1984 | 6 | 9 | 0 | 0 | 0 | 0 | 0 | 0 | 0 | 0 | 0 | 0 | 0 | 0 | 0
1984 | 6 | 10 | 0 | 0 | 0 | 0 | 0 | 0 | 0 | 0 | 0 | 0 | 0 | 0 | 0
1984 | 6 | 11 | 0 | 0 | 0 | 0 | 0 | 0 | 0 | 0 | 0 | 0 | 0 | 0 | 0
1984 | 6 | 12 | 0 | 0 | 0 | 0 | 0 | 0 | 0 | 0 | 0 | 0 | 0 | 0 | 0
1984 | 6 | 13 | 0 | 0 | 0 | 0 | 0 | 0 | 0 | 0 | 0 | 0 | 0 | 0 | 0
1984 | 6 | 14 | 0.05 | 0.05 | 0 | 0 | 0.05 | 0 | 0 | 0 | 0 | 0 | 0 | 0 | 0
1984 | 6 | 15 | 0 | 0 | 0 | 0 | 0 | 0 | 0 | 0 | 0 | 0 | 0 | 0 | 0
1984 | 6 | 16 | 0.04 | 0.04 | 0 | 0 | 0.04 | 0 | 0 | 0 | 0 | 0 | 0 | 0 | 0
1984 | 6 | 17 | 0.01 | 0.01 | 0 | 0 | 0.01 | 0 | 0 | 0 | 0 | 0 | 0 | 0 | 0
1984 | 6 | 18 | 0.28 | 0.28 | 0.23 | 0 | 0.28 | 0.23 | 0 | 0 | 0 | 0 | 0 | 0 | 0
1984 | 6 | 19 | 0 | 0 | 0 | 0 | 0 | 0 | 0 | 0 | 0 | 0 | 0 | 0 | 0
1984 | 6 | 20 | 0 | 0 | 0 | 0 | 0 | 0 | 0 | 0 | 0 | 0 | 0 | 0 | 0
1984 | 6 | 21 | 0 | 0 | 0 | 0 | 0 | 0 | 0 | 0 | 0 | 0 | 0 | 0 | 0
1984 | 6 | 22 | 0 | 0 | 0 | 0 | 0 | 0 | 0 | 0 | 0 | 0 | 0 | 0 | 0
1984 | 6 | 23 | 0 | 0 | 0 | 0 | 0 | 0 | 0 | 0 | 0 | 0 | 0 | 0 | 0
1984 | 6 | 24 | 0.06 | 0.06 | 0.01 | 0 | 0.06 | 0.01 | 0 | 0 | 0 | 0 | 0 | 0 | 0
1984 | 6 | 25 | 0 | 0 | 0 | 0 | 0 | 0 | 0 | 0 | 0 | 0 | 0 | 0 | 0
1984 | 6 | 26 | 0 | 0 | 0 | 0 | 0 | 0 | 0 | 0 | 0 | 0 | 0 | 0 | 0
1984 | 6 | 27 | 0 | 0 | 0 | 0 | 0 | 0 | 0 | 0 | 0 | 0 | 0 | 0 | 0
1984 | 6 | 28 | 0.03 | 0.03 | 0 | 0 | 0.03 | 0 | 0 | 0 | 0 | 0 | 0 | 0 | 0
1984 | 6 | 29 | 0.31 | 0.31 | 0.26 | 0 | 0.31 | 0.26 | 0 | 0 | 0 | 0 | 0 | 0 | 0
1984 | 6 | 30 | 1.23 | 1 | 0.95 | 0 | 1 | 0.95 | 0 | 0 | 0 | 0 | 0 | 0 | 0
1984 | 7 | 1 | 0.55 | 0.55 | 0.5 | 0 | 0.55 | 0.5 | 0 | 0 | 0 | 0 | 0 | 0 | 0
1984 | 7 | 2 | 0.24 | 0.24 | 0.19 | 0 | 0.24 | 0.19 | 0 | 0 | 0 | 0 | 0 | 0 | 0
1984 | 7 | 3 | 0 | 0 | 0 | 0 | 0 | 0 | 0 | 0 | 0 | 0 | 0 | 0 | 0
1984 | 7 | 4 | 0 | 0 | 0 | 0 | 0 | 0 | 0 | 0 | 0 | 0 | 0 | 0 | 0
1984 | 7 | 5 | 0.37 | 0.37 | 0.32 | 0 | 0.37 | 0.32 | 0 | 0 | 0 | 0 | 0 | 0 | 0
1984 | 7 | 6 | 0.5 | 0.5 | 0.45 | 0 | 0.5 | 0.45 | 0 | 0 | 0 | 0 | 0 | 0 | 0
1984 | 7 | 7 | 0.08 | 0.08 | 0.03 | 0 | 0.08 | 0.03 | 0 | 0 | 0 | 0 | 0 | 0 | 0
1984 | 7 | 8 | 0 | 0 | 0 | 0 | 0 | 0 | 0 | 0 | 0 | 0 | 0 | 0 | 0
1984 | 7 | 9 | 0 | 0 | 0 | 0 | 0 | 0 | 0 | 0 | 0 | 0 | 0 | 0 | 0
1984 | 7 | 10 | 0.11 | 0.11 | 0.06 | 0 | 0.11 | 0.06 | 0 | 0 | 0 | 0 | 0 | 0 | 0
1984 | 7 | 11 | 0.06 | 0.06 | 0.01 | 0 | 0.06 | 0.01 | 0 | 0 | 0 | 0 | 0 | 0 | 0
1984 | 7 | 12 | 0 | 0 | 0 | 0 | 0 | 0 | 0 | 0 | 0 | 0 | 0 | 0 | 0
1984 | 7 | 13 | 0 | 0 | 0 | 0 | 0 | 0 | 0 | 0 | 0 | 0 | 0 | 0 | 0
1984 | 7 | 14 | 0 | 0 | 0 | 0 | 0 | 0 | 0 | 0 | 0 | 0 | 0 | 0 | 0
1984 | 7 | 15 | 0 | 0 | 0 | 0 | 0 | 0 | 0 | 0 | 0 | 0 | 0 | 0 | 0
1984 | 7 | 16 | 0.04 | 0.04 | 0 | 0 | 0.04 | 0 | 0 | 0 | 0 | 0 | 0 | 0 | 0
1984 | 7 | 17 | 0 | 0 | 0 | 0 | 0 | 0 | 0 | 0 | 0 | 0 | 0 | 0 | 0
1984 | 7 | 18 | 0.68 | 0.68 | 0.63 | 0 | 0.68 | 0.63 | 0 | 0 | 0 | 0 | 0 | 0 | 0
1984 | 7 | 19 | 0 | 0 | 0 | 0 | 0 | 0 | 0 | 0 | 0 | 0 | 0 | 0 | 0
1984 | 7 | 20 | 0 | 0 | 0 | 0 | 0 | 0 | 0 | 0 | 0 | 0 | 0 | 0 | 0
1984 | 7 | 21 | 1.15 | 1 | 0.95 | 0 | 1 | 0.95 | 0 | 0 | 0 | 0 | 0 | 0 | 0
1984 | 7 | 22 | 0.17 | 0.17 | 0.12 | 0 | 0.17 | 0.12 | 0 | 0 | 0 | 0 | 0 | 0 | 0
1984 | 7 | 23 | 0 | 0 | 0 | 0 | 0 | 0 | 0 | 0 | 0 | 0 | 0 | 0 | 0
1984 | 7 | 24 | 0 | 0 | 0 | 0 | 0 | 0 | 0 | 0 | 0 | 0 | 0 | 0 | 0
1984 | 7 | 25 | 0 | 0 | 0 | 0 | 0 | 0 | 0 | 0 | 0 | 0 | 0 | 0 | 0
1984 | 7 | 26 | 0.11 | 0.11 | 0.06 | 0 | 0.11 | 0.06 | 0 | 0 | 0 | 0 | 0 | 0 | 0
1984 | 7 | 27 | 0.02 | 0.02 | 0 | 0 | 0.02 | 0 | 0 | 0 | 0 | 0 | 0 | 0 | 0
1984 | 7 | 28 | 0 | 0 | 0 | 0 | 0 | 0 | 0 | 0 | 0 | 0 | 0 | 0 | 0
1984 | 7 | 29 | 0 | 0 | 0 | 0 | 0 | 0 | 0 | 0 | 0 | 0 | 0 | 0 | 0
1984 | 7 | 30 | 0.01 | 0.01 | 0 | 0 | 0.01 | 0 | 0 | 0 | 0 | 0 | 0 | 0 | 0
1984 | 7 | 31 | 0 | 0 | 0 | 0 | 0 | 0 | 0 | 0 | 0 | 0 | 0 | 0 | 0
1984 | 8 | 1 | 0.06 | 0.06 | 0.01 | 0 | 0.06 | 0.01 | 0 | 0 | 0 | 0 | 0 | 0 | 0
1984 | 8 | 2 | 0.22 | 0.22 | 0.17 | 0 | 0.22 | 0.17 | 0 | 0 | 0 | 0 | 0 | 0 | 0
1984 | 8 | 3 | 0.29 | 0.29 | 0.24 | 0 | 0.29 | 0.24 | 0 | 0 | 0 | 0 | 0 | 0 | 0
1984 | 8 | 4 | 0.02 | 0.02 | 0 | 0 | 0.02 | 0 | 0 | 0 | 0 | 0 | 0 | 0 | 0
1984 | 8 | 5 | 0 | 0 | 0 | 0 | 0 | 0 | 0 | 0 | 0 | 0 | 0 | 0 | 0
1984 | 8 | 6 | 0 | 0 | 0 | 0 | 0 | 0 | 0 | 0 | 0 | 0 | 0 | 0 | 0
1984 | 8 | 7 | 0.07 | 0.07 | 0.02 | 0 | 0.07 | 0.02 | 0 | 0 | 0 | 0 | 0 | 0 | 0
1984 | 8 | 8 | 0 | 0 | 0 | 0 | 0 | 0 | 0 | 0 | 0 | 0 | 0 | 0 | 0
1984 | 8 | 9 | 0.01 | 0.01 | 0 | 0 | 0.01 | 0 | 0 | 0 | 0 | 0 | 0 | 0 | 0
1984 | 8 | 10 | 0.03 | 0.03 | 0 | 0 | 0.03 | 0 | 0 | 0 | 0 | 0 | 0 | 0 | 0
1984 | 8 | 11 | 0 | 0 | 0 | 0 | 0 | 0 | 0 | 0 | 0 | 0 | 0 | 0 | 0
1984 | 8 | 12 | 0.19 | 0.19 | 0.14 | 0 | 0.19 | 0.14 | 0 | 0 | 0 | 0 | 0 | 0 | 0
1984 | 8 | 13 | 0.57 | 0.57 | 0.52 | 0 | 0.57 | 0.52 | 0 | 0 | 0 | 0 | 0 | 0 | 0
1984 | 8 | 14 | 0.13 | 0.13 | 0.08 | 0 | 0.13 | 0.08 | 0 | 0 | 0 | 0 | 0 | 0 | 0
1984 | 8 | 15 | 0 | 0 | 0 | 0 | 0 | 0 | 0 | 0 | 0 | 0 | 0 | 0 | 0
1984 | 8 | 16 | 0 | 0 | 0 | 0 | 0 | 0 | 0 | 0 | 0 | 0 | 0 | 0 | 0
1984 | 8 | 17 | 0 | 0 | 0 | 0 | 0 | 0 | 0 | 0 | 0 | 0 | 0 | 0 | 0
1984 | 8 | 18 | 0 | 0 | 0 | 0 | 0 | 0 | 0 | 0 | 0 | 0 | 0 | 0 | 0
1984 | 8 | 19 | 0.71 | 0.71 | 0.66 | 0 | 0.71 | 0.66 | 0 | 0 | 0 | 0 | 0 | 0 | 0
1984 | 8 | 20 | 0 | 0 | 0 | 0 | 0 | 0 | 0 | 0 | 0 | 0 | 0 | 0 | 0
1984 | 8 | 21 | 0 | 0 | 0 | 0 | 0 | 0 | 0 | 0 | 0 | 0 | 0 | 0 | 0
1984 | 8 | 22 | 0 | 0 | 0 | 0 | 0 | 0 | 0 | 0 | 0 | 0 | 0 | 0 | 0
1984 | 8 | 23 | 0 | 0 | 0 | 0 | 0 | 0 | 0 | 0 | 0 | 0 | 0 | 0 | 0
1984 | 8 | 24 | 0 | 0 | 0 | 0 | 0 | 0 | 0 | 0 | 0 | 0 | 0 | 0 | 0
1984 | 8 | 25 | 0 | 0 | 0 | 0 | 0 | 0 | 0 | 0 | 0 | 0 | 0 | 0 | 0
1984 | 8 | 26 | 0 | 0 | 0 | 0 | 0 | 0 | 0 | 0 | 0 | 0 | 0 | 0 | 0
1984 | 8 | 27 | 0 | 0 | 0 | 0 | 0 | 0 | 0 | 0 | 0 | 0 | 0 | 0 | 0
1984 | 8 | 28 | 0 | 0 | 0 | 0 | 0 | 0 | 0 | 0 | 0 | 0 | 0 | 0 | 0
1984 | 8 | 29 | 0 | 0 | 0 | 0 | 0 | 0 | 0 | 0 | 0 | 0 | 0 | 0 | 0
1984 | 8 | 30 | 0 | 0 | 0 | 0 | 0 | 0 | 0 | 0 | 0 | 0 | 0 | 0 | 0
1984 | 8 | 31 | 0 | 0 | 0 | 0 | 0 | 0 | 0 | 0 | 0 | 0 | 0 | 0 | 0
1984 | 9 | 1 | 0 | 0 | 0 | 0 | 0 | 0 | 0 | 0 | 0 | 0 | 0 | 0 | 0
1984 | 9 | 2 | 0 | 0 | 0 | 0 | 0 | 0 | 0 | 0 | 0 | 0 | 0 | 0 | 0
1984 | 9 | 3 | 0.73 | 0.73 | 0.68 | 0 | 0.73 | 0.68 | 0 | 0 | 0 | 0 | 0 | 0 | 0
1984 | 9 | 4 | 0.06 | 0.06 | 0.01 | 0 | 0.06 | 0.01 | 0 | 0 | 0 | 0 | 0 | 0 | 0
1984 | 9 | 5 | 0 | 0 | 0 | 0 | 0 | 0 | 0 | 0 | 0 | 0 | 0 | 0 | 0
1984 | 9 | 6 | 0 | 0 | 0 | 0 | 0 | 0 | 0 | 0 | 0 | 0 | 0 | 0 | 0
1984 | 9 | 7 | 0 | 0 | 0 | 0 | 0 | 0 | 0 | 0 | 0 | 0 | 0 | 0 | 0
1984 | 9 | 8 | 0 | 0 | 0 | 0 | 0 | 0 | 0 | 0 | 0 | 0 | 0 | 0 | 0
1984 | 9 | 9 | 0 | 0 | 0 | 0 | 0 | 0 | 0 | 0 | 0 | 0 | 0 | 0 | 0
1984 | 9 | 10 | 0.01 | 0.01 | 0 | 0 | 0.01 | 0 | 0 | 0 | 0 | 0 | 0 | 0 | 0
1984 | 9 | 11 | 0 | 0 | 0 | 0 | 0 | 0 | 0 | 0 | 0 | 0 | 0 | 0 | 0
1984 | 9 | 12 | 0 | 0 | 0 | 0 | 0 | 0 | 0 | 0 | 0 | 0 | 0 | 0 | 0
1984 | 9 | 13 | 0 | 0 | 0 | 0 | 0 | 0 | 0 | 0 | 0 | 0 | 0 | 0 | 0
1984 | 9 | 14 | 0.63 | 0.63 | 0.58 | 0 | 0.63 | 0.58 | 0 | 0 | 0 | 0 | 0 | 0 | 0
1984 | 9 | 15 | 0.03 | 0.03 | 0 | 0 | 0.03 | 0 | 0 | 0 | 0 | 0 | 0 | 0 | 0
1984 | 9 | 16 | 0 | 0 | 0 | 0 | 0 | 0 | 0 | 0 | 0 | 0 | 0 | 0 | 0
1984 | 9 | 17 | 0 | 0 | 0 | 0 | 0 | 0 | 0 | 0 | 0 | 0 | 0 | 0 | 0
1984 | 9 | 18 | 0 | 0 | 0 | 0 | 0 | 0 | 0 | 0 | 0 | 0 | 0 | 0 | 0
1984 | 9 | 19 | 0 | 0 | 0 | 0 | 0 | 0 | 0 | 0 | 0 | 0 | 0 | 0 | 0
1984 | 9 | 20 | 0 | 0 | 0 | 0 | 0 | 0 | 0 | 0 | 0 | 0 | 0 | 0 | 0
1984 | 9 | 21 | 0 | 0 | 0 | 0 | 0 | 0 | 0 | 0 | 0 | 0 | 0 | 0 | 0
1984 | 9 | 22 | 0 | 0 | 0 | 0 | 0 | 0 | 0 | 0 | 0 | 0 | 0 | 0 | 0
1984 | 9 | 23 | 0 | 0 | 0 | 0 | 0 | 0 | 0 | 0 | 0 | 0 | 0 | 0 | 0
1984 | 9 | 24 | 0 | 0 | 0 | 0 | 0 | 0 | 0 | 0 | 0 | 0 | 0 | 0 | 0
1984 | 9 | 25 | 0 | 0 | 0 | 0 | 0 | 0 | 0 | 0 | 0 | 0 | 0 | 0 | 0
1984 | 9 | 26 | 0 | 0 | 0 | 0 | 0 | 0 | 0 | 0 | 0 | 0 | 0 | 0 | 0
1984 | 9 | 27 | 0.24 | 0.24 | 0.19 | 0 | 0.24 | 0.19 | 0 | 0 | 0 | 0 | 0 | 0 | 0
1984 | 9 | 28 | 0.48 | 0.48 | 0.43 | 0 | 0.48 | 0.43 | 0 | 0 | 0 | 0 | 0 | 0 | 0
1984 | 9 | 29 | 0.02 | 0.02 | 0 | 0 | 0.02 | 0 | 0 | 0 | 0 | 0 | 0 | 0 | 0
1984 | 9 | 30 | 0.31 | 0.31 | 0.26 | 0 | 0.31 | 0.26 | 0 | 0 | 0 | 0 | 0 | 0 | 0
1984 | 10 | 1 | 1.28 | 1 | 0.95 | 0 | 1 | 0.95 | 0 | 0 | 0 | 0 | 0 | 0 | 0
1984 | 10 | 2 | 0 | 0 | 0 | 0 | 0 | 0 | 0 | 0 | 0 | 0 | 0 | 0 | 0
1984 | 10 | 3 | 0 | 0 | 0 | 0 | 0 | 0 | 0 | 0 | 0 | 0 | 0 | 0 | 0
1984 | 10 | 4 | 0 | 0 | 0 | 0 | 0 | 0 | 0 | 0 | 0 | 0 | 0 | 0 | 0
1984 | 10 | 5 | 0 | 0 | 0 | 0 | 0 | 0 | 0 | 0 | 0 | 0 | 0 | 0 | 0
1984 | 10 | 6 | 0 | 0 | 0 | 0 | 0 | 0 | 0 | 0 | 0 | 0 | 0 | 0 | 0
1984 | 10 | 7 | 0 | 0 | 0 | 0 | 0 | 0 | 0 | 0 | 0 | 0 | 0 | 0 | 0
1984 | 10 | 8 | 0 | 0 | 0 | 0 | 0 | 0 | 0 | 0 | 0 | 0 | 0 | 0 | 0
1984 | 10 | 9 | 0 | 0 | 0 | 0 | 0 | 0 | 0 | 0 | 0 | 0 | 0 | 0 | 0
1984 | 10 | 10 | 0 | 0 | 0 | 0 | 0 | 0 | 0 | 0 | 0 | 0 | 0 | 0 | 0
1984 | 10 | 11 | 0 | 0 | 0 | 0 | 0 | 0 | 0 | 0 | 0 | 0 | 0 | 0 | 0
1984 | 10 | 12 | 0 | 0 | 0 | 0 | 0 | 0 | 0 | 0 | 0 | 0 | 0 | 0 | 0
1984 | 10 | 13 | 0 | 0 | 0 | 0 | 0 | 0 | 0 | 0 | 0 | 0 | 0 | 0 | 0
1984 | 10 | 14 | 0 | 0 | 0 | 0 | 0 | 0 | 0 | 0 | 0 | 0 | 0 | 0 | 0
1984 | 10 | 15 | 0 | 0 | 0 | 0 | 0 | 0 | 0 | 0 | 0 | 0 | 0 | 0 | 0
1984 | 10 | 16 | 0.1 | 0.1 | 0.05 | 0 | 0.1 | 0.05 | 0 | 0 | 0 | 0 | 0 | 0 | 0
1984 | 10 | 17 | 0 | 0 | 0 | 0 | 0 | 0 | 0 | 0 | 0 | 0 | 0 | 0 | 0
1984 | 10 | 18 | 0 | 0 | 0 | 0 | 0 | 0 | 0 | 0 | 0 | 0 | 0 | 0 | 0
1984 | 10 | 19 | 0 | 0 | 0 | 0 | 0 | 0 | 0 | 0 | 0 | 0 | 0 | 0 | 0
1984 | 10 | 20 | 0 | 0 | 0 | 0 | 0 | 0 | 0 | 0 | 0 | 0 | 0 | 0 | 0
1984 | 10 | 21 | 0 | 0 | 0 | 0 | 0 | 0 | 0 | 0 | 0 | 0 | 0 | 0 | 0
1984 | 10 | 22 | 0.04 | 0.04 | 0 | 0 | 0.04 | 0 | 0 | 0 | 0 | 0 | 0 | 0 | 0
1984 | 10 | 23 | 0.7 | 0.7 | 0.65 | 0 | 0.7 | 0.65 | 0 | 0 | 0 | 0 | 0 | 0 | 0
1984 | 10 | 24 | 0.28 | 0.28 | 0.23 | 0 | 0.28 | 0.23 | 0 | 0 | 0 | 0 | 0 | 0 | 0
1984 | 10 | 25 | 0 | 0 | 0 | 0 | 0 | 0 | 0 | 0 | 0 | 0 | 0 | 0 | 0
1984 | 10 | 26 | 0 | 0 | 0 | 0 | 0 | 0 | 0 | 0 | 0 | 0 | 0 | 0 | 0
1984 | 10 | 27 | 0 | 0 | 0 | 0 | 0 | 0 | 0 | 0 | 0 | 0 | 0 | 0 | 0
1984 | 10 | 28 | 0.75 | 0.75 | 0.7 | 0 | 0.75 | 0.7 | 0 | 0 | 0 | 0 | 0 | 0 | 0
1984 | 10 | 29 | 0.03 | 0.03 | 0 | 0 | 0.03 | 0 | 0 | 0 | 0 | 0 | 0 | 0 | 0
1984 | 10 | 30 | 0 | 0 | 0 | 0 | 0 | 0 | 0 | 0 | 0 | 0 | 0 | 0 | 0
1984 | 10 | 31 | 0 | 0 | 0 | 0 | 0 | 0 | 0 | 0 | 0 | 0 | 0 | 0 | 0
1984 | 11 | 1 | 0 | 0 | 0 | 0 | 0 | 0 | 0 | 0 | 0 | 0 | 0 | 0 | 0
1984 | 11 | 2 | 0 | 0 | 0 | 0 | 0 | 0 | 0 | 0 | 0 | 0 | 0 | 0 | 0
1984 | 11 | 3 | 0 | 0 | 0 | 0 | 0 | 0 | 0 | 0 | 0 | 0 | 0 | 0 | 0
1984 | 11 | 4 | 0.47 | 0.47 | 0.42 | 0 | 0.47 | 0.42 | 0 | 0 | 0 | 0 | 0 | 0 | 0
1984 | 11 | 5 | 0.45 | 0.45 | 0.4 | 0 | 0.45 | 0.4 | 0 | 0 | 0 | 0 | 0 | 0 | 0
1984 | 11 | 6 | 0 | 0 | 0 | 0 | 0 | 0 | 0 | 0 | 0 | 0 | 0 | 0 | 0
1984 | 11 | 7 | 0 | 0 | 0 | 0 | 0 | 0 | 0 | 0 | 0 | 0 | 0 | 0 | 0
1984 | 11 | 8 | 0 | 0 | 0 | 0 | 0 | 0 | 0 | 0 | 0 | 0 | 0 | 0 | 0
1984 | 11 | 9 | 0 | 0 | 0 | 0 | 0 | 0 | 0 | 0 | 0 | 0 | 0 | 0 | 0
1984 | 11 | 10 | 0 | 0 | 0 | 0 | 0 | 0 | 0 | 0 | 0 | 0 | 0 | 0 | 0
1984 | 11 | 11 | 0.18 | 0.18 | 0.13 | 0 | 0.18 | 0.13 | 0 | 0 | 0 | 0 | 0 | 0 | 0
1984 | 11 | 12 | 0 | 0 | 0 | 0 | 0 | 0 | 0 | 0 | 0 | 0 | 0 | 0 | 0
1984 | 11 | 13 | 0 | 0 | 0 | 0 | 0 | 0 | 0 | 0 | 0 | 0 | 0 | 0 | 0
1984 | 11 | 14 | 0 | 0 | 0 | 0 | 0 | 0 | 0 | 0 | 0 | 0 | 0 | 0 | 0
1984 | 11 | 15 | 0 | 0 | 0 | 0 | 0 | 0 | 0 | 0 | 0 | 0 | 0 | 0 | 0
1984 | 11 | 16 | 0 | 0 | 0 | 0 | 0 | 0 | 0 | 0 | 0 | 0 | 0 | 0 | 0
1984 | 11 | 17 | 0 | 0 | 0 | 0 | 0 | 0 | 0 | 0 | 0 | 0 | 0 | 0 | 0
1984 | 11 | 18 | 0.42 | 0.42 | 0.37 | 0 | 0.42 | 0.37 | 0 | 0 | 0 | 0 | 0 | 0 | 0
1984 | 11 | 19 | 0.44 | 0.44 | 0.39 | 0 | 0.44 | 0.39 | 0 | 0 | 0 | 0 | 0 | 0 | 0
1984 | 11 | 20 | 0 | 0 | 0 | 0 | 0 | 0 | 0 | 0 | 0 | 0 | 0 | 0 | 0
1984 | 11 | 21 | 0 | 0 | 0 | 0 | 0 | 0 | 0 | 0 | 0 | 0 | 0 | 0 | 0
1984 | 11 | 22 | 0 | 0 | 0 | 0 | 0 | 0 | 0 | 0 | 0 | 0 | 0 | 0 | 0
1984 | 11 | 23 | 0 | 0 | 0 | 0 | 0 | 0 | 0 | 0 | 0 | 0 | 0 | 0 | 0
1984 | 11 | 24 | 0 | 0 | 0 | 0 | 0 | 0 | 0 | 0 | 0 | 0 | 0 | 0 | 0
1984 | 11 | 25 | 0 | 0 | 0 | 0 | 0 | 0 | 0 | 0 | 0 | 0 | 0 | 0 | 0
1984 | 11 | 26 | 0 | 0 | 0 | 0 | 0 | 0 | 0 | 0 | 0 | 0 | 0 | 0 | 0
1984 | 11 | 27 | 0 | 0 | 0 | 0 | 0 | 0 | 0 | 0 | 0 | 0 | 0 | 0 | 0
1984 | 11 | 28 | 1.7 | 1 | 0.95 | 0 | 1 | 0.95 | 0 | 0 | 0 | 0 | 0 | 0 | 0
1984 | 11 | 29 | 0 | 0 | 0 | 0 | 0 | 0 | 0 | 0 | 0 | 0 | 0 | 0 | 0
1984 | 11 | 30 | 0 | 0 | 0 | 0 | 0 | 0 | 0 | 0 | 0 | 0 | 0 | 0 | 0
1984 | 12 | 1 | 0 | 0 | 0 | 0 | 0 | 0 | 0 | 0 | 0 | 0 | 0 | 0 | 0
1984 | 12 | 2 | 0.06 | 0.06 | 0.01 | 0 | 0.06 | 0.01 | 0 | 0 | 0 | 0 | 0 | 0 | 0
1984 | 12 | 3 | 0.06 | 0.06 | 0.01 | 0 | 0.06 | 0.01 | 0 | 0 | 0 | 0 | 0 | 0 | 0
1984 | 12 | 4 | 0 | 0 | 0 | 0 | 0 | 0 | 0 | 0 | 0 | 0 | 0 | 0 | 0
1984 | 12 | 5 | 0.72 | 0.72 | 0.67 | 0 | 0.72 | 0.67 | 0 | 0 | 0 | 0 | 0 | 0 | 0
1984 | 12 | 6 | 0.14 | 0.14 | 0.09 | 0 | 0.14 | 0.09 | 0 | 0 | 0 | 0 | 0 | 0 | 0
1984 | 12 | 7 | 0 | 0 | 0 | 0 | 0 | 0 | 0 | 0 | 0 | 0 | 0 | 0 | 0
1984 | 12 | 8 | 0 | 0 | 0 | 0 | 0 | 0 | 0 | 0 | 0 | 0 | 0 | 0 | 0
1984 | 12 | 9 | 0 | 0 | 0 | 0 | 0 | 0 | 0 | 0 | 0 | 0 | 0 | 0 | 0
1984 | 12 | 10 | 0 | 0 | 0 | 0 | 0 | 0 | 0 | 0 | 0 | 0 | 0 | 0 | 0
1984 | 12 | 11 | 0 | 0 | 0 | 0 | 0 | 0 | 0 | 0 | 0 | 0 | 0 | 0 | 0
1984 | 12 | 12 | 0 | 0 | 0 | 0 | 0 | 0 | 0 | 0 | 0 | 0 | 0 | 0 | 0
1984 | 12 | 13 | 0 | 0 | 0 | 0 | 0 | 0 | 0 | 0 | 0 | 0 | 0 | 0 | 0
1984 | 12 | 14 | 0 | 0 | 0 | 0 | 0 | 0 | 0 | 0 | 0 | 0 | 0 | 0 | 0
1984 | 12 | 15 | 0 | 0 | 0 | 0 | 0 | 0 | 0 | 0 | 0 | 0 | 0 | 0 | 0
1984 | 12 | 16 | 0 | 0 | 0 | 0 | 0 | 0 | 0 | 0 | 0 | 0 | 0 | 0 | 0
1984 | 12 | 17 | 0 | 0 | 0 | 0 | 0 | 0 | 0 | 0 | 0 | 0 | 0 | 0 | 0
1984 | 12 | 18 | 0 | 0 | 0 | 0 | 0 | 0 | 0 | 0 | 0 | 0 | 0 | 0 | 0
1984 | 12 | 19 | 0 | 0 | 0 | 0 | 0 | 0 | 0 | 0 | 0 | 0 | 0 | 0 | 0
1984 | 12 | 20 | 0 | 0 | 0 | 0 | 0 | 0 | 0 | 0 | 0 | 0 | 0 | 0 | 0
1984 | 12 | 21 | 0.15 | 0.15 | 0.1 | 0 | 0.15 | 0.1 | 0 | 0 | 0 | 0 | 0 | 0 | 0
1984 | 12 | 22 | 0.01 | 0.01 | 0 | 0 | 0.01 | 0 | 0 | 0 | 0 | 0 | 0 | 0 | 0
1984 | 12 | 23 | 0 | 0 | 0 | 0 | 0 | 0 | 0 | 0 | 0 | 0 | 0 | 0 | 0
1984 | 12 | 24 | 0.02 | 0.02 | 0 | 0 | 0.02 | 0 | 0 | 0 | 0 | 0 | 0 | 0 | 0
1984 | 12 | 25 | 0 | 0 | 0 | 0 | 0 | 0 | 0 | 0 | 0 | 0 | 0 | 0 | 0
1984 | 12 | 26 | 0 | 0 | 0 | 0 | 0 | 0 | 0 | 0 | 0 | 0 | 0 | 0 | 0
1984 | 12 | 27 | 0 | 0 | 0 | 0 | 0 | 0 | 0 | 0 | 0 | 0 | 0 | 0 | 0
1984 | 12 | 28 | 0 | 0 | 0 | 0 | 0 | 0 | 0 | 0 | 0 | 0 | 0 | 0 | 0
1984 | 12 | 29 | 0 | 0 | 0 | 0 | 0 | 0 | 0 | 0 | 0 | 0 | 0 | 0 | 0
1984 | 12 | 30 | 0 | 0 | 0 | 0 | 0 | 0 | 0 | 0 | 0 | 0 | 0 | 0 | 0
1984 | 12 | 31 | 0.03 | 0.03 | 0 | 0 | 0.03 | 0 | 0 | 0 | 0 | 0 | 0 | 0 | 0
1985 | 1 | 1 | 0.01 | 0.01 | 0 | 0 | 0.01 | 0 | 0 | 0 | 0 | 0 | 0 | 0 | 0
1985 | 1 | 2 | 0.23 | 0.23 | 0.18 | 0 | 0.23 | 0.18 | 0 | 0 | 0 | 0 | 0 | 0 | 0
1985 | 1 | 3 | 0.42 | 0.42 | 0.37 | 0 | 0.42 | 0.37 | 0 | 0 | 0 | 0 | 0 | 0 | 0
1985 | 1 | 4 | 0.26 | 0.26 | 0.21 | 0 | 0.26 | 0.21 | 0 | 0 | 0 | 0 | 0 | 0 | 0
1985 | 1 | 5 | 0.19 | 0.19 | 0.14 | 0 | 0.19 | 0.14 | 0 | 0 | 0 | 0 | 0 | 0 | 0
1985 | 1 | 6 | 0 | 0 | 0 | 0 | 0 | 0 | 0 | 0 | 0 | 0 | 0 | 0 | 0
1985 | 1 | 7 | 0 | 0 | 0 | 0 | 0 | 0 | 0 | 0 | 0 | 0 | 0 | 0 | 0
1985 | 1 | 8 | 0 | 0 | 0 | 0 | 0 | 0 | 0 | 0 | 0 | 0 | 0 | 0 | 0
1985 | 1 | 9 | 0 | 0 | 0 | 0 | 0 | 0 | 0 | 0 | 0 | 0 | 0 | 0 | 0
1985 | 1 | 10 | 0.04 | 0.04 | 0 | 0 | 0.04 | 0 | 0 | 0 | 0 | 0 | 0 | 0 | 0
1985 | 1 | 11 | 0.08 | 0.08 | 0.03 | 0 | 0.08 | 0.03 | 0 | 0 | 0 | 0 | 0 | 0 | 0
1985 | 1 | 12 | 0 | 0 | 0 | 0 | 0 | 0 | 0 | 0 | 0 | 0 | 0 | 0 | 0
1985 | 1 | 13 | 0 | 0 | 0 | 0 | 0 | 0 | 0 | 0 | 0 | 0 | 0 | 0 | 0
1985 | 1 | 14 | 0 | 0 | 0 | 0 | 0 | 0 | 0 | 0 | 0 | 0 | 0 | 0 | 0
1985 | 1 | 15 | 0 | 0 | 0 | 0 | 0 | 0 | 0 | 0 | 0 | 0 | 0 | 0 | 0
1985 | 1 | 16 | 0 | 0 | 0 | 0 | 0 | 0 | 0 | 0 | 0 | 0 | 0 | 0 | 0
1985 | 1 | 17 | 0.27 | 0.27 | 0.22 | 0 | 0.27 | 0.22 | 0 | 0 | 0 | 0 | 0 | 0 | 0
1985 | 1 | 18 | 0.01 | 0.01 | 0 | 0 | 0.01 | 0 | 0 | 0 | 0 | 0 | 0 | 0 | 0
1985 | 1 | 19 | 0 | 0 | 0 | 0 | 0 | 0 | 0 | 0 | 0 | 0 | 0 | 0 | 0
1985 | 1 | 20 | 0.07 | 0.07 | 0.02 | 0 | 0.07 | 0.02 | 0 | 0 | 0 | 0 | 0 | 0 | 0
1985 | 1 | 21 | 0 | 0 | 0 | 0 | 0 | 0 | 0 | 0 | 0 | 0 | 0 | 0 | 0
1985 | 1 | 22 | 0 | 0 | 0 | 0 | 0 | 0 | 0 | 0 | 0 | 0 | 0 | 0 | 0
1985 | 1 | 23 | 0 | 0 | 0 | 0 | 0 | 0 | 0 | 0 | 0 | 0 | 0 | 0 | 0
1985 | 1 | 24 | 0 | 0 | 0 | 0 | 0 | 0 | 0 | 0 | 0 | 0 | 0 | 0 | 0
1985 | 1 | 25 | 0.02 | 0.02 | 0 | 0 | 0.02 | 0 | 0 | 0 | 0 | 0 | 0 | 0 | 0
1985 | 1 | 26 | 0.02 | 0.02 | 0 | 0 | 0.02 | 0 | 0 | 0 | 0 | 0 | 0 | 0 | 0
1985 | 1 | 27 | 0 | 0 | 0 | 0 | 0 | 0 | 0 | 0 | 0 | 0 | 0 | 0 | 0
1985 | 1 | 28 | 0 | 0 | 0 | 0 | 0 | 0 | 0 | 0 | 0 | 0 | 0 | 0 | 0
1985 | 1 | 29 | 0 | 0 | 0 | 0 | 0 | 0 | 0 | 0 | 0 | 0 | 0 | 0 | 0
1985 | 1 | 30 | 0 | 0 | 0 | 0 | 0 | 0 | 0 | 0 | 0 | 0 | 0 | 0 | 0
1985 | 1 | 31 | 0.49 | 0.49 | 0.44 | 0 | 0.49 | 0.44 | 0 | 0 | 0 | 0 | 0 | 0 | 0
1985 | 2 | 1 | 0.92 | 0.92 | 0.87 | 0 | 0.92 | 0.87 | 0 | 0 | 0 | 0 | 0 | 0 | 0
1985 | 2 | 2 | 0.46 | 0.46 | 0.41 | 0 | 0.46 | 0.41 | 0 | 0 | 0 | 0 | 0 | 0 | 0
1985 | 2 | 3 | 0 | 0 | 0 | 0 | 0 | 0 | 0 | 0 | 0 | 0 | 0 | 0 | 0
1985 | 2 | 4 | 0 | 0 | 0 | 0 | 0 | 0 | 0 | 0 | 0 | 0 | 0 | 0 | 0
1985 | 2 | 5 | 0.1 | 0.1 | 0.05 | 0 | 0.1 | 0.05 | 0 | 0 | 0 | 0 | 0 | 0 | 0
1985 | 2 | 6 | 0.04 | 0.04 | 0 | 0 | 0.04 | 0 | 0 | 0 | 0 | 0 | 0 | 0 | 0
1985 | 2 | 7 | 0 | 0 | 0 | 0 | 0 | 0 | 0 | 0 | 0 | 0 | 0 | 0 | 0
1985 | 2 | 8 | 0 | 0 | 0 | 0 | 0 | 0 | 0 | 0 | 0 | 0 | 0 | 0 | 0
1985 | 2 | 9 | 0 | 0 | 0 | 0 | 0 | 0 | 0 | 0 | 0 | 0 | 0 | 0 | 0
1985 | 2 | 10 | 0 | 0 | 0 | 0 | 0 | 0 | 0 | 0 | 0 | 0 | 0 | 0 | 0
1985 | 2 | 11 | 0 | 0 | 0 | 0 | 0 | 0 | 0 | 0 | 0 | 0 | 0 | 0 | 0
1985 | 2 | 12 | 1.37 | 1 | 0.95 | 0 | 1 | 0.95 | 0 | 0 | 0 | 0 | 0 | 0 | 0
1985 | 2 | 13 | 0 | 0 | 0 | 0 | 0 | 0 | 0 | 0 | 0 | 0 | 0 | 0 | 0
1985 | 2 | 14 | 0 | 0 | 0 | 0 | 0 | 0 | 0 | 0 | 0 | 0 | 0 | 0 | 0
1985 | 2 | 15 | 0 | 0 | 0 | 0 | 0 | 0 | 0 | 0 | 0 | 0 | 0 | 0 | 0
1985 | 2 | 16 | 0 | 0 | 0 | 0 | 0 | 0 | 0 | 0 | 0 | 0 | 0 | 0 | 0
1985 | 2 | 17 | 0 | 0 | 0 | 0 | 0 | 0 | 0 | 0 | 0 | 0 | 0 | 0 | 0
1985 | 2 | 18 | 0 | 0 | 0 | 0 | 0 | 0 | 0 | 0 | 0 | 0 | 0 | 0 | 0
1985 | 2 | 19 | 0 | 0 | 0 | 0 | 0 | 0 | 0 | 0 | 0 | 0 | 0 | 0 | 0
1985 | 2 | 20 | 0 | 0 | 0 | 0 | 0 | 0 | 0 | 0 | 0 | 0 | 0 | 0 | 0
1985 | 2 | 21 | 0 | 0 | 0 | 0 | 0 | 0 | 0 | 0 | 0 | 0 | 0 | 0 | 0
1985 | 2 | 22 | 0 | 0 | 0 | 0 | 0 | 0 | 0 | 0 | 0 | 0 | 0 | 0 | 0
1985 | 2 | 23 | 0 | 0 | 0 | 0 | 0 | 0 | 0 | 0 | 0 | 0 | 0 | 0 | 0
1985 | 2 | 24 | 0 | 0 | 0 | 0 | 0 | 0 | 0 | 0 | 0 | 0 | 0 | 0 | 0
1985 | 2 | 25 | 0.04 | 0.04 | 0 | 0 | 0.04 | 0 | 0 | 0 | 0 | 0 | 0 | 0 | 0
1985 | 2 | 26 | 0.14 | 0.14 | 0.09 | 0 | 0.14 | 0.09 | 0 | 0 | 0 | 0 | 0 | 0 | 0
1985 | 2 | 27 | 0 | 0 | 0 | 0 | 0 | 0 | 0 | 0 | 0 | 0 | 0 | 0 | 0
1985 | 2 | 28 | 0 | 0 | 0 | 0 | 0 | 0 | 0 | 0 | 0 | 0 | 0 | 0 | 0
1985 | 3 | 1 | 0 | 0 | 0 | 0 | 0 | 0 | 0 | 0 | 0 | 0 | 0 | 0 | 0
1985 | 3 | 2 | 0 | 0 | 0 | 0 | 0 | 0 | 0 | 0 | 0 | 0 | 0 | 0 | 0
1985 | 3 | 3 | 0 | 0 | 0 | 0 | 0 | 0 | 0 | 0 | 0 | 0 | 0 | 0 | 0
1985 | 3 | 4 | 0.03 | 0.03 | 0 | 0 | 0.03 | 0 | 0 | 0 | 0 | 0 | 0 | 0 | 0
1985 | 3 | 5 | 0.06 | 0.06 | 0.01 | 0 | 0.06 | 0.01 | 0 | 0 | 0 | 0 | 0 | 0 | 0
1985 | 3 | 6 | 0 | 0 | 0 | 0 | 0 | 0 | 0 | 0 | 0 | 0 | 0 | 0 | 0
1985 | 3 | 7 | 0 | 0 | 0 | 0 | 0 | 0 | 0 | 0 | 0 | 0 | 0 | 0 | 0
1985 | 3 | 8 | 0.04 | 0.04 | 0 | 0 | 0.04 | 0 | 0 | 0 | 0 | 0 | 0 | 0 | 0
1985 | 3 | 9 | 0 | 0 | 0 | 0 | 0 | 0 | 0 | 0 | 0 | 0 | 0 | 0 | 0
1985 | 3 | 10 | 0 | 0 | 0 | 0 | 0 | 0 | 0 | 0 | 0 | 0 | 0 | 0 | 0
1985 | 3 | 11 | 0.1 | 0.1 | 0.05 | 0 | 0.1 | 0.05 | 0 | 0 | 0 | 0 | 0 | 0 | 0
1985 | 3 | 12 | 0.02 | 0.02 | 0 | 0 | 0.02 | 0 | 0 | 0 | 0 | 0 | 0 | 0 | 0
1985 | 3 | 13 | 0 | 0 | 0 | 0 | 0 | 0 | 0 | 0 | 0 | 0 | 0 | 0 | 0
1985 | 3 | 14 | 0 | 0 | 0 | 0 | 0 | 0 | 0 | 0 | 0 | 0 | 0 | 0 | 0
1985 | 3 | 15 | 0 | 0 | 0 | 0 | 0 | 0 | 0 | 0 | 0 | 0 | 0 | 0 | 0
1985 | 3 | 16 | 0 | 0 | 0 | 0 | 0 | 0 | 0 | 0 | 0 | 0 | 0 | 0 | 0
1985 | 3 | 17 | 0 | 0 | 0 | 0 | 0 | 0 | 0 | 0 | 0 | 0 | 0 | 0 | 0
1985 | 3 | 18 | 0 | 0 | 0 | 0 | 0 | 0 | 0 | 0 | 0 | 0 | 0 | 0 | 0
1985 | 3 | 19 | 0 | 0 | 0 | 0 | 0 | 0 | 0 | 0 | 0 | 0 | 0 | 0 | 0
1985 | 3 | 20 | 0 | 0 | 0 | 0 | 0 | 0 | 0 | 0 | 0 | 0 | 0 | 0 | 0
1985 | 3 | 21 | 0 | 0 | 0 | 0 | 0 | 0 | 0 | 0 | 0 | 0 | 0 | 0 | 0
1985 | 3 | 22 | 0.23 | 0.23 | 0.18 | 0 | 0.23 | 0.18 | 0 | 0 | 0 | 0 | 0 | 0 | 0
1985 | 3 | 23 | 0.88 | 0.88 | 0.83 | 0 | 0.88 | 0.83 | 0 | 0 | 0 | 0 | 0 | 0 | 0
1985 | 3 | 24 | 0.25 | 0.25 | 0.2 | 0 | 0.25 | 0.2 | 0 | 0 | 0 | 0 | 0 | 0 | 0
1985 | 3 | 25 | 0.02 | 0.02 | 0 | 0 | 0.02 | 0 | 0 | 0 | 0 | 0 | 0 | 0 | 0
1985 | 3 | 26 | 0 | 0 | 0 | 0 | 0 | 0 | 0 | 0 | 0 | 0 | 0 | 0 | 0
1985 | 3 | 27 | 0 | 0 | 0 | 0 | 0 | 0 | 0 | 0 | 0 | 0 | 0 | 0 | 0
1985 | 3 | 28 | 0 | 0 | 0 | 0 | 0 | 0 | 0 | 0 | 0 | 0 | 0 | 0 | 0
1985 | 3 | 29 | 0.01 | 0.01 | 0 | 0 | 0.01 | 0 | 0 | 0 | 0 | 0 | 0 | 0 | 0
1985 | 3 | 30 | 0.14 | 0.14 | 0.09 | 0 | 0.14 | 0.09 | 0 | 0 | 0 | 0 | 0 | 0 | 0
1985 | 3 | 31 | 0.1 | 0.1 | 0.05 | 0 | 0.1 | 0.05 | 0 | 0 | 0 | 0 | 0 | 0 | 0
1985 | 4 | 1 | 0 | 0 | 0 | 0 | 0 | 0 | 0 | 0 | 0 | 0 | 0 | 0 | 0
1985 | 4 | 2 | 0 | 0 | 0 | 0 | 0 | 0 | 0 | 0 | 0 | 0 | 0 | 0 | 0
1985 | 4 | 3 | 0 | 0 | 0 | 0 | 0 | 0 | 0 | 0 | 0 | 0 | 0 | 0 | 0
1985 | 4 | 4 | 0 | 0 | 0 | 0 | 0 | 0 | 0 | 0 | 0 | 0 | 0 | 0 | 0
1985 | 4 | 5 | 0 | 0 | 0 | 0 | 0 | 0 | 0 | 0 | 0 | 0 | 0 | 0 | 0
1985 | 4 | 6 | 0 | 0 | 0 | 0 | 0 | 0 | 0 | 0 | 0 | 0 | 0 | 0 | 0
1985 | 4 | 7 | 0.02 | 0.02 | 0 | 0 | 0.02 | 0 | 0 | 0 | 0 | 0 | 0 | 0 | 0
1985 | 4 | 8 | 0 | 0 | 0 | 0 | 0 | 0 | 0 | 0 | 0 | 0 | 0 | 0 | 0
1985 | 4 | 9 | 0.01 | 0.01 | 0 | 0 | 0.01 | 0 | 0 | 0 | 0 | 0 | 0 | 0 | 0
1985 | 4 | 10 | 0 | 0 | 0 | 0 | 0 | 0 | 0 | 0 | 0 | 0 | 0 | 0 | 0
1985 | 4 | 11 | 0 | 0 | 0 | 0 | 0 | 0 | 0 | 0 | 0 | 0 | 0 | 0 | 0
1985 | 4 | 12 | 0 | 0 | 0 | 0 | 0 | 0 | 0 | 0 | 0 | 0 | 0 | 0 | 0
1985 | 4 | 13 | 0 | 0 | 0 | 0 | 0 | 0 | 0 | 0 | 0 | 0 | 0 | 0 | 0
1985 | 4 | 14 | 0 | 0 | 0 | 0 | 0 | 0 | 0 | 0 | 0 | 0 | 0 | 0 | 0
1985 | 4 | 15 | 0 | 0 | 0 | 0 | 0 | 0 | 0 | 0 | 0 | 0 | 0 | 0 | 0
1985 | 4 | 16 | 0 | 0 | 0 | 0 | 0 | 0 | 0 | 0 | 0 | 0 | 0 | 0 | 0
1985 | 4 | 17 | 0 | 0 | 0 | 0 | 0 | 0 | 0 | 0 | 0 | 0 | 0 | 0 | 0
1985 | 4 | 18 | 0 | 0 | 0 | 0 | 0 | 0 | 0 | 0 | 0 | 0 | 0 | 0 | 0
1985 | 4 | 19 | 0 | 0 | 0 | 0 | 0 | 0 | 0 | 0 | 0 | 0 | 0 | 0 | 0
1985 | 4 | 20 | 0 | 0 | 0 | 0 | 0 | 0 | 0 | 0 | 0 | 0 | 0 | 0 | 0
1985 | 4 | 21 | 0 | 0 | 0 | 0 | 0 | 0 | 0 | 0 | 0 | 0 | 0 | 0 | 0
1985 | 4 | 22 | 0 | 0 | 0 | 0 | 0 | 0 | 0 | 0 | 0 | 0 | 0 | 0 | 0
1985 | 4 | 23 | 0 | 0 | 0 | 0 | 0 | 0 | 0 | 0 | 0 | 0 | 0 | 0 | 0
1985 | 4 | 24 | 0 | 0 | 0 | 0 | 0 | 0 | 0 | 0 | 0 | 0 | 0 | 0 | 0
1985 | 4 | 25 | 0 | 0 | 0 | 0 | 0 | 0 | 0 | 0 | 0 | 0 | 0 | 0 | 0
1985 | 4 | 26 | 0 | 0 | 0 | 0 | 0 | 0 | 0 | 0 | 0 | 0 | 0 | 0 | 0
1985 | 4 | 27 | 0 | 0 | 0 | 0 | 0 | 0 | 0 | 0 | 0 | 0 | 0 | 0 | 0
1985 | 4 | 28 | 0 | 0 | 0 | 0 | 0 | 0 | 0 | 0 | 0 | 0 | 0 | 0 | 0
1985 | 4 | 29 | 0 | 0 | 0 | 0 | 0 | 0 | 0 | 0 | 0 | 0 | 0 | 0 | 0
1985 | 4 | 30 | 0 | 0 | 0 | 0 | 0 | 0 | 0 | 0 | 0 | 0 | 0 | 0 | 0
1985 | 5 | 1 | 0 | 0 | 0 | 0 | 0 | 0 | 0 | 0 | 0 | 0 | 0 | 0 | 0
1985 | 5 | 2 | 0.43 | 0.43 | 0.38 | 0 | 0.43 | 0.38 | 0 | 0 | 0 | 0 | 0 | 0 | 0
1985 | 5 | 3 | 0.47 | 0.47 | 0.42 | 0 | 0.47 | 0.42 | 0 | 0 | 0 | 0 | 0 | 0 | 0
1985 | 5 | 4 | 0 | 0 | 0 | 0 | 0 | 0 | 0 | 0 | 0 | 0 | 0 | 0 | 0
1985 | 5 | 5 | 0 | 0 | 0 | 0 | 0 | 0 | 0 | 0 | 0 | 0 | 0 | 0 | 0
1985 | 5 | 6 | 0 | 0 | 0 | 0 | 0 | 0 | 0 | 0 | 0 | 0 | 0 | 0 | 0
1985 | 5 | 7 | 0 | 0 | 0 | 0 | 0 | 0 | 0 | 0 | 0 | 0 | 0 | 0 | 0
1985 | 5 | 8 | 0 | 0 | 0 | 0 | 0 | 0 | 0 | 0 | 0 | 0 | 0 | 0 | 0
1985 | 5 | 9 | 0 | 0 | 0 | 0 | 0 | 0 | 0 | 0 | 0 | 0 | 0 | 0 | 0
1985 | 5 | 10 | 0 | 0 | 0 | 0 | 0 | 0 | 0 | 0 | 0 | 0 | 0 | 0 | 0
1985 | 5 | 11 | 0 | 0 | 0 | 0 | 0 | 0 | 0 | 0 | 0 | 0 | 0 | 0 | 0
1985 | 5 | 12 | 1.41 | 1 | 0.95 | 0 | 1 | 0.95 | 0 | 0 | 0 | 0 | 0 | 0 | 0
1985 | 5 | 13 | 0 | 0 | 0 | 0 | 0 | 0 | 0 | 0 | 0 | 0 | 0 | 0 | 0
1985 | 5 | 14 | 0 | 0 | 0 | 0 | 0 | 0 | 0 | 0 | 0 | 0 | 0 | 0 | 0
1985 | 5 | 15 | 0 | 0 | 0 | 0 | 0 | 0 | 0 | 0 | 0 | 0 | 0 | 0 | 0
1985 | 5 | 16 | 0.08 | 0.08 | 0.03 | 0 | 0.08 | 0.03 | 0 | 0 | 0 | 0 | 0 | 0 | 0
1985 | 5 | 17 | 0.68 | 0.68 | 0.63 | 0 | 0.68 | 0.63 | 0 | 0 | 0 | 0 | 0 | 0 | 0
1985 | 5 | 18 | 0.07 | 0.07 | 0.02 | 0 | 0.07 | 0.02 | 0 | 0 | 0 | 0 | 0 | 0 | 0
1985 | 5 | 19 | 0 | 0 | 0 | 0 | 0 | 0 | 0 | 0 | 0 | 0 | 0 | 0 | 0
1985 | 5 | 20 | 0 | 0 | 0 | 0 | 0 | 0 | 0 | 0 | 0 | 0 | 0 | 0 | 0
1985 | 5 | 21 | 1.02 | 1 | 0.95 | 0 | 1 | 0.95 | 0 | 0 | 0 | 0 | 0 | 0 | 0
1985 | 5 | 22 | 0 | 0 | 0 | 0 | 0 | 0 | 0 | 0 | 0 | 0 | 0 | 0 | 0
1985 | 5 | 23 | 0.62 | 0.62 | 0.57 | 0 | 0.62 | 0.57 | 0 | 0 | 0 | 0 | 0 | 0 | 0
1985 | 5 | 24 | 0.09 | 0.09 | 0.04 | 0 | 0.09 | 0.04 | 0 | 0 | 0 | 0 | 0 | 0 | 0
1985 | 5 | 25 | 0 | 0 | 0 | 0 | 0 | 0 | 0 | 0 | 0 | 0 | 0 | 0 | 0
1985 | 5 | 26 | 0 | 0 | 0 | 0 | 0 | 0 | 0 | 0 | 0 | 0 | 0 | 0 | 0
1985 | 5 | 27 | 0 | 0 | 0 | 0 | 0 | 0 | 0 | 0 | 0 | 0 | 0 | 0 | 0
1985 | 5 | 28 | 0.59 | 0.59 | 0.54 | 0 | 0.59 | 0.54 | 0 | 0 | 0 | 0 | 0 | 0 | 0
1985 | 5 | 29 | 0 | 0 | 0 | 0 | 0 | 0 | 0 | 0 | 0 | 0 | 0 | 0 | 0
1985 | 5 | 30 | 0 | 0 | 0 | 0 | 0 | 0 | 0 | 0 | 0 | 0 | 0 | 0 | 0
1985 | 5 | 31 | 0.33 | 0.33 | 0.28 | 0 | 0.33 | 0.28 | 0 | 0 | 0 | 0 | 0 | 0 | 0
1985 | 6 | 1 | 0 | 0 | 0 | 0 | 0 | 0 | 0 | 0 | 0 | 0 | 0 | 0 | 0
1985 | 6 | 2 | 0 | 0 | 0 | 0 | 0 | 0 | 0 | 0 | 0 | 0 | 0 | 0 | 0
1985 | 6 | 3 | 0 | 0 | 0 | 0 | 0 | 0 | 0 | 0 | 0 | 0 | 0 | 0 | 0
1985 | 6 | 4 | 0.01 | 0.01 | 0 | 0 | 0.01 | 0 | 0 | 0 | 0 | 0 | 0 | 0 | 0
1985 | 6 | 5 | 1.24 | 1 | 0.95 | 0 | 1 | 0.95 | 0 | 0 | 0 | 0 | 0 | 0 | 0
1985 | 6 | 6 | 0.02 | 0.02 | 0 | 0 | 0.02 | 0 | 0 | 0 | 0 | 0 | 0 | 0 | 0
1985 | 6 | 7 | 0.09 | 0.09 | 0.04 | 0 | 0.09 | 0.04 | 0 | 0 | 0 | 0 | 0 | 0 | 0
1985 | 6 | 8 | 0.07 | 0.07 | 0.02 | 0 | 0.07 | 0.02 | 0 | 0 | 0 | 0 | 0 | 0 | 0
1985 | 6 | 9 | 0 | 0 | 0 | 0 | 0 | 0 | 0 | 0 | 0 | 0 | 0 | 0 | 0
1985 | 6 | 10 | 0 | 0 | 0 | 0 | 0 | 0 | 0 | 0 | 0 | 0 | 0 | 0 | 0
1985 | 6 | 11 | 0.12 | 0.12 | 0.07 | 0 | 0.12 | 0.07 | 0 | 0 | 0 | 0 | 0 | 0 | 0
1985 | 6 | 12 | 0.05 | 0.05 | 0 | 0 | 0.05 | 0 | 0 | 0 | 0 | 0 | 0 | 0 | 0
1985 | 6 | 13 | 0 | 0 | 0 | 0 | 0 | 0 | 0 | 0 | 0 | 0 | 0 | 0 | 0
1985 | 6 | 14 | 0 | 0 | 0 | 0 | 0 | 0 | 0 | 0 | 0 | 0 | 0 | 0 | 0
1985 | 6 | 15 | 0.17 | 0.17 | 0.12 | 0 | 0.17 | 0.12 | 0 | 0 | 0 | 0 | 0 | 0 | 0
1985 | 6 | 16 | 0 | 0 | 0 | 0 | 0 | 0 | 0 | 0 | 0 | 0 | 0 | 0 | 0
1985 | 6 | 17 | 0 | 0 | 0 | 0 | 0 | 0 | 0 | 0 | 0 | 0 | 0 | 0 | 0
1985 | 6 | 18 | 0 | 0 | 0 | 0 | 0 | 0 | 0 | 0 | 0 | 0 | 0 | 0 | 0
1985 | 6 | 19 | 0.03 | 0.03 | 0 | 0 | 0.03 | 0 | 0 | 0 | 0 | 0 | 0 | 0 | 0
1985 | 6 | 20 | 0.07 | 0.07 | 0.02 | 0 | 0.07 | 0.02 | 0 | 0 | 0 | 0 | 0 | 0 | 0
1985 | 6 | 21 | 0 | 0 | 0 | 0 | 0 | 0 | 0 | 0 | 0 | 0 | 0 | 0 | 0
1985 | 6 | 22 | 0 | 0 | 0 | 0 | 0 | 0 | 0 | 0 | 0 | 0 | 0 | 0 | 0
1985 | 6 | 23 | 0 | 0 | 0 | 0 | 0 | 0 | 0 | 0 | 0 | 0 | 0 | 0 | 0
1985 | 6 | 24 | 0.16 | 0.16 | 0.11 | 0 | 0.16 | 0.11 | 0 | 0 | 0 | 0 | 0 | 0 | 0
1985 | 6 | 25 | 0 | 0 | 0 | 0 | 0 | 0 | 0 | 0 | 0 | 0 | 0 | 0 | 0
1985 | 6 | 26 | 0 | 0 | 0 | 0 | 0 | 0 | 0 | 0 | 0 | 0 | 0 | 0 | 0
1985 | 6 | 27 | 0 | 0 | 0 | 0 | 0 | 0 | 0 | 0 | 0 | 0 | 0 | 0 | 0
1985 | 6 | 28 | 0.02 | 0.02 | 0 | 0 | 0.02 | 0 | 0 | 0 | 0 | 0 | 0 | 0 | 0
1985 | 6 | 29 | 0 | 0 | 0 | 0 | 0 | 0 | 0 | 0 | 0 | 0 | 0 | 0 | 0
1985 | 6 | 30 | 0 | 0 | 0 | 0 | 0 | 0 | 0 | 0 | 0 | 0 | 0 | 0 | 0
1985 | 7 | 1 | 0.04 | 0.04 | 0 | 0 | 0.04 | 0 | 0 | 0 | 0 | 0 | 0 | 0 | 0
1985 | 7 | 2 | 0 | 0 | 0 | 0 | 0 | 0 | 0 | 0 | 0 | 0 | 0 | 0 | 0
1985 | 7 | 3 | 0.15 | 0.15 | 0.1 | 0 | 0.15 | 0.1 | 0 | 0 | 0 | 0 | 0 | 0 | 0
1985 | 7 | 4 | 0 | 0 | 0 | 0 | 0 | 0 | 0 | 0 | 0 | 0 | 0 | 0 | 0
1985 | 7 | 5 | 0 | 0 | 0 | 0 | 0 | 0 | 0 | 0 | 0 | 0 | 0 | 0 | 0
1985 | 7 | 6 | 0 | 0 | 0 | 0 | 0 | 0 | 0 | 0 | 0 | 0 | 0 | 0 | 0
1985 | 7 | 7 | 0 | 0 | 0 | 0 | 0 | 0 | 0 | 0 | 0 | 0 | 0 | 0 | 0
1985 | 7 | 8 | 0 | 0 | 0 | 0 | 0 | 0 | 0 | 0 | 0 | 0 | 0 | 0 | 0
1985 | 7 | 9 | 0.01 | 0.01 | 0 | 0 | 0.01 | 0 | 0 | 0 | 0 | 0 | 0 | 0 | 0
1985 | 7 | 10 | 0.07 | 0.07 | 0.02 | 0 | 0.07 | 0.02 | 0 | 0 | 0 | 0 | 0 | 0 | 0
1985 | 7 | 11 | 0 | 0 | 0 | 0 | 0 | 0 | 0 | 0 | 0 | 0 | 0 | 0 | 0
1985 | 7 | 12 | 0.88 | 0.88 | 0.83 | 0 | 0.88 | 0.83 | 0 | 0 | 0 | 0 | 0 | 0 | 0
1985 | 7 | 13 | 0 | 0 | 0 | 0 | 0 | 0 | 0 | 0 | 0 | 0 | 0 | 0 | 0
1985 | 7 | 14 | 0 | 0 | 0 | 0 | 0 | 0 | 0 | 0 | 0 | 0 | 0 | 0 | 0
1985 | 7 | 15 | 0.06 | 0.06 | 0.01 | 0 | 0.06 | 0.01 | 0 | 0 | 0 | 0 | 0 | 0 | 0
1985 | 7 | 16 | 0 | 0 | 0 | 0 | 0 | 0 | 0 | 0 | 0 | 0 | 0 | 0 | 0
1985 | 7 | 17 | 0 | 0 | 0 | 0 | 0 | 0 | 0 | 0 | 0 | 0 | 0 | 0 | 0
1985 | 7 | 18 | 0 | 0 | 0 | 0 | 0 | 0 | 0 | 0 | 0 | 0 | 0 | 0 | 0
1985 | 7 | 19 | 0 | 0 | 0 | 0 | 0 | 0 | 0 | 0 | 0 | 0 | 0 | 0 | 0
1985 | 7 | 20 | 0 | 0 | 0 | 0 | 0 | 0 | 0 | 0 | 0 | 0 | 0 | 0 | 0
1985 | 7 | 21 | 0 | 0 | 0 | 0 | 0 | 0 | 0 | 0 | 0 | 0 | 0 | 0 | 0
1985 | 7 | 22 | 0 | 0 | 0 | 0 | 0 | 0 | 0 | 0 | 0 | 0 | 0 | 0 | 0
1985 | 7 | 23 | 0 | 0 | 0 | 0 | 0 | 0 | 0 | 0 | 0 | 0 | 0 | 0 | 0
1985 | 7 | 24 | 0 | 0 | 0 | 0 | 0 | 0 | 0 | 0 | 0 | 0 | 0 | 0 | 0
1985 | 7 | 25 | 1.02 | 1 | 0.95 | 0 | 1 | 0.95 | 0 | 0 | 0 | 0 | 0 | 0 | 0
1985 | 7 | 26 | 0.04 | 0.04 | 0 | 0 | 0.04 | 0 | 0 | 0 | 0 | 0 | 0 | 0 | 0
1985 | 7 | 27 | 0.25 | 0.25 | 0.2 | 0 | 0.25 | 0.2 | 0 | 0 | 0 | 0 | 0 | 0 | 0
1985 | 7 | 28 | 0 | 0 | 0 | 0 | 0 | 0 | 0 | 0 | 0 | 0 | 0 | 0 | 0
1985 | 7 | 29 | 0.03 | 0.03 | 0 | 0 | 0.03 | 0 | 0 | 0 | 0 | 0 | 0 | 0 | 0
1985 | 7 | 30 | 0 | 0 | 0 | 0 | 0 | 0 | 0 | 0 | 0 | 0 | 0 | 0 | 0
1985 | 7 | 31 | 0.36 | 0.36 | 0.31 | 0 | 0.36 | 0.31 | 0 | 0 | 0 | 0 | 0 | 0 | 0
1985 | 8 | 1 | 0.01 | 0.01 | 0 | 0 | 0.01 | 0 | 0 | 0 | 0 | 0 | 0 | 0 | 0
1985 | 8 | 2 | 0 | 0 | 0 | 0 | 0 | 0 | 0 | 0 | 0 | 0 | 0 | 0 | 0
1985 | 8 | 3 | 0 | 0 | 0 | 0 | 0 | 0 | 0 | 0 | 0 | 0 | 0 | 0 | 0
1985 | 8 | 4 | 0 | 0 | 0 | 0 | 0 | 0 | 0 | 0 | 0 | 0 | 0 | 0 | 0
1985 | 8 | 5 | 0 | 0 | 0 | 0 | 0 | 0 | 0 | 0 | 0 | 0 | 0 | 0 | 0
1985 | 8 | 6 | 0 | 0 | 0 | 0 | 0 | 0 | 0 | 0 | 0 | 0 | 0 | 0 | 0
1985 | 8 | 7 | 0.23 | 0.23 | 0.18 | 0 | 0.23 | 0.18 | 0 | 0 | 0 | 0 | 0 | 0 | 0
1985 | 8 | 8 | 0.09 | 0.09 | 0.04 | 0 | 0.09 | 0.04 | 0 | 0 | 0 | 0 | 0 | 0 | 0
1985 | 8 | 9 | 0 | 0 | 0 | 0 | 0 | 0 | 0 | 0 | 0 | 0 | 0 | 0 | 0
1985 | 8 | 10 | 0 | 0 | 0 | 0 | 0 | 0 | 0 | 0 | 0 | 0 | 0 | 0 | 0
1985 | 8 | 11 | 0 | 0 | 0 | 0 | 0 | 0 | 0 | 0 | 0 | 0 | 0 | 0 | 0
1985 | 8 | 12 | 0 | 0 | 0 | 0 | 0 | 0 | 0 | 0 | 0 | 0 | 0 | 0 | 0
1985 | 8 | 13 | 0 | 0 | 0 | 0 | 0 | 0 | 0 | 0 | 0 | 0 | 0 | 0 | 0
1985 | 8 | 14 | 0 | 0 | 0 | 0 | 0 | 0 | 0 | 0 | 0 | 0 | 0 | 0 | 0
1985 | 8 | 15 | 0 | 0 | 0 | 0 | 0 | 0 | 0 | 0 | 0 | 0 | 0 | 0 | 0
1985 | 8 | 16 | 0 | 0 | 0 | 0 | 0 | 0 | 0 | 0 | 0 | 0 | 0 | 0 | 0
1985 | 8 | 17 | 0 | 0 | 0 | 0 | 0 | 0 | 0 | 0 | 0 | 0 | 0 | 0 | 0
1985 | 8 | 18 | 0.83 | 0.83 | 0.78 | 0 | 0.83 | 0.78 | 0 | 0 | 0 | 0 | 0 | 0 | 0
1985 | 8 | 19 | 0 | 0 | 0 | 0 | 0 | 0 | 0 | 0 | 0 | 0 | 0 | 0 | 0
1985 | 8 | 20 | 0.17 | 0.17 | 0.12 | 0 | 0.17 | 0.12 | 0 | 0 | 0 | 0 | 0 | 0 | 0
1985 | 8 | 21 | 0.03 | 0.03 | 0 | 0 | 0.03 | 0 | 0 | 0 | 0 | 0 | 0 | 0 | 0
1985 | 8 | 22 | 0 | 0 | 0 | 0 | 0 | 0 | 0 | 0 | 0 | 0 | 0 | 0 | 0
1985 | 8 | 23 | 0 | 0 | 0 | 0 | 0 | 0 | 0 | 0 | 0 | 0 | 0 | 0 | 0
1985 | 8 | 24 | 0.05 | 0.05 | 0 | 0 | 0.05 | 0 | 0 | 0 | 0 | 0 | 0 | 0 | 0
1985 | 8 | 25 | 0.77 | 0.77 | 0.72 | 0 | 0.77 | 0.72 | 0 | 0 | 0 | 0 | 0 | 0 | 0
1985 | 8 | 26 | 0.01 | 0.01 | 0 | 0 | 0.01 | 0 | 0 | 0 | 0 | 0 | 0 | 0 | 0
1985 | 8 | 27 | 0 | 0 | 0 | 0 | 0 | 0 | 0 | 0 | 0 | 0 | 0 | 0 | 0
1985 | 8 | 28 | 0 | 0 | 0 | 0 | 0 | 0 | 0 | 0 | 0 | 0 | 0 | 0 | 0
1985 | 8 | 29 | 0 | 0 | 0 | 0 | 0 | 0 | 0 | 0 | 0 | 0 | 0 | 0 | 0
1985 | 8 | 30 | 0.15 | 0.15 | 0.1 | 0 | 0.15 | 0.1 | 0 | 0 | 0 | 0 | 0 | 0 | 0
1985 | 8 | 31 | 0.01 | 0.01 | 0 | 0 | 0.01 | 0 | 0 | 0 | 0 | 0 | 0 | 0 | 0
1985 | 9 | 1 | 0 | 0 | 0 | 0 | 0 | 0 | 0 | 0 | 0 | 0 | 0 | 0 | 0
1985 | 9 | 2 | 0 | 0 | 0 | 0 | 0 | 0 | 0 | 0 | 0 | 0 | 0 | 0 | 0
1985 | 9 | 3 | 0 | 0 | 0 | 0 | 0 | 0 | 0 | 0 | 0 | 0 | 0 | 0 | 0
1985 | 9 | 4 | 0 | 0 | 0 | 0 | 0 | 0 | 0 | 0 | 0 | 0 | 0 | 0 | 0
1985 | 9 | 5 | 0 | 0 | 0 | 0 | 0 | 0 | 0 | 0 | 0 | 0 | 0 | 0 | 0
1985 | 9 | 6 | 0 | 0 | 0 | 0 | 0 | 0 | 0 | 0 | 0 | 0 | 0 | 0 | 0
1985 | 9 | 7 | 0 | 0 | 0 | 0 | 0 | 0 | 0 | 0 | 0 | 0 | 0 | 0 | 0
1985 | 9 | 8 | 0.16 | 0.16 | 0.11 | 0 | 0.16 | 0.11 | 0 | 0 | 0 | 0 | 0 | 0 | 0
1985 | 9 | 9 | 0.13 | 0.13 | 0.08 | 0 | 0.13 | 0.08 | 0 | 0 | 0 | 0 | 0 | 0 | 0
1985 | 9 | 10 | 2 | 1 | 0.95 | 0 | 1 | 0.95 | 0 | 0 | 0 | 0 | 0 | 0 | 0
1985 | 9 | 11 | 0 | 0 | 0 | 0 | 0 | 0 | 0 | 0 | 0 | 0 | 0 | 0 | 0
1985 | 9 | 12 | 0 | 0 | 0 | 0 | 0 | 0 | 0 | 0 | 0 | 0 | 0 | 0 | 0
1985 | 9 | 13 | 0 | 0 | 0 | 0 | 0 | 0 | 0 | 0 | 0 | 0 | 0 | 0 | 0
1985 | 9 | 14 | 0 | 0 | 0 | 0 | 0 | 0 | 0 | 0 | 0 | 0 | 0 | 0 | 0
1985 | 9 | 15 | 0 | 0 | 0 | 0 | 0 | 0 | 0 | 0 | 0 | 0 | 0 | 0 | 0
1985 | 9 | 16 | 0 | 0 | 0 | 0 | 0 | 0 | 0 | 0 | 0 | 0 | 0 | 0 | 0
1985 | 9 | 17 | 0 | 0 | 0 | 0 | 0 | 0 | 0 | 0 | 0 | 0 | 0 | 0 | 0
1985 | 9 | 18 | 0 | 0 | 0 | 0 | 0 | 0 | 0 | 0 | 0 | 0 | 0 | 0 | 0
1985 | 9 | 19 | 0 | 0 | 0 | 0 | 0 | 0 | 0 | 0 | 0 | 0 | 0 | 0 | 0
1985 | 9 | 20 | 0 | 0 | 0 | 0 | 0 | 0 | 0 | 0 | 0 | 0 | 0 | 0 | 0
1985 | 9 | 21 | 0 | 0 | 0 | 0 | 0 | 0 | 0 | 0 | 0 | 0 | 0 | 0 | 0
1985 | 9 | 22 | 0.39 | 0.39 | 0.34 | 0 | 0.39 | 0.34 | 0 | 0 | 0 | 0 | 0 | 0 | 0
1985 | 9 | 23 | 0.03 | 0.03 | 0 | 0 | 0.03 | 0 | 0 | 0 | 0 | 0 | 0 | 0 | 0
1985 | 9 | 24 | 0 | 0 | 0 | 0 | 0 | 0 | 0 | 0 | 0 | 0 | 0 | 0 | 0
1985 | 9 | 25 | 0 | 0 | 0 | 0 | 0 | 0 | 0 | 0 | 0 | 0 | 0 | 0 | 0
1985 | 9 | 26 | 0.79 | 0.79 | 0.74 | 0 | 0.79 | 0.74 | 0 | 0 | 0 | 0 | 0 | 0 | 0
1985 | 9 | 27 | 3.17 | 1 | 0.95 | 0 | 1 | 0.95 | 0 | 0 | 0 | 0 | 0 | 0 | 0
1985 | 9 | 28 | 0 | 0 | 0 | 0 | 0 | 0 | 0 | 0 | 0 | 0 | 0 | 0 | 0
1985 | 9 | 29 | 0 | 0 | 0 | 0 | 0 | 0 | 0 | 0 | 0 | 0 | 0 | 0 | 0
1985 | 9 | 30 | 0 | 0 | 0 | 0 | 0 | 0 | 0 | 0 | 0 | 0 | 0 | 0 | 0
1985 | 10 | 1 | 0 | 0 | 0 | 0 | 0 | 0 | 0 | 0 | 0 | 0 | 0 | 0 | 0
1985 | 10 | 2 | 0.2 | 0.2 | 0.15 | 0 | 0.2 | 0.15 | 0 | 0 | 0 | 0 | 0 | 0 | 0
1985 | 10 | 3 | 1.22 | 1 | 0.95 | 0 | 1 | 0.95 | 0 | 0 | 0 | 0 | 0 | 0 | 0
1985 | 10 | 4 | 0 | 0 | 0 | 0 | 0 | 0 | 0 | 0 | 0 | 0 | 0 | 0 | 0
1985 | 10 | 5 | 0 | 0 | 0 | 0 | 0 | 0 | 0 | 0 | 0 | 0 | 0 | 0 | 0
1985 | 10 | 6 | 0 | 0 | 0 | 0 | 0 | 0 | 0 | 0 | 0 | 0 | 0 | 0 | 0
1985 | 10 | 7 | 0 | 0 | 0 | 0 | 0 | 0 | 0 | 0 | 0 | 0 | 0 | 0 | 0
1985 | 10 | 8 | 0 | 0 | 0 | 0 | 0 | 0 | 0 | 0 | 0 | 0 | 0 | 0 | 0
1985 | 10 | 9 | 0 | 0 | 0 | 0 | 0 | 0 | 0 | 0 | 0 | 0 | 0 | 0 | 0
1985 | 10 | 10 | 0 | 0 | 0 | 0 | 0 | 0 | 0 | 0 | 0 | 0 | 0 | 0 | 0
1985 | 10 | 11 | 0 | 0 | 0 | 0 | 0 | 0 | 0 | 0 | 0 | 0 | 0 | 0 | 0
1985 | 10 | 12 | 0 | 0 | 0 | 0 | 0 | 0 | 0 | 0 | 0 | 0 | 0 | 0 | 0
1985 | 10 | 13 | 0 | 0 | 0 | 0 | 0 | 0 | 0 | 0 | 0 | 0 | 0 | 0 | 0
1985 | 10 | 14 | 0.16 | 0.16 | 0.11 | 0 | 0.16 | 0.11 | 0 | 0 | 0 | 0 | 0 | 0 | 0
1985 | 10 | 15 | 0.08 | 0.08 | 0.03 | 0 | 0.08 | 0.03 | 0 | 0 | 0 | 0 | 0 | 0 | 0
1985 | 10 | 16 | 0 | 0 | 0 | 0 | 0 | 0 | 0 | 0 | 0 | 0 | 0 | 0 | 0
1985 | 10 | 17 | 0 | 0 | 0 | 0 | 0 | 0 | 0 | 0 | 0 | 0 | 0 | 0 | 0
1985 | 10 | 18 | 0 | 0 | 0 | 0 | 0 | 0 | 0 | 0 | 0 | 0 | 0 | 0 | 0
1985 | 10 | 19 | 0 | 0 | 0 | 0 | 0 | 0 | 0 | 0 | 0 | 0 | 0 | 0 | 0
1985 | 10 | 20 | 0.27 | 0.27 | 0.22 | 0 | 0.27 | 0.22 | 0 | 0 | 0 | 0 | 0 | 0 | 0
1985 | 10 | 21 | 1.12 | 1 | 0.95 | 0 | 1 | 0.95 | 0 | 0 | 0 | 0 | 0 | 0 | 0
1985 | 10 | 22 | 0.78 | 0.78 | 0.73 | 0 | 0.78 | 0.73 | 0 | 0 | 0 | 0 | 0 | 0 | 0
1985 | 10 | 23 | 0.01 | 0.01 | 0 | 0 | 0.01 | 0 | 0 | 0 | 0 | 0 | 0 | 0 | 0
1985 | 10 | 24 | 0.01 | 0.01 | 0 | 0 | 0.01 | 0 | 0 | 0 | 0 | 0 | 0 | 0 | 0
1985 | 10 | 25 | 0 | 0 | 0 | 0 | 0 | 0 | 0 | 0 | 0 | 0 | 0 | 0 | 0
1985 | 10 | 26 | 0 | 0 | 0 | 0 | 0 | 0 | 0 | 0 | 0 | 0 | 0 | 0 | 0
1985 | 10 | 27 | 0 | 0 | 0 | 0 | 0 | 0 | 0 | 0 | 0 | 0 | 0 | 0 | 0
1985 | 10 | 28 | 0 | 0 | 0 | 0 | 0 | 0 | 0 | 0 | 0 | 0 | 0 | 0 | 0
1985 | 10 | 29 | 0 | 0 | 0 | 0 | 0 | 0 | 0 | 0 | 0 | 0 | 0 | 0 | 0
1985 | 10 | 30 | 0 | 0 | 0 | 0 | 0 | 0 | 0 | 0 | 0 | 0 | 0 | 0 | 0
1985 | 10 | 31 | 0 | 0 | 0 | 0 | 0 | 0 | 0 | 0 | 0 | 0 | 0 | 0 | 0
1985 | 11 | 1 | 0.06 | 0.06 | 0.01 | 0 | 0.06 | 0.01 | 0 | 0 | 0 | 0 | 0 | 0 | 0
1985 | 11 | 2 | 0.03 | 0.03 | 0 | 0 | 0.03 | 0 | 0 | 0 | 0 | 0 | 0 | 0 | 0
1985 | 11 | 3 | 0.03 | 0.03 | 0 | 0 | 0.03 | 0 | 0 | 0 | 0 | 0 | 0 | 0 | 0
1985 | 11 | 4 | 0.97 | 0.97 | 0.92 | 0 | 0.97 | 0.92 | 0 | 0 | 0 | 0 | 0 | 0 | 0
1985 | 11 | 5 | 0.01 | 0.01 | 0 | 0 | 0.01 | 0 | 0 | 0 | 0 | 0 | 0 | 0 | 0
1985 | 11 | 6 | 0.01 | 0.01 | 0 | 0 | 0.01 | 0 | 0 | 0 | 0 | 0 | 0 | 0 | 0
1985 | 11 | 7 | 0 | 0 | 0 | 0 | 0 | 0 | 0 | 0 | 0 | 0 | 0 | 0 | 0
1985 | 11 | 8 | 0 | 0 | 0 | 0 | 0 | 0 | 0 | 0 | 0 | 0 | 0 | 0 | 0
1985 | 11 | 9 | 0 | 0 | 0 | 0 | 0 | 0 | 0 | 0 | 0 | 0 | 0 | 0 | 0
1985 | 11 | 10 | 0 | 0 | 0 | 0 | 0 | 0 | 0 | 0 | 0 | 0 | 0 | 0 | 0
1985 | 11 | 11 | 0 | 0 | 0 | 0 | 0 | 0 | 0 | 0 | 0 | 0 | 0 | 0 | 0
1985 | 11 | 12 | 0 | 0 | 0 | 0 | 0 | 0 | 0 | 0 | 0 | 0 | 0 | 0 | 0
1985 | 11 | 13 | 0 | 0 | 0 | 0 | 0 | 0 | 0 | 0 | 0 | 0 | 0 | 0 | 0
1985 | 11 | 14 | 0 | 0 | 0 | 0 | 0 | 0 | 0 | 0 | 0 | 0 | 0 | 0 | 0
1985 | 11 | 15 | 0 | 0 | 0 | 0 | 0 | 0 | 0 | 0 | 0 | 0 | 0 | 0 | 0
1985 | 11 | 16 | 0.35 | 0.35 | 0.3 | 0 | 0.35 | 0.3 | 0 | 0 | 0 | 0 | 0 | 0 | 0
1985 | 11 | 17 | 0 | 0 | 0 | 0 | 0 | 0 | 0 | 0 | 0 | 0 | 0 | 0 | 0
1985 | 11 | 18 | 0 | 0 | 0 | 0 | 0 | 0 | 0 | 0 | 0 | 0 | 0 | 0 | 0
1985 | 11 | 19 | 0 | 0 | 0 | 0 | 0 | 0 | 0 | 0 | 0 | 0 | 0 | 0 | 0
1985 | 11 | 20 | 0 | 0 | 0 | 0 | 0 | 0 | 0 | 0 | 0 | 0 | 0 | 0 | 0
1985 | 11 | 21 | 0 | 0 | 0 | 0 | 0 | 0 | 0 | 0 | 0 | 0 | 0 | 0 | 0
1985 | 11 | 22 | 1.23 | 1 | 0.95 | 0 | 1 | 0.95 | 0 | 0 | 0 | 0 | 0 | 0 | 0
1985 | 11 | 23 | 0 | 0 | 0 | 0 | 0 | 0 | 0 | 0 | 0 | 0 | 0 | 0 | 0
1985 | 11 | 24 | 0 | 0 | 0 | 0 | 0 | 0 | 0 | 0 | 0 | 0 | 0 | 0 | 0
1985 | 11 | 25 | 0 | 0 | 0 | 0 | 0 | 0 | 0 | 0 | 0 | 0 | 0 | 0 | 0
1985 | 11 | 26 | 0.01 | 0.01 | 0 | 0 | 0.01 | 0 | 0 | 0 | 0 | 0 | 0 | 0 | 0
1985 | 11 | 27 | 0.06 | 0.06 | 0.01 | 0 | 0.06 | 0.01 | 0 | 0 | 0 | 0 | 0 | 0 | 0
1985 | 11 | 28 | 0.67 | 0.67 | 0.62 | 0 | 0.67 | 0.62 | 0 | 0 | 0 | 0 | 0 | 0 | 0
1985 | 11 | 29 | 0.02 | 0.02 | 0 | 0 | 0.02 | 0 | 0 | 0 | 0 | 0 | 0 | 0 | 0
1985 | 11 | 30 | 1.02 | 1 | 0.95 | 0 | 1 | 0.95 | 0 | 0 | 0 | 0 | 0 | 0 | 0
1985 | 12 | 1 | 0.03 | 0.03 | 0 | 0 | 0.03 | 0 | 0 | 0 | 0 | 0 | 0 | 0 | 0
1985 | 12 | 2 | 0 | 0 | 0 | 0 | 0 | 0 | 0 | 0 | 0 | 0 | 0 | 0 | 0
1985 | 12 | 3 | 0 | 0 | 0 | 0 | 0 | 0 | 0 | 0 | 0 | 0 | 0 | 0 | 0
1985 | 12 | 4 | 0 | 0 | 0 | 0 | 0 | 0 | 0 | 0 | 0 | 0 | 0 | 0 | 0
1985 | 12 | 5 | 0 | 0 | 0 | 0 | 0 | 0 | 0 | 0 | 0 | 0 | 0 | 0 | 0
1985 | 12 | 6 | 0 | 0 | 0 | 0 | 0 | 0 | 0 | 0 | 0 | 0 | 0 | 0 | 0
1985 | 12 | 7 | 0 | 0 | 0 | 0 | 0 | 0 | 0 | 0 | 0 | 0 | 0 | 0 | 0
1985 | 12 | 8 | 0 | 0 | 0 | 0 | 0 | 0 | 0 | 0 | 0 | 0 | 0 | 0 | 0
1985 | 12 | 9 | 0 | 0 | 0 | 0 | 0 | 0 | 0 | 0 | 0 | 0 | 0 | 0 | 0
1985 | 12 | 10 | 0 | 0 | 0 | 0 | 0 | 0 | 0 | 0 | 0 | 0 | 0 | 0 | 0
1985 | 12 | 11 | 0.03 | 0.03 | 0 | 0 | 0.03 | 0 | 0 | 0 | 0 | 0 | 0 | 0 | 0
1985 | 12 | 12 | 0 | 0 | 0 | 0 | 0 | 0 | 0 | 0 | 0 | 0 | 0 | 0 | 0
1985 | 12 | 13 | 0.44 | 0.44 | 0.39 | 0 | 0.44 | 0.39 | 0 | 0 | 0 | 0 | 0 | 0 | 0
1985 | 12 | 14 | 0 | 0 | 0 | 0 | 0 | 0 | 0 | 0 | 0 | 0 | 0 | 0 | 0
1985 | 12 | 15 | 0 | 0 | 0 | 0 | 0 | 0 | 0 | 0 | 0 | 0 | 0 | 0 | 0
1985 | 12 | 16 | 0 | 0 | 0 | 0 | 0 | 0 | 0 | 0 | 0 | 0 | 0 | 0 | 0
1985 | 12 | 17 | 0 | 0 | 0 | 0 | 0 | 0 | 0 | 0 | 0 | 0 | 0 | 0 | 0
1985 | 12 | 18 | 0 | 0 | 0 | 0 | 0 | 0 | 0 | 0 | 0 | 0 | 0 | 0 | 0
1985 | 12 | 19 | 0 | 0 | 0 | 0 | 0 | 0 | 0 | 0 | 0 | 0 | 0 | 0 | 0
1985 | 12 | 20 | 0.06 | 0.06 | 0.01 | 0 | 0.06 | 0.01 | 0 | 0 | 0 | 0 | 0 | 0 | 0
1985 | 12 | 21 | 0 | 0 | 0 | 0 | 0 | 0 | 0 | 0 | 0 | 0 | 0 | 0 | 0
1985 | 12 | 22 | 0 | 0 | 0 | 0 | 0 | 0 | 0 | 0 | 0 | 0 | 0 | 0 | 0
1985 | 12 | 23 | 0 | 0 | 0 | 0 | 0 | 0 | 0 | 0 | 0 | 0 | 0 | 0 | 0
1985 | 12 | 24 | 0.08 | 0.08 | 0.03 | 0 | 0.08 | 0.03 | 0 | 0 | 0 | 0 | 0 | 0 | 0
1985 | 12 | 25 | 0.02 | 0.02 | 0 | 0 | 0.02 | 0 | 0 | 0 | 0 | 0 | 0 | 0 | 0
1985 | 12 | 26 | 0 | 0 | 0 | 0 | 0 | 0 | 0 | 0 | 0 | 0 | 0 | 0 | 0
1985 | 12 | 27 | 0 | 0 | 0 | 0 | 0 | 0 | 0 | 0 | 0 | 0 | 0 | 0 | 0
1985 | 12 | 28 | 0 | 0 | 0 | 0 | 0 | 0 | 0 | 0 | 0 | 0 | 0 | 0 | 0
1985 | 12 | 29 | 0 | 0 | 0 | 0 | 0 | 0 | 0 | 0 | 0 | 0 | 0 | 0 | 0
1985 | 12 | 30 | 0 | 0 | 0 | 0 | 0 | 0 | 0 | 0 | 0 | 0 | 0 | 0 | 0
1985 | 12 | 31 | 0.02 | 0.02 | 0 | 0 | 0.02 | 0 | 0 | 0 | 0 | 0 | 0 | 0 | 0
1986 | 1 | 1 | 0 | 0 | 0 | 0 | 0 | 0 | 0 | 0 | 0 | 0 | 0 | 0 | 0
1986 | 1 | 2 | 0 | 0 | 0 | 0 | 0 | 0 | 0 | 0 | 0 | 0 | 0 | 0 | 0
1986 | 1 | 3 | 0.02 | 0.02 | 0 | 0 | 0.02 | 0 | 0 | 0 | 0 | 0 | 0 | 0 | 0
1986 | 1 | 4 | 0 | 0 | 0 | 0 | 0 | 0 | 0 | 0 | 0 | 0 | 0 | 0 | 0
1986 | 1 | 5 | 0 | 0 | 0 | 0 | 0 | 0 | 0 | 0 | 0 | 0 | 0 | 0 | 0
1986 | 1 | 6 | 0 | 0 | 0 | 0 | 0 | 0 | 0 | 0 | 0 | 0 | 0 | 0 | 0
1986 | 1 | 7 | 0 | 0 | 0 | 0 | 0 | 0 | 0 | 0 | 0 | 0 | 0 | 0 | 0
1986 | 1 | 8 | 0 | 0 | 0 | 0 | 0 | 0 | 0 | 0 | 0 | 0 | 0 | 0 | 0
1986 | 1 | 9 | 0 | 0 | 0 | 0 | 0 | 0 | 0 | 0 | 0 | 0 | 0 | 0 | 0
1986 | 1 | 10 | 0 | 0 | 0 | 0 | 0 | 0 | 0 | 0 | 0 | 0 | 0 | 0 | 0
1986 | 1 | 11 | 0 | 0 | 0 | 0 | 0 | 0 | 0 | 0 | 0 | 0 | 0 | 0 | 0
1986 | 1 | 12 | 0 | 0 | 0 | 0 | 0 | 0 | 0 | 0 | 0 | 0 | 0 | 0 | 0
1986 | 1 | 13 | 0 | 0 | 0 | 0 | 0 | 0 | 0 | 0 | 0 | 0 | 0 | 0 | 0
1986 | 1 | 14 | 0.04 | 0.04 | 0 | 0 | 0.04 | 0 | 0 | 0 | 0 | 0 | 0 | 0 | 0
1986 | 1 | 15 | 0 | 0 | 0 | 0 | 0 | 0 | 0 | 0 | 0 | 0 | 0 | 0 | 0
1986 | 1 | 16 | 0 | 0 | 0 | 0 | 0 | 0 | 0 | 0 | 0 | 0 | 0 | 0 | 0
1986 | 1 | 17 | 0 | 0 | 0 | 0 | 0 | 0 | 0 | 0 | 0 | 0 | 0 | 0 | 0
1986 | 1 | 18 | 0 | 0 | 0 | 0 | 0 | 0 | 0 | 0 | 0 | 0 | 0 | 0 | 0
1986 | 1 | 19 | 0.7 | 0.7 | 0.65 | 0 | 0.7 | 0.65 | 0 | 0 | 0 | 0 | 0 | 0 | 0
1986 | 1 | 20 | 0.03 | 0.03 | 0 | 0 | 0.03 | 0 | 0 | 0 | 0 | 0 | 0 | 0 | 0
1986 | 1 | 21 | 0 | 0 | 0 | 0 | 0 | 0 | 0 | 0 | 0 | 0 | 0 | 0 | 0
1986 | 1 | 22 | 0 | 0 | 0 | 0 | 0 | 0 | 0 | 0 | 0 | 0 | 0 | 0 | 0
1986 | 1 | 23 | 0 | 0 | 0 | 0 | 0 | 0 | 0 | 0 | 0 | 0 | 0 | 0 | 0
1986 | 1 | 24 | 0 | 0 | 0 | 0 | 0 | 0 | 0 | 0 | 0 | 0 | 0 | 0 | 0
1986 | 1 | 25 | 0.78 | 0.78 | 0.73 | 0 | 0.78 | 0.73 | 0 | 0 | 0 | 0 | 0 | 0 | 0
1986 | 1 | 26 | 0.67 | 0.67 | 0.62 | 0 | 0.67 | 0.62 | 0 | 0 | 0 | 0 | 0 | 0 | 0
1986 | 1 | 27 | 0.04 | 0.04 | 0 | 0 | 0.04 | 0 | 0 | 0 | 0 | 0 | 0 | 0 | 0
1986 | 1 | 28 | 0 | 0 | 0 | 0 | 0 | 0 | 0 | 0 | 0 | 0 | 0 | 0 | 0
1986 | 1 | 29 | 0.1 | 0.1 | 0.05 | 0 | 0.1 | 0.05 | 0 | 0 | 0 | 0 | 0 | 0 | 0
1986 | 1 | 30 | 0 | 0 | 0 | 0 | 0 | 0 | 0 | 0 | 0 | 0 | 0 | 0 | 0
1986 | 1 | 31 | 0 | 0 | 0 | 0 | 0 | 0 | 0 | 0 | 0 | 0 | 0 | 0 | 0
1986 | 2 | 1 | 0 | 0 | 0 | 0 | 0 | 0 | 0 | 0 | 0 | 0 | 0 | 0 | 0
1986 | 2 | 2 | 0.01 | 0.01 | 0 | 0 | 0.01 | 0 | 0 | 0 | 0 | 0 | 0 | 0 | 0
1986 | 2 | 3 | 0.15 | 0.15 | 0.1 | 0 | 0.15 | 0.1 | 0 | 0 | 0 | 0 | 0 | 0 | 0
1986 | 2 | 4 | 0.57 | 0.57 | 0.52 | 0 | 0.57 | 0.52 | 0 | 0 | 0 | 0 | 0 | 0 | 0
1986 | 2 | 5 | 0.03 | 0.03 | 0 | 0 | 0.03 | 0 | 0 | 0 | 0 | 0 | 0 | 0 | 0
1986 | 2 | 6 | 0.14 | 0.14 | 0.09 | 0 | 0.14 | 0.09 | 0 | 0 | 0 | 0 | 0 | 0 | 0
1986 | 2 | 7 | 0.21 | 0.21 | 0.16 | 0 | 0.21 | 0.16 | 0 | 0 | 0 | 0 | 0 | 0 | 0
1986 | 2 | 8 | 0 | 0 | 0 | 0 | 0 | 0 | 0 | 0 | 0 | 0 | 0 | 0 | 0
1986 | 2 | 9 | 0 | 0 | 0 | 0 | 0 | 0 | 0 | 0 | 0 | 0 | 0 | 0 | 0
1986 | 2 | 10 | 0.09 | 0.09 | 0.04 | 0 | 0.09 | 0.04 | 0 | 0 | 0 | 0 | 0 | 0 | 0
1986 | 2 | 11 | 0.36 | 0.36 | 0.31 | 0 | 0.36 | 0.31 | 0 | 0 | 0 | 0 | 0 | 0 | 0
1986 | 2 | 12 | 0 | 0 | 0 | 0 | 0 | 0 | 0 | 0 | 0 | 0 | 0 | 0 | 0
1986 | 2 | 13 | 0 | 0 | 0 | 0 | 0 | 0 | 0 | 0 | 0 | 0 | 0 | 0 | 0
1986 | 2 | 14 | 0.15 | 0.15 | 0.1 | 0 | 0.15 | 0.1 | 0 | 0 | 0 | 0 | 0 | 0 | 0
1986 | 2 | 15 | 0 | 0 | 0 | 0 | 0 | 0 | 0 | 0 | 0 | 0 | 0 | 0 | 0
1986 | 2 | 16 | 0 | 0 | 0 | 0 | 0 | 0 | 0 | 0 | 0 | 0 | 0 | 0 | 0
1986 | 2 | 17 | 0.04 | 0.04 | 0 | 0 | 0.04 | 0 | 0 | 0 | 0 | 0 | 0 | 0 | 0
1986 | 2 | 18 | 0.51 | 0.51 | 0.46 | 0 | 0.51 | 0.46 | 0 | 0 | 0 | 0 | 0 | 0 | 0
1986 | 2 | 19 | 0.15 | 0.15 | 0.1 | 0 | 0.15 | 0.1 | 0 | 0 | 0 | 0 | 0 | 0 | 0
1986 | 2 | 20 | 0.02 | 0.02 | 0 | 0 | 0.02 | 0 | 0 | 0 | 0 | 0 | 0 | 0 | 0
1986 | 2 | 21 | 0.03 | 0.03 | 0 | 0 | 0.03 | 0 | 0 | 0 | 0 | 0 | 0 | 0 | 0
1986 | 2 | 22 | 0.43 | 0.43 | 0.38 | 0 | 0.43 | 0.38 | 0 | 0 | 0 | 0 | 0 | 0 | 0
1986 | 2 | 23 | 0 | 0 | 0 | 0 | 0 | 0 | 0 | 0 | 0 | 0 | 0 | 0 | 0
1986 | 2 | 24 | 0.44 | 0.44 | 0.39 | 0 | 0.44 | 0.39 | 0 | 0 | 0 | 0 | 0 | 0 | 0
1986 | 2 | 25 | 0 | 0 | 0 | 0 | 0 | 0 | 0 | 0 | 0 | 0 | 0 | 0 | 0
1986 | 2 | 26 | 0.08 | 0.08 | 0.03 | 0 | 0.08 | 0.03 | 0 | 0 | 0 | 0 | 0 | 0 | 0
1986 | 2 | 27 | 0.08 | 0.08 | 0.03 | 0 | 0.08 | 0.03 | 0 | 0 | 0 | 0 | 0 | 0 | 0
1986 | 2 | 28 | 0 | 0 | 0 | 0 | 0 | 0 | 0 | 0 | 0 | 0 | 0 | 0 | 0
1986 | 3 | 1 | 0 | 0 | 0 | 0 | 0 | 0 | 0 | 0 | 0 | 0 | 0 | 0 | 0
1986 | 3 | 2 | 0 | 0 | 0 | 0 | 0 | 0 | 0 | 0 | 0 | 0 | 0 | 0 | 0
1986 | 3 | 3 | 0.01 | 0.01 | 0 | 0 | 0.01 | 0 | 0 | 0 | 0 | 0 | 0 | 0 | 0
1986 | 3 | 4 | 0 | 0 | 0 | 0 | 0 | 0 | 0 | 0 | 0 | 0 | 0 | 0 | 0
1986 | 3 | 5 | 0 | 0 | 0 | 0 | 0 | 0 | 0 | 0 | 0 | 0 | 0 | 0 | 0
1986 | 3 | 6 | 0 | 0 | 0 | 0 | 0 | 0 | 0 | 0 | 0 | 0 | 0 | 0 | 0
1986 | 3 | 7 | 0 | 0 | 0 | 0 | 0 | 0 | 0 | 0 | 0 | 0 | 0 | 0 | 0
1986 | 3 | 8 | 0 | 0 | 0 | 0 | 0 | 0 | 0 | 0 | 0 | 0 | 0 | 0 | 0
1986 | 3 | 9 | 0 | 0 | 0 | 0 | 0 | 0 | 0 | 0 | 0 | 0 | 0 | 0 | 0
1986 | 3 | 10 | 0 | 0 | 0 | 0 | 0 | 0 | 0 | 0 | 0 | 0 | 0 | 0 | 0
1986 | 3 | 11 | 0 | 0 | 0 | 0 | 0 | 0 | 0 | 0 | 0 | 0 | 0 | 0 | 0
1986 | 3 | 12 | 0 | 0 | 0 | 0 | 0 | 0 | 0 | 0 | 0 | 0 | 0 | 0 | 0
1986 | 3 | 13 | 0.17 | 0.17 | 0.12 | 0 | 0.17 | 0.12 | 0 | 0 | 0 | 0 | 0 | 0 | 0
1986 | 3 | 14 | 0.41 | 0.41 | 0.36 | 0 | 0.41 | 0.36 | 0 | 0 | 0 | 0 | 0 | 0 | 0
1986 | 3 | 15 | 0.15 | 0.15 | 0.1 | 0 | 0.15 | 0.1 | 0 | 0 | 0 | 0 | 0 | 0 | 0
1986 | 3 | 16 | 0 | 0 | 0 | 0 | 0 | 0 | 0 | 0 | 0 | 0 | 0 | 0 | 0
1986 | 3 | 17 | 0 | 0 | 0 | 0 | 0 | 0 | 0 | 0 | 0 | 0 | 0 | 0 | 0
1986 | 3 | 18 | 0 | 0 | 0 | 0 | 0 | 0 | 0 | 0 | 0 | 0 | 0 | 0 | 0
1986 | 3 | 19 | 0 | 0 | 0 | 0 | 0 | 0 | 0 | 0 | 0 | 0 | 0 | 0 | 0
1986 | 3 | 20 | 0 | 0 | 0 | 0 | 0 | 0 | 0 | 0 | 0 | 0 | 0 | 0 | 0
1986 | 3 | 21 | 0 | 0 | 0 | 0 | 0 | 0 | 0 | 0 | 0 | 0 | 0 | 0 | 0
1986 | 3 | 22 | 0 | 0 | 0 | 0 | 0 | 0 | 0 | 0 | 0 | 0 | 0 | 0 | 0
1986 | 3 | 23 | 0 | 0 | 0 | 0 | 0 | 0 | 0 | 0 | 0 | 0 | 0 | 0 | 0
1986 | 3 | 24 | 0 | 0 | 0 | 0 | 0 | 0 | 0 | 0 | 0 | 0 | 0 | 0 | 0
1986 | 3 | 25 | 0 | 0 | 0 | 0 | 0 | 0 | 0 | 0 | 0 | 0 | 0 | 0 | 0
1986 | 3 | 26 | 0 | 0 | 0 | 0 | 0 | 0 | 0 | 0 | 0 | 0 | 0 | 0 | 0
1986 | 3 | 27 | 0 | 0 | 0 | 0 | 0 | 0 | 0 | 0 | 0 | 0 | 0 | 0 | 0
1986 | 3 | 28 | 0 | 0 | 0 | 0 | 0 | 0 | 0 | 0 | 0 | 0 | 0 | 0 | 0
1986 | 3 | 29 | 0 | 0 | 0 | 0 | 0 | 0 | 0 | 0 | 0 | 0 | 0 | 0 | 0
1986 | 3 | 30 | 0 | 0 | 0 | 0 | 0 | 0 | 0 | 0 | 0 | 0 | 0 | 0 | 0
1986 | 3 | 31 | 0 | 0 | 0 | 0 | 0 | 0 | 0 | 0 | 0 | 0 | 0 | 0 | 0
1986 | 4 | 1 | 0 | 0 | 0 | 0 | 0 | 0 | 0 | 0 | 0 | 0 | 0 | 0 | 0
1986 | 4 | 2 | 0 | 0 | 0 | 0 | 0 | 0 | 0 | 0 | 0 | 0 | 0 | 0 | 0
1986 | 4 | 3 | 0 | 0 | 0 | 0 | 0 | 0 | 0 | 0 | 0 | 0 | 0 | 0 | 0
1986 | 4 | 4 | 0 | 0 | 0 | 0 | 0 | 0 | 0 | 0 | 0 | 0 | 0 | 0 | 0
1986 | 4 | 5 | 0.13 | 0.13 | 0.08 | 0 | 0.13 | 0.08 | 0 | 0 | 0 | 0 | 0 | 0 | 0
1986 | 4 | 6 | 0.36 | 0.36 | 0.31 | 0 | 0.36 | 0.31 | 0 | 0 | 0 | 0 | 0 | 0 | 0
1986 | 4 | 7 | 0.01 | 0.01 | 0 | 0 | 0.01 | 0 | 0 | 0 | 0 | 0 | 0 | 0 | 0
1986 | 4 | 8 | 0 | 0 | 0 | 0 | 0 | 0 | 0 | 0 | 0 | 0 | 0 | 0 | 0
1986 | 4 | 9 | 0 | 0 | 0 | 0 | 0 | 0 | 0 | 0 | 0 | 0 | 0 | 0 | 0
1986 | 4 | 10 | 0 | 0 | 0 | 0 | 0 | 0 | 0 | 0 | 0 | 0 | 0 | 0 | 0
1986 | 4 | 11 | 0.07 | 0.07 | 0.02 | 0 | 0.07 | 0.02 | 0 | 0 | 0 | 0 | 0 | 0 | 0
1986 | 4 | 12 | 0 | 0 | 0 | 0 | 0 | 0 | 0 | 0 | 0 | 0 | 0 | 0 | 0
1986 | 4 | 13 | 0 | 0 | 0 | 0 | 0 | 0 | 0 | 0 | 0 | 0 | 0 | 0 | 0
1986 | 4 | 14 | 0 | 0 | 0 | 0 | 0 | 0 | 0 | 0 | 0 | 0 | 0 | 0 | 0
1986 | 4 | 15 | 0.79 | 0.79 | 0.74 | 0 | 0.79 | 0.74 | 0 | 0 | 0 | 0 | 0 | 0 | 0
1986 | 4 | 16 | 0.07 | 0.07 | 0.02 | 0 | 0.07 | 0.02 | 0 | 0 | 0 | 0 | 0 | 0 | 0
1986 | 4 | 17 | 0.22 | 0.22 | 0.17 | 0 | 0.22 | 0.17 | 0 | 0 | 0 | 0 | 0 | 0 | 0
1986 | 4 | 18 | 0 | 0 | 0 | 0 | 0 | 0 | 0 | 0 | 0 | 0 | 0 | 0 | 0
1986 | 4 | 19 | 0 | 0 | 0 | 0 | 0 | 0 | 0 | 0 | 0 | 0 | 0 | 0 | 0
1986 | 4 | 20 | 0 | 0 | 0 | 0 | 0 | 0 | 0 | 0 | 0 | 0 | 0 | 0 | 0
1986 | 4 | 21 | 0.21 | 0.21 | 0.16 | 0 | 0.21 | 0.16 | 0 | 0 | 0 | 0 | 0 | 0 | 0
1986 | 4 | 22 | 0.1 | 0.1 | 0.05 | 0 | 0.1 | 0.05 | 0 | 0 | 0 | 0 | 0 | 0 | 0
1986 | 4 | 23 | 0 | 0 | 0 | 0 | 0 | 0 | 0 | 0 | 0 | 0 | 0 | 0 | 0
1986 | 4 | 24 | 0 | 0 | 0 | 0 | 0 | 0 | 0 | 0 | 0 | 0 | 0 | 0 | 0
1986 | 4 | 25 | 0.02 | 0.02 | 0 | 0 | 0.02 | 0 | 0 | 0 | 0 | 0 | 0 | 0 | 0
1986 | 4 | 26 | 0 | 0 | 0 | 0 | 0 | 0 | 0 | 0 | 0 | 0 | 0 | 0 | 0
1986 | 4 | 27 | 0 | 0 | 0 | 0 | 0 | 0 | 0 | 0 | 0 | 0 | 0 | 0 | 0
1986 | 4 | 28 | 0 | 0 | 0 | 0 | 0 | 0 | 0 | 0 | 0 | 0 | 0 | 0 | 0
1986 | 4 | 29 | 0 | 0 | 0 | 0 | 0 | 0 | 0 | 0 | 0 | 0 | 0 | 0 | 0
1986 | 4 | 30 | 0 | 0 | 0 | 0 | 0 | 0 | 0 | 0 | 0 | 0 | 0 | 0 | 0
1986 | 5 | 1 | 0 | 0 | 0 | 0 | 0 | 0 | 0 | 0 | 0 | 0 | 0 | 0 | 0
1986 | 5 | 2 | 0 | 0 | 0 | 0 | 0 | 0 | 0 | 0 | 0 | 0 | 0 | 0 | 0
1986 | 5 | 3 | 0 | 0 | 0 | 0 | 0 | 0 | 0 | 0 | 0 | 0 | 0 | 0 | 0
1986 | 5 | 4 | 0 | 0 | 0 | 0 | 0 | 0 | 0 | 0 | 0 | 0 | 0 | 0 | 0
1986 | 5 | 5 | 0 | 0 | 0 | 0 | 0 | 0 | 0 | 0 | 0 | 0 | 0 | 0 | 0
1986 | 5 | 6 | 0 | 0 | 0 | 0 | 0 | 0 | 0 | 0 | 0 | 0 | 0 | 0 | 0
1986 | 5 | 7 | 0 | 0 | 0 | 0 | 0 | 0 | 0 | 0 | 0 | 0 | 0 | 0 | 0
1986 | 5 | 8 | 0 | 0 | 0 | 0 | 0 | 0 | 0 | 0 | 0 | 0 | 0 | 0 | 0
1986 | 5 | 9 | 0 | 0 | 0 | 0 | 0 | 0 | 0 | 0 | 0 | 0 | 0 | 0 | 0
1986 | 5 | 10 | 0 | 0 | 0 | 0 | 0 | 0 | 0 | 0 | 0 | 0 | 0 | 0 | 0
1986 | 5 | 11 | 0 | 0 | 0 | 0 | 0 | 0 | 0 | 0 | 0 | 0 | 0 | 0 | 0
1986 | 5 | 12 | 0 | 0 | 0 | 0 | 0 | 0 | 0 | 0 | 0 | 0 | 0 | 0 | 0
1986 | 5 | 13 | 0.04 | 0.04 | 0 | 0 | 0.04 | 0 | 0 | 0 | 0 | 0 | 0 | 0 | 0
1986 | 5 | 14 | 0.14 | 0.14 | 0.09 | 0 | 0.14 | 0.09 | 0 | 0 | 0 | 0 | 0 | 0 | 0
1986 | 5 | 15 | 0 | 0 | 0 | 0 | 0 | 0 | 0 | 0 | 0 | 0 | 0 | 0 | 0
1986 | 5 | 16 | 0 | 0 | 0 | 0 | 0 | 0 | 0 | 0 | 0 | 0 | 0 | 0 | 0
1986 | 5 | 17 | 0 | 0 | 0 | 0 | 0 | 0 | 0 | 0 | 0 | 0 | 0 | 0 | 0
1986 | 5 | 18 | 0 | 0 | 0 | 0 | 0 | 0 | 0 | 0 | 0 | 0 | 0 | 0 | 0
1986 | 5 | 19 | 0 | 0 | 0 | 0 | 0 | 0 | 0 | 0 | 0 | 0 | 0 | 0 | 0
1986 | 5 | 20 | 0.51 | 0.51 | 0.46 | 0 | 0.51 | 0.46 | 0 | 0 | 0 | 0 | 0 | 0 | 0
1986 | 5 | 21 | 0.06 | 0.06 | 0.01 | 0 | 0.06 | 0.01 | 0 | 0 | 0 | 0 | 0 | 0 | 0
1986 | 5 | 22 | 0 | 0 | 0 | 0 | 0 | 0 | 0 | 0 | 0 | 0 | 0 | 0 | 0
1986 | 5 | 23 | 0 | 0 | 0 | 0 | 0 | 0 | 0 | 0 | 0 | 0 | 0 | 0 | 0
1986 | 5 | 24 | 0 | 0 | 0 | 0 | 0 | 0 | 0 | 0 | 0 | 0 | 0 | 0 | 0
1986 | 5 | 25 | 0 | 0 | 0 | 0 | 0 | 0 | 0 | 0 | 0 | 0 | 0 | 0 | 0
1986 | 5 | 26 | 0 | 0 | 0 | 0 | 0 | 0 | 0 | 0 | 0 | 0 | 0 | 0 | 0
1986 | 5 | 27 | 0 | 0 | 0 | 0 | 0 | 0 | 0 | 0 | 0 | 0 | 0 | 0 | 0
1986 | 5 | 28 | 0 | 0 | 0 | 0 | 0 | 0 | 0 | 0 | 0 | 0 | 0 | 0 | 0
1986 | 5 | 29 | 0 | 0 | 0 | 0 | 0 | 0 | 0 | 0 | 0 | 0 | 0 | 0 | 0
1986 | 5 | 30 | 0 | 0 | 0 | 0 | 0 | 0 | 0 | 0 | 0 | 0 | 0 | 0 | 0
1986 | 5 | 31 | 0 | 0 | 0 | 0 | 0 | 0 | 0 | 0 | 0 | 0 | 0 | 0 | 0
1986 | 6 | 1 | 0 | 0 | 0 | 0 | 0 | 0 | 0 | 0 | 0 | 0 | 0 | 0 | 0
1986 | 6 | 2 | 0 | 0 | 0 | 0 | 0 | 0 | 0 | 0 | 0 | 0 | 0 | 0 | 0
1986 | 6 | 3 | 0 | 0 | 0 | 0 | 0 | 0 | 0 | 0 | 0 | 0 | 0 | 0 | 0
1986 | 6 | 4 | 0 | 0 | 0 | 0 | 0 | 0 | 0 | 0 | 0 | 0 | 0 | 0 | 0
1986 | 6 | 5 | 0 | 0 | 0 | 0 | 0 | 0 | 0 | 0 | 0 | 0 | 0 | 0 | 0
1986 | 6 | 6 | 0 | 0 | 0 | 0 | 0 | 0 | 0 | 0 | 0 | 0 | 0 | 0 | 0
1986 | 6 | 7 | 0 | 0 | 0 | 0 | 0 | 0 | 0 | 0 | 0 | 0 | 0 | 0 | 0
1986 | 6 | 8 | 0.06 | 0.06 | 0.01 | 0 | 0.06 | 0.01 | 0 | 0 | 0 | 0 | 0 | 0 | 0
1986 | 6 | 9 | 0 | 0 | 0 | 0 | 0 | 0 | 0 | 0 | 0 | 0 | 0 | 0 | 0
1986 | 6 | 10 | 0 | 0 | 0 | 0 | 0 | 0 | 0 | 0 | 0 | 0 | 0 | 0 | 0
1986 | 6 | 11 | 0 | 0 | 0 | 0 | 0 | 0 | 0 | 0 | 0 | 0 | 0 | 0 | 0
1986 | 6 | 12 | 0.4 | 0.4 | 0.35 | 0 | 0.4 | 0.35 | 0 | 0 | 0 | 0 | 0 | 0 | 0
1986 | 6 | 13 | 0 | 0 | 0 | 0 | 0 | 0 | 0 | 0 | 0 | 0 | 0 | 0 | 0
1986 | 6 | 14 | 0 | 0 | 0 | 0 | 0 | 0 | 0 | 0 | 0 | 0 | 0 | 0 | 0
1986 | 6 | 15 | 0 | 0 | 0 | 0 | 0 | 0 | 0 | 0 | 0 | 0 | 0 | 0 | 0
1986 | 6 | 16 | 0.05 | 0.05 | 0 | 0 | 0.05 | 0 | 0 | 0 | 0 | 0 | 0 | 0 | 0
1986 | 6 | 17 | 0.04 | 0.04 | 0 | 0 | 0.04 | 0 | 0 | 0 | 0 | 0 | 0 | 0 | 0
1986 | 6 | 18 | 0 | 0 | 0 | 0 | 0 | 0 | 0 | 0 | 0 | 0 | 0 | 0 | 0
1986 | 6 | 19 | 0 | 0 | 0 | 0 | 0 | 0 | 0 | 0 | 0 | 0 | 0 | 0 | 0
1986 | 6 | 20 | 0.29 | 0.29 | 0.24 | 0 | 0.29 | 0.24 | 0 | 0 | 0 | 0 | 0 | 0 | 0
1986 | 6 | 21 | 0 | 0 | 0 | 0 | 0 | 0 | 0 | 0 | 0 | 0 | 0 | 0 | 0
1986 | 6 | 22 | 0 | 0 | 0 | 0 | 0 | 0 | 0 | 0 | 0 | 0 | 0 | 0 | 0
1986 | 6 | 23 | 0 | 0 | 0 | 0 | 0 | 0 | 0 | 0 | 0 | 0 | 0 | 0 | 0
1986 | 6 | 24 | 0.33 | 0.33 | 0.28 | 0 | 0.33 | 0.28 | 0 | 0 | 0 | 0 | 0 | 0 | 0
1986 | 6 | 25 | 0 | 0 | 0 | 0 | 0 | 0 | 0 | 0 | 0 | 0 | 0 | 0 | 0
1986 | 6 | 26 | 0 | 0 | 0 | 0 | 0 | 0 | 0 | 0 | 0 | 0 | 0 | 0 | 0
1986 | 6 | 27 | 0.05 | 0.05 | 0 | 0 | 0.05 | 0 | 0 | 0 | 0 | 0 | 0 | 0 | 0
1986 | 6 | 28 | 0.06 | 0.06 | 0.01 | 0 | 0.06 | 0.01 | 0 | 0 | 0 | 0 | 0 | 0 | 0
1986 | 6 | 29 | 0.01 | 0.01 | 0 | 0 | 0.01 | 0 | 0 | 0 | 0 | 0 | 0 | 0 | 0
1986 | 6 | 30 | 0 | 0 | 0 | 0 | 0 | 0 | 0 | 0 | 0 | 0 | 0 | 0 | 0
1986 | 7 | 1 | 0.09 | 0.09 | 0.04 | 0 | 0.09 | 0.04 | 0 | 0 | 0 | 0 | 0 | 0 | 0
1986 | 7 | 2 | 0.89 | 0.89 | 0.84 | 0 | 0.89 | 0.84 | 0 | 0 | 0 | 0 | 0 | 0 | 0
1986 | 7 | 3 | 0 | 0 | 0 | 0 | 0 | 0 | 0 | 0 | 0 | 0 | 0 | 0 | 0
1986 | 7 | 4 | 0 | 0 | 0 | 0 | 0 | 0 | 0 | 0 | 0 | 0 | 0 | 0 | 0
1986 | 7 | 5 | 0 | 0 | 0 | 0 | 0 | 0 | 0 | 0 | 0 | 0 | 0 | 0 | 0
1986 | 7 | 6 | 0 | 0 | 0 | 0 | 0 | 0 | 0 | 0 | 0 | 0 | 0 | 0 | 0
1986 | 7 | 7 | 0 | 0 | 0 | 0 | 0 | 0 | 0 | 0 | 0 | 0 | 0 | 0 | 0
1986 | 7 | 8 | 0.33 | 0.33 | 0.28 | 0 | 0.33 | 0.28 | 0 | 0 | 0 | 0 | 0 | 0 | 0
1986 | 7 | 9 | 0.08 | 0.08 | 0.03 | 0 | 0.08 | 0.03 | 0 | 0 | 0 | 0 | 0 | 0 | 0
1986 | 7 | 10 | 0 | 0 | 0 | 0 | 0 | 0 | 0 | 0 | 0 | 0 | 0 | 0 | 0
1986 | 7 | 11 | 0 | 0 | 0 | 0 | 0 | 0 | 0 | 0 | 0 | 0 | 0 | 0 | 0
1986 | 7 | 12 | 0.02 | 0.02 | 0 | 0 | 0.02 | 0 | 0 | 0 | 0 | 0 | 0 | 0 | 0
1986 | 7 | 13 | 0.34 | 0.34 | 0.29 | 0 | 0.34 | 0.29 | 0 | 0 | 0 | 0 | 0 | 0 | 0
1986 | 7 | 14 | 0 | 0 | 0 | 0 | 0 | 0 | 0 | 0 | 0 | 0 | 0 | 0 | 0
1986 | 7 | 15 | 0 | 0 | 0 | 0 | 0 | 0 | 0 | 0 | 0 | 0 | 0 | 0 | 0
1986 | 7 | 16 | 0.8 | 0.8 | 0.75 | 0 | 0.8 | 0.75 | 0 | 0 | 0 | 0 | 0 | 0 | 0
1986 | 7 | 17 | 0 | 0 | 0 | 0 | 0 | 0 | 0 | 0 | 0 | 0 | 0 | 0 | 0
1986 | 7 | 18 | 0 | 0 | 0 | 0 | 0 | 0 | 0 | 0 | 0 | 0 | 0 | 0 | 0
1986 | 7 | 19 | 0 | 0 | 0 | 0 | 0 | 0 | 0 | 0 | 0 | 0 | 0 | 0 | 0
1986 | 7 | 20 | 0.71 | 0.71 | 0.66 | 0 | 0.71 | 0.66 | 0 | 0 | 0 | 0 | 0 | 0 | 0
1986 | 7 | 21 | 0 | 0 | 0 | 0 | 0 | 0 | 0 | 0 | 0 | 0 | 0 | 0 | 0
1986 | 7 | 22 | 0 | 0 | 0 | 0 | 0 | 0 | 0 | 0 | 0 | 0 | 0 | 0 | 0
1986 | 7 | 23 | 0.01 | 0.01 | 0 | 0 | 0.01 | 0 | 0 | 0 | 0 | 0 | 0 | 0 | 0
1986 | 7 | 24 | 0.14 | 0.14 | 0.09 | 0 | 0.14 | 0.09 | 0 | 0 | 0 | 0 | 0 | 0 | 0
1986 | 7 | 25 | 0 | 0 | 0 | 0 | 0 | 0 | 0 | 0 | 0 | 0 | 0 | 0 | 0
1986 | 7 | 26 | 0 | 0 | 0 | 0 | 0 | 0 | 0 | 0 | 0 | 0 | 0 | 0 | 0
1986 | 7 | 27 | 0 | 0 | 0 | 0 | 0 | 0 | 0 | 0 | 0 | 0 | 0 | 0 | 0
1986 | 7 | 28 | 0 | 0 | 0 | 0 | 0 | 0 | 0 | 0 | 0 | 0 | 0 | 0 | 0
1986 | 7 | 29 | 0.38 | 0.38 | 0.33 | 0 | 0.38 | 0.33 | 0 | 0 | 0 | 0 | 0 | 0 | 0
1986 | 7 | 30 | 0 | 0 | 0 | 0 | 0 | 0 | 0 | 0 | 0 | 0 | 0 | 0 | 0
1986 | 7 | 31 | 0 | 0 | 0 | 0 | 0 | 0 | 0 | 0 | 0 | 0 | 0 | 0 | 0
1986 | 8 | 1 | 0 | 0 | 0 | 0 | 0 | 0 | 0 | 0 | 0 | 0 | 0 | 0 | 0
1986 | 8 | 2 | 1.57 | 1 | 0.95 | 0 | 1 | 0.95 | 0 | 0 | 0 | 0 | 0 | 0 | 0
1986 | 8 | 3 | 0 | 0 | 0 | 0 | 0 | 0 | 0 | 0 | 0 | 0 | 0 | 0 | 0
1986 | 8 | 4 | 0 | 0 | 0 | 0 | 0 | 0 | 0 | 0 | 0 | 0 | 0 | 0 | 0
1986 | 8 | 5 | 0 | 0 | 0 | 0 | 0 | 0 | 0 | 0 | 0 | 0 | 0 | 0 | 0
1986 | 8 | 6 | 1.32 | 1 | 0.95 | 0 | 1 | 0.95 | 0 | 0 | 0 | 0 | 0 | 0 | 0
1986 | 8 | 7 | 0.01 | 0.01 | 0 | 0 | 0.01 | 0 | 0 | 0 | 0 | 0 | 0 | 0 | 0
1986 | 8 | 8 | 0 | 0 | 0 | 0 | 0 | 0 | 0 | 0 | 0 | 0 | 0 | 0 | 0
1986 | 8 | 9 | 0 | 0 | 0 | 0 | 0 | 0 | 0 | 0 | 0 | 0 | 0 | 0 | 0
1986 | 8 | 10 | 0 | 0 | 0 | 0 | 0 | 0 | 0 | 0 | 0 | 0 | 0 | 0 | 0
1986 | 8 | 11 | 0 | 0 | 0 | 0 | 0 | 0 | 0 | 0 | 0 | 0 | 0 | 0 | 0
1986 | 8 | 12 | 0 | 0 | 0 | 0 | 0 | 0 | 0 | 0 | 0 | 0 | 0 | 0 | 0
1986 | 8 | 13 | 0 | 0 | 0 | 0 | 0 | 0 | 0 | 0 | 0 | 0 | 0 | 0 | 0
1986 | 8 | 14 | 0 | 0 | 0 | 0 | 0 | 0 | 0 | 0 | 0 | 0 | 0 | 0 | 0
1986 | 8 | 15 | 0 | 0 | 0 | 0 | 0 | 0 | 0 | 0 | 0 | 0 | 0 | 0 | 0
1986 | 8 | 16 | 0 | 0 | 0 | 0 | 0 | 0 | 0 | 0 | 0 | 0 | 0 | 0 | 0
1986 | 8 | 17 | 0.46 | 0.46 | 0.41 | 0 | 0.46 | 0.41 | 0 | 0 | 0 | 0 | 0 | 0 | 0
1986 | 8 | 18 | 0 | 0 | 0 | 0 | 0 | 0 | 0 | 0 | 0 | 0 | 0 | 0 | 0
1986 | 8 | 19 | 0.04 | 0.04 | 0 | 0 | 0.04 | 0 | 0 | 0 | 0 | 0 | 0 | 0 | 0
1986 | 8 | 20 | 0.15 | 0.15 | 0.1 | 0 | 0.15 | 0.1 | 0 | 0 | 0 | 0 | 0 | 0 | 0
1986 | 8 | 21 | 1.1 | 1 | 0.95 | 0 | 1 | 0.95 | 0 | 0 | 0 | 0 | 0 | 0 | 0
1986 | 8 | 22 | 0 | 0 | 0 | 0 | 0 | 0 | 0 | 0 | 0 | 0 | 0 | 0 | 0
1986 | 8 | 23 | 0 | 0 | 0 | 0 | 0 | 0 | 0 | 0 | 0 | 0 | 0 | 0 | 0
1986 | 8 | 24 | 0 | 0 | 0 | 0 | 0 | 0 | 0 | 0 | 0 | 0 | 0 | 0 | 0
1986 | 8 | 25 | 0 | 0 | 0 | 0 | 0 | 0 | 0 | 0 | 0 | 0 | 0 | 0 | 0
1986 | 8 | 26 | 0 | 0 | 0 | 0 | 0 | 0 | 0 | 0 | 0 | 0 | 0 | 0 | 0
1986 | 8 | 27 | 0.21 | 0.21 | 0.16 | 0 | 0.21 | 0.16 | 0 | 0 | 0 | 0 | 0 | 0 | 0
1986 | 8 | 28 | 0.47 | 0.47 | 0.42 | 0 | 0.47 | 0.42 | 0 | 0 | 0 | 0 | 0 | 0 | 0
1986 | 8 | 29 | 0 | 0 | 0 | 0 | 0 | 0 | 0 | 0 | 0 | 0 | 0 | 0 | 0
1986 | 8 | 30 | 0 | 0 | 0 | 0 | 0 | 0 | 0 | 0 | 0 | 0 | 0 | 0 | 0
1986 | 8 | 31 | 0 | 0 | 0 | 0 | 0 | 0 | 0 | 0 | 0 | 0 | 0 | 0 | 0
1986 | 9 | 1 | 0.04 | 0.04 | 0 | 0 | 0.04 | 0 | 0 | 0 | 0 | 0 | 0 | 0 | 0
1986 | 9 | 2 | 0.32 | 0.32 | 0.27 | 0 | 0.32 | 0.27 | 0 | 0 | 0 | 0 | 0 | 0 | 0
1986 | 9 | 3 | 0 | 0 | 0 | 0 | 0 | 0 | 0 | 0 | 0 | 0 | 0 | 0 | 0
1986 | 9 | 4 | 0 | 0 | 0 | 0 | 0 | 0 | 0 | 0 | 0 | 0 | 0 | 0 | 0
1986 | 9 | 5 | 0 | 0 | 0 | 0 | 0 | 0 | 0 | 0 | 0 | 0 | 0 | 0 | 0
1986 | 9 | 6 | 0 | 0 | 0 | 0 | 0 | 0 | 0 | 0 | 0 | 0 | 0 | 0 | 0
1986 | 9 | 7 | 0 | 0 | 0 | 0 | 0 | 0 | 0 | 0 | 0 | 0 | 0 | 0 | 0
1986 | 9 | 8 | 0.22 | 0.22 | 0.17 | 0 | 0.22 | 0.17 | 0 | 0 | 0 | 0 | 0 | 0 | 0
1986 | 9 | 9 | 0 | 0 | 0 | 0 | 0 | 0 | 0 | 0 | 0 | 0 | 0 | 0 | 0
1986 | 9 | 10 | 0 | 0 | 0 | 0 | 0 | 0 | 0 | 0 | 0 | 0 | 0 | 0 | 0
1986 | 9 | 11 | 0 | 0 | 0 | 0 | 0 | 0 | 0 | 0 | 0 | 0 | 0 | 0 | 0
1986 | 9 | 12 | 0 | 0 | 0 | 0 | 0 | 0 | 0 | 0 | 0 | 0 | 0 | 0 | 0
1986 | 9 | 13 | 0 | 0 | 0 | 0 | 0 | 0 | 0 | 0 | 0 | 0 | 0 | 0 | 0
1986 | 9 | 14 | 0 | 0 | 0 | 0 | 0 | 0 | 0 | 0 | 0 | 0 | 0 | 0 | 0
1986 | 9 | 15 | 0 | 0 | 0 | 0 | 0 | 0 | 0 | 0 | 0 | 0 | 0 | 0 | 0
1986 | 9 | 16 | 0 | 0 | 0 | 0 | 0 | 0 | 0 | 0 | 0 | 0 | 0 | 0 | 0
1986 | 9 | 17 | 0 | 0 | 0 | 0 | 0 | 0 | 0 | 0 | 0 | 0 | 0 | 0 | 0
1986 | 9 | 18 | 0 | 0 | 0 | 0 | 0 | 0 | 0 | 0 | 0 | 0 | 0 | 0 | 0
1986 | 9 | 19 | 0 | 0 | 0 | 0 | 0 | 0 | 0 | 0 | 0 | 0 | 0 | 0 | 0
1986 | 9 | 20 | 0 | 0 | 0 | 0 | 0 | 0 | 0 | 0 | 0 | 0 | 0 | 0 | 0
1986 | 9 | 21 | 0 | 0 | 0 | 0 | 0 | 0 | 0 | 0 | 0 | 0 | 0 | 0 | 0
1986 | 9 | 22 | 0 | 0 | 0 | 0 | 0 | 0 | 0 | 0 | 0 | 0 | 0 | 0 | 0
1986 | 9 | 23 | 0 | 0 | 0 | 0 | 0 | 0 | 0 | 0 | 0 | 0 | 0 | 0 | 0
1986 | 9 | 24 | 0 | 0 | 0 | 0 | 0 | 0 | 0 | 0 | 0 | 0 | 0 | 0 | 0
1986 | 9 | 25 | 0 | 0 | 0 | 0 | 0 | 0 | 0 | 0 | 0 | 0 | 0 | 0 | 0
1986 | 9 | 26 | 0 | 0 | 0 | 0 | 0 | 0 | 0 | 0 | 0 | 0 | 0 | 0 | 0
1986 | 9 | 27 | 0 | 0 | 0 | 0 | 0 | 0 | 0 | 0 | 0 | 0 | 0 | 0 | 0
1986 | 9 | 28 | 0.02 | 0.02 | 0 | 0 | 0.02 | 0 | 0 | 0 | 0 | 0 | 0 | 0 | 0
1986 | 9 | 29 | 0 | 0 | 0 | 0 | 0 | 0 | 0 | 0 | 0 | 0 | 0 | 0 | 0
1986 | 9 | 30 | 0 | 0 | 0 | 0 | 0 | 0 | 0 | 0 | 0 | 0 | 0 | 0 | 0
1986 | 10 | 1 | 0 | 0 | 0 | 0 | 0 | 0 | 0 | 0 | 0 | 0 | 0 | 0 | 0
1986 | 10 | 2 | 0 | 0 | 0 | 0 | 0 | 0 | 0 | 0 | 0 | 0 | 0 | 0 | 0
1986 | 10 | 3 | 0 | 0 | 0 | 0 | 0 | 0 | 0 | 0 | 0 | 0 | 0 | 0 | 0
1986 | 10 | 4 | 0.03 | 0.03 | 0 | 0 | 0.03 | 0 | 0 | 0 | 0 | 0 | 0 | 0 | 0
1986 | 10 | 5 | 0 | 0 | 0 | 0 | 0 | 0 | 0 | 0 | 0 | 0 | 0 | 0 | 0
1986 | 10 | 6 | 0 | 0 | 0 | 0 | 0 | 0 | 0 | 0 | 0 | 0 | 0 | 0 | 0
1986 | 10 | 7 | 0 | 0 | 0 | 0 | 0 | 0 | 0 | 0 | 0 | 0 | 0 | 0 | 0
1986 | 10 | 8 | 0 | 0 | 0 | 0 | 0 | 0 | 0 | 0 | 0 | 0 | 0 | 0 | 0
1986 | 10 | 9 | 0 | 0 | 0 | 0 | 0 | 0 | 0 | 0 | 0 | 0 | 0 | 0 | 0
1986 | 10 | 10 | 0 | 0 | 0 | 0 | 0 | 0 | 0 | 0 | 0 | 0 | 0 | 0 | 0
1986 | 10 | 11 | 0 | 0 | 0 | 0 | 0 | 0 | 0 | 0 | 0 | 0 | 0 | 0 | 0
1986 | 10 | 12 | 0 | 0 | 0 | 0 | 0 | 0 | 0 | 0 | 0 | 0 | 0 | 0 | 0
1986 | 10 | 13 | 0.39 | 0.39 | 0.34 | 0 | 0.39 | 0.34 | 0 | 0 | 0 | 0 | 0 | 0 | 0
1986 | 10 | 14 | 0.61 | 0.61 | 0.56 | 0 | 0.61 | 0.56 | 0 | 0 | 0 | 0 | 0 | 0 | 0
1986 | 10 | 15 | 0 | 0 | 0 | 0 | 0 | 0 | 0 | 0 | 0 | 0 | 0 | 0 | 0
1986 | 10 | 16 | 0 | 0 | 0 | 0 | 0 | 0 | 0 | 0 | 0 | 0 | 0 | 0 | 0
1986 | 10 | 17 | 0 | 0 | 0 | 0 | 0 | 0 | 0 | 0 | 0 | 0 | 0 | 0 | 0
1986 | 10 | 18 | 0 | 0 | 0 | 0 | 0 | 0 | 0 | 0 | 0 | 0 | 0 | 0 | 0
1986 | 10 | 19 | 0 | 0 | 0 | 0 | 0 | 0 | 0 | 0 | 0 | 0 | 0 | 0 | 0
1986 | 10 | 20 | 0 | 0 | 0 | 0 | 0 | 0 | 0 | 0 | 0 | 0 | 0 | 0 | 0
1986 | 10 | 21 | 0 | 0 | 0 | 0 | 0 | 0 | 0 | 0 | 0 | 0 | 0 | 0 | 0
1986 | 10 | 22 | 0 | 0 | 0 | 0 | 0 | 0 | 0 | 0 | 0 | 0 | 0 | 0 | 0
1986 | 10 | 23 | 0 | 0 | 0 | 0 | 0 | 0 | 0 | 0 | 0 | 0 | 0 | 0 | 0
1986 | 10 | 24 | 0 | 0 | 0 | 0 | 0 | 0 | 0 | 0 | 0 | 0 | 0 | 0 | 0
1986 | 10 | 25 | 0.05 | 0.05 | 0 | 0 | 0.05 | 0 | 0 | 0 | 0 | 0 | 0 | 0 | 0
1986 | 10 | 26 | 0.44 | 0.44 | 0.39 | 0 | 0.44 | 0.39 | 0 | 0 | 0 | 0 | 0 | 0 | 0
1986 | 10 | 27 | 0.49 | 0.49 | 0.44 | 0 | 0.49 | 0.44 | 0 | 0 | 0 | 0 | 0 | 0 | 0
1986 | 10 | 28 | 0 | 0 | 0 | 0 | 0 | 0 | 0 | 0 | 0 | 0 | 0 | 0 | 0
1986 | 10 | 29 | 0 | 0 | 0 | 0 | 0 | 0 | 0 | 0 | 0 | 0 | 0 | 0 | 0
1986 | 10 | 30 | 0 | 0 | 0 | 0 | 0 | 0 | 0 | 0 | 0 | 0 | 0 | 0 | 0
1986 | 10 | 31 | 0 | 0 | 0 | 0 | 0 | 0 | 0 | 0 | 0 | 0 | 0 | 0 | 0
1986 | 11 | 1 | 0.02 | 0.02 | 0 | 0 | 0.02 | 0 | 0 | 0 | 0 | 0 | 0 | 0 | 0
1986 | 11 | 2 | 0.8 | 0.8 | 0.75 | 0 | 0.8 | 0.75 | 0 | 0 | 0 | 0 | 0 | 0 | 0
1986 | 11 | 3 | 0 | 0 | 0 | 0 | 0 | 0 | 0 | 0 | 0 | 0 | 0 | 0 | 0
1986 | 11 | 4 | 0.01 | 0.01 | 0 | 0 | 0.01 | 0 | 0 | 0 | 0 | 0 | 0 | 0 | 0
1986 | 11 | 5 | 0.99 | 0.99 | 0.94 | 0 | 0.99 | 0.94 | 0 | 0 | 0 | 0 | 0 | 0 | 0
1986 | 11 | 6 | 0 | 0 | 0 | 0 | 0 | 0 | 0 | 0 | 0 | 0 | 0 | 0 | 0
1986 | 11 | 7 | 0.3 | 0.3 | 0.25 | 0 | 0.3 | 0.25 | 0 | 0 | 0 | 0 | 0 | 0 | 0
1986 | 11 | 8 | 0.06 | 0.06 | 0.01 | 0 | 0.06 | 0.01 | 0 | 0 | 0 | 0 | 0 | 0 | 0
1986 | 11 | 9 | 0.02 | 0.02 | 0 | 0 | 0.02 | 0 | 0 | 0 | 0 | 0 | 0 | 0 | 0
1986 | 11 | 10 | 0 | 0 | 0 | 0 | 0 | 0 | 0 | 0 | 0 | 0 | 0 | 0 | 0
1986 | 11 | 11 | 0.76 | 0.76 | 0.71 | 0 | 0.76 | 0.71 | 0 | 0 | 0 | 0 | 0 | 0 | 0
1986 | 11 | 12 | 0 | 0 | 0 | 0 | 0 | 0 | 0 | 0 | 0 | 0 | 0 | 0 | 0
1986 | 11 | 13 | 0 | 0 | 0 | 0 | 0 | 0 | 0 | 0 | 0 | 0 | 0 | 0 | 0
1986 | 11 | 14 | 0 | 0 | 0 | 0 | 0 | 0 | 0 | 0 | 0 | 0 | 0 | 0 | 0
1986 | 11 | 15 | 0 | 0 | 0 | 0 | 0 | 0 | 0 | 0 | 0 | 0 | 0 | 0 | 0
1986 | 11 | 16 | 0 | 0 | 0 | 0 | 0 | 0 | 0 | 0 | 0 | 0 | 0 | 0 | 0
1986 | 11 | 17 | 0 | 0 | 0 | 0 | 0 | 0 | 0 | 0 | 0 | 0 | 0 | 0 | 0
1986 | 11 | 18 | 0.38 | 0.38 | 0.33 | 0 | 0.38 | 0.33 | 0 | 0 | 0 | 0 | 0 | 0 | 0
1986 | 11 | 19 | 0 | 0 | 0 | 0 | 0 | 0 | 0 | 0 | 0 | 0 | 0 | 0 | 0
1986 | 11 | 20 | 0.93 | 0.93 | 0.88 | 0 | 0.93 | 0.88 | 0 | 0 | 0 | 0 | 0 | 0 | 0
1986 | 11 | 21 | 0 | 0 | 0 | 0 | 0 | 0 | 0 | 0 | 0 | 0 | 0 | 0 | 0
1986 | 11 | 22 | 0 | 0 | 0 | 0 | 0 | 0 | 0 | 0 | 0 | 0 | 0 | 0 | 0
1986 | 11 | 23 | 0 | 0 | 0 | 0 | 0 | 0 | 0 | 0 | 0 | 0 | 0 | 0 | 0
1986 | 11 | 24 | 0.05 | 0.05 | 0 | 0 | 0.05 | 0 | 0 | 0 | 0 | 0 | 0 | 0 | 0
1986 | 11 | 25 | 0 | 0 | 0 | 0 | 0 | 0 | 0 | 0 | 0 | 0 | 0 | 0 | 0
1986 | 11 | 26 | 0.91 | 0.91 | 0.86 | 0 | 0.91 | 0.86 | 0 | 0 | 0 | 0 | 0 | 0 | 0
1986 | 11 | 27 | 0 | 0 | 0 | 0 | 0 | 0 | 0 | 0 | 0 | 0 | 0 | 0 | 0
1986 | 11 | 28 | 0 | 0 | 0 | 0 | 0 | 0 | 0 | 0 | 0 | 0 | 0 | 0 | 0
1986 | 11 | 29 | 0 | 0 | 0 | 0 | 0 | 0 | 0 | 0 | 0 | 0 | 0 | 0 | 0
1986 | 11 | 30 | 0 | 0 | 0 | 0 | 0 | 0 | 0 | 0 | 0 | 0 | 0 | 0 | 0
1986 | 12 | 1 | 0 | 0 | 0 | 0 | 0 | 0 | 0 | 0 | 0 | 0 | 0 | 0 | 0
1986 | 12 | 2 | 1.05 | 1 | 0.95 | 0 | 1 | 0.95 | 0 | 0 | 0 | 0 | 0 | 0 | 0
1986 | 12 | 3 | 0.04 | 0.04 | 0 | 0 | 0.04 | 0 | 0 | 0 | 0 | 0 | 0 | 0 | 0
1986 | 12 | 4 | 0 | 0 | 0 | 0 | 0 | 0 | 0 | 0 | 0 | 0 | 0 | 0 | 0
1986 | 12 | 5 | 0 | 0 | 0 | 0 | 0 | 0 | 0 | 0 | 0 | 0 | 0 | 0 | 0
1986 | 12 | 6 | 0 | 0 | 0 | 0 | 0 | 0 | 0 | 0 | 0 | 0 | 0 | 0 | 0
1986 | 12 | 7 | 0 | 0 | 0 | 0 | 0 | 0 | 0 | 0 | 0 | 0 | 0 | 0 | 0
1986 | 12 | 8 | 0 | 0 | 0 | 0 | 0 | 0 | 0 | 0 | 0 | 0 | 0 | 0 | 0
1986 | 12 | 9 | 0.48 | 0.48 | 0.43 | 0 | 0.48 | 0.43 | 0 | 0 | 0 | 0 | 0 | 0 | 0
1986 | 12 | 10 | 0.02 | 0.02 | 0 | 0 | 0.02 | 0 | 0 | 0 | 0 | 0 | 0 | 0 | 0
1986 | 12 | 11 | 0.45 | 0.45 | 0.4 | 0 | 0.45 | 0.4 | 0 | 0 | 0 | 0 | 0 | 0 | 0
1986 | 12 | 12 | 0 | 0 | 0 | 0 | 0 | 0 | 0 | 0 | 0 | 0 | 0 | 0 | 0
1986 | 12 | 13 | 0 | 0 | 0 | 0 | 0 | 0 | 0 | 0 | 0 | 0 | 0 | 0 | 0
1986 | 12 | 14 | 0 | 0 | 0 | 0 | 0 | 0 | 0 | 0 | 0 | 0 | 0 | 0 | 0
1986 | 12 | 15 | 0 | 0 | 0 | 0 | 0 | 0 | 0 | 0 | 0 | 0 | 0 | 0 | 0
1986 | 12 | 16 | 0 | 0 | 0 | 0 | 0 | 0 | 0 | 0 | 0 | 0 | 0 | 0 | 0
1986 | 12 | 17 | 0 | 0 | 0 | 0 | 0 | 0 | 0 | 0 | 0 | 0 | 0 | 0 | 0
1986 | 12 | 18 | 0.58 | 0.58 | 0.53 | 0 | 0.58 | 0.53 | 0 | 0 | 0 | 0 | 0 | 0 | 0
1986 | 12 | 19 | 0 | 0 | 0 | 0 | 0 | 0 | 0 | 0 | 0 | 0 | 0 | 0 | 0
1986 | 12 | 20 | 0 | 0 | 0 | 0 | 0 | 0 | 0 | 0 | 0 | 0 | 0 | 0 | 0
1986 | 12 | 21 | 0 | 0 | 0 | 0 | 0 | 0 | 0 | 0 | 0 | 0 | 0 | 0 | 0
1986 | 12 | 22 | 0 | 0 | 0 | 0 | 0 | 0 | 0 | 0 | 0 | 0 | 0 | 0 | 0
1986 | 12 | 23 | 0 | 0 | 0 | 0 | 0 | 0 | 0 | 0 | 0 | 0 | 0 | 0 | 0
1986 | 12 | 24 | 2.36 | 1 | 0.95 | 0 | 1 | 0.95 | 0 | 0 | 0 | 0 | 0 | 0 | 0
1986 | 12 | 25 | 0 | 0 | 0 | 0 | 0 | 0 | 0 | 0 | 0 | 0 | 0 | 0 | 0
1986 | 12 | 26 | 0 | 0 | 0 | 0 | 0 | 0 | 0 | 0 | 0 | 0 | 0 | 0 | 0
1986 | 12 | 27 | 0 | 0 | 0 | 0 | 0 | 0 | 0 | 0 | 0 | 0 | 0 | 0 | 0
1986 | 12 | 28 | 0 | 0 | 0 | 0 | 0 | 0 | 0 | 0 | 0 | 0 | 0 | 0 | 0
1986 | 12 | 29 | 0 | 0 | 0 | 0 | 0 | 0 | 0 | 0 | 0 | 0 | 0 | 0 | 0
1986 | 12 | 30 | 0 | 0 | 0 | 0 | 0 | 0 | 0 | 0 | 0 | 0 | 0 | 0 | 0
1986 | 12 | 31 | 0 | 0 | 0 | 0 | 0 | 0 | 0 | 0 | 0 | 0 | 0 | 0 | 0
1987 | 1 | 1 | 0.56 | 0.56 | 0.51 | 0 | 0.56 | 0.51 | 0 | 0 | 0 | 0 | 0 | 0 | 0
1987 | 1 | 2 | 0.15 | 0.15 | 0.1 | 0 | 0.15 | 0.1 | 0 | 0 | 0 | 0 | 0 | 0 | 0
1987 | 1 | 3 | 0 | 0 | 0 | 0 | 0 | 0 | 0 | 0 | 0 | 0 | 0 | 0 | 0
1987 | 1 | 4 | 0 | 0 | 0 | 0 | 0 | 0 | 0 | 0 | 0 | 0 | 0 | 0 | 0
1987 | 1 | 5 | 0 | 0 | 0 | 0 | 0 | 0 | 0 | 0 | 0 | 0 | 0 | 0 | 0
1987 | 1 | 6 | 0 | 0 | 0 | 0 | 0 | 0 | 0 | 0 | 0 | 0 | 0 | 0 | 0
1987 | 1 | 7 | 0 | 0 | 0 | 0 | 0 | 0 | 0 | 0 | 0 | 0 | 0 | 0 | 0
1987 | 1 | 8 | 0 | 0 | 0 | 0 | 0 | 0 | 0 | 0 | 0 | 0 | 0 | 0 | 0
1987 | 1 | 9 | 0 | 0 | 0 | 0 | 0 | 0 | 0 | 0 | 0 | 0 | 0 | 0 | 0
1987 | 1 | 10 | 0.06 | 0.06 | 0.01 | 0 | 0.06 | 0.01 | 0 | 0 | 0 | 0 | 0 | 0 | 0
1987 | 1 | 11 | 0 | 0 | 0 | 0 | 0 | 0 | 0 | 0 | 0 | 0 | 0 | 0 | 0
1987 | 1 | 12 | 0 | 0 | 0 | 0 | 0 | 0 | 0 | 0 | 0 | 0 | 0 | 0 | 0
1987 | 1 | 13 | 0 | 0 | 0 | 0 | 0 | 0 | 0 | 0 | 0 | 0 | 0 | 0 | 0
1987 | 1 | 14 | 0 | 0 | 0 | 0 | 0 | 0 | 0 | 0 | 0 | 0 | 0 | 0 | 0
1987 | 1 | 15 | 0.03 | 0.03 | 0 | 0 | 0.03 | 0 | 0 | 0 | 0 | 0 | 0 | 0 | 0
1987 | 1 | 16 | 0 | 0 | 0 | 0 | 0 | 0 | 0 | 0 | 0 | 0 | 0 | 0 | 0
1987 | 1 | 17 | 0 | 0 | 0 | 0 | 0 | 0 | 0 | 0 | 0 | 0 | 0 | 0 | 0
1987 | 1 | 18 | 0.54 | 0.54 | 0.49 | 0 | 0.54 | 0.49 | 0 | 0 | 0 | 0 | 0 | 0 | 0
1987 | 1 | 19 | 0.96 | 0.96 | 0.91 | 0 | 0.96 | 0.91 | 0 | 0 | 0 | 0 | 0 | 0 | 0
1987 | 1 | 20 | 0 | 0 | 0 | 0 | 0 | 0 | 0 | 0 | 0 | 0 | 0 | 0 | 0
1987 | 1 | 21 | 0 | 0 | 0 | 0 | 0 | 0 | 0 | 0 | 0 | 0 | 0 | 0 | 0
1987 | 1 | 22 | 1.49 | 1 | 0.95 | 0 | 1 | 0.95 | 0 | 0 | 0 | 0 | 0 | 0 | 0
1987 | 1 | 23 | 0 | 0 | 0 | 0 | 0 | 0 | 0 | 0 | 0 | 0 | 0 | 0 | 0
1987 | 1 | 24 | 0 | 0 | 0 | 0 | 0 | 0 | 0 | 0 | 0 | 0 | 0 | 0 | 0
1987 | 1 | 25 | 0.52 | 0.52 | 0.47 | 0 | 0.52 | 0.47 | 0 | 0 | 0 | 0 | 0 | 0 | 0
1987 | 1 | 26 | 0.46 | 0.46 | 0.41 | 0 | 0.46 | 0.41 | 0 | 0 | 0 | 0 | 0 | 0 | 0
1987 | 1 | 27 | 0 | 0 | 0 | 0 | 0 | 0 | 0 | 0 | 0 | 0 | 0 | 0 | 0
1987 | 1 | 28 | 0 | 0 | 0 | 0 | 0 | 0 | 0 | 0 | 0 | 0 | 0 | 0 | 0
1987 | 1 | 29 | 0.09 | 0.09 | 0.04 | 0 | 0.09 | 0.04 | 0 | 0 | 0 | 0 | 0 | 0 | 0
1987 | 1 | 30 | 0.04 | 0.04 | 0 | 0 | 0.04 | 0 | 0 | 0 | 0 | 0 | 0 | 0 | 0
1987 | 1 | 31 | 0 | 0 | 0 | 0 | 0 | 0 | 0 | 0 | 0 | 0 | 0 | 0 | 0
1987 | 2 | 1 | 0 | 0 | 0 | 0 | 0 | 0 | 0 | 0 | 0 | 0 | 0 | 0 | 0
1987 | 2 | 2 | 0.01 | 0.01 | 0 | 0 | 0.01 | 0 | 0 | 0 | 0 | 0 | 0 | 0 | 0
1987 | 2 | 3 | 0 | 0 | 0 | 0 | 0 | 0 | 0 | 0 | 0 | 0 | 0 | 0 | 0
1987 | 2 | 4 | 0 | 0 | 0 | 0 | 0 | 0 | 0 | 0 | 0 | 0 | 0 | 0 | 0
1987 | 2 | 5 | 0 | 0 | 0 | 0 | 0 | 0 | 0 | 0 | 0 | 0 | 0 | 0 | 0
1987 | 2 | 6 | 0 | 0 | 0 | 0 | 0 | 0 | 0 | 0 | 0 | 0 | 0 | 0 | 0
1987 | 2 | 7 | 0 | 0 | 0 | 0 | 0 | 0 | 0 | 0 | 0 | 0 | 0 | 0 | 0
1987 | 2 | 8 | 0 | 0 | 0 | 0 | 0 | 0 | 0 | 0 | 0 | 0 | 0 | 0 | 0
1987 | 2 | 9 | 0 | 0 | 0 | 0 | 0 | 0 | 0 | 0 | 0 | 0 | 0 | 0 | 0
1987 | 2 | 10 | 0 | 0 | 0 | 0 | 0 | 0 | 0 | 0 | 0 | 0 | 0 | 0 | 0
1987 | 2 | 11 | 0 | 0 | 0 | 0 | 0 | 0 | 0 | 0 | 0 | 0 | 0 | 0 | 0
1987 | 2 | 12 | 0.14 | 0.14 | 0.09 | 0 | 0.14 | 0.09 | 0 | 0 | 0 | 0 | 0 | 0 | 0
1987 | 2 | 13 | 0 | 0 | 0 | 0 | 0 | 0 | 0 | 0 | 0 | 0 | 0 | 0 | 0
1987 | 2 | 14 | 0 | 0 | 0 | 0 | 0 | 0 | 0 | 0 | 0 | 0 | 0 | 0 | 0
1987 | 2 | 15 | 0 | 0 | 0 | 0 | 0 | 0 | 0 | 0 | 0 | 0 | 0 | 0 | 0
1987 | 2 | 16 | 0 | 0 | 0 | 0 | 0 | 0 | 0 | 0 | 0 | 0 | 0 | 0 | 0
1987 | 2 | 17 | 0 | 0 | 0 | 0 | 0 | 0 | 0 | 0 | 0 | 0 | 0 | 0 | 0
1987 | 2 | 18 | 0 | 0 | 0 | 0 | 0 | 0 | 0 | 0 | 0 | 0 | 0 | 0 | 0
1987 | 2 | 19 | 0 | 0 | 0 | 0 | 0 | 0 | 0 | 0 | 0 | 0 | 0 | 0 | 0
1987 | 2 | 20 | 0 | 0 | 0 | 0 | 0 | 0 | 0 | 0 | 0 | 0 | 0 | 0 | 0
1987 | 2 | 21 | 0 | 0 | 0 | 0 | 0 | 0 | 0 | 0 | 0 | 0 | 0 | 0 | 0
1987 | 2 | 22 | 0.62 | 0.62 | 0.57 | 0 | 0.62 | 0.57 | 0 | 0 | 0 | 0 | 0 | 0 | 0
1987 | 2 | 23 | 0.86 | 0.86 | 0.81 | 0 | 0.86 | 0.81 | 0 | 0 | 0 | 0 | 0 | 0 | 0
1987 | 2 | 24 | 0 | 0 | 0 | 0 | 0 | 0 | 0 | 0 | 0 | 0 | 0 | 0 | 0
1987 | 2 | 25 | 0 | 0 | 0 | 0 | 0 | 0 | 0 | 0 | 0 | 0 | 0 | 0 | 0
1987 | 2 | 26 | 0 | 0 | 0 | 0 | 0 | 0 | 0 | 0 | 0 | 0 | 0 | 0 | 0
1987 | 2 | 27 | 0 | 0 | 0 | 0 | 0 | 0 | 0 | 0 | 0 | 0 | 0 | 0 | 0
1987 | 2 | 28 | 0.48 | 0.48 | 0.43 | 0 | 0.48 | 0.43 | 0 | 0 | 0 | 0 | 0 | 0 | 0
1987 | 3 | 1 | 0.26 | 0.26 | 0.21 | 0 | 0.26 | 0.21 | 0 | 0 | 0 | 0 | 0 | 0 | 0
1987 | 3 | 2 | 0 | 0 | 0 | 0 | 0 | 0 | 0 | 0 | 0 | 0 | 0 | 0 | 0
1987 | 3 | 3 | 0 | 0 | 0 | 0 | 0 | 0 | 0 | 0 | 0 | 0 | 0 | 0 | 0
1987 | 3 | 4 | 0 | 0 | 0 | 0 | 0 | 0 | 0 | 0 | 0 | 0 | 0 | 0 | 0
1987 | 3 | 5 | 0 | 0 | 0 | 0 | 0 | 0 | 0 | 0 | 0 | 0 | 0 | 0 | 0
1987 | 3 | 6 | 0 | 0 | 0 | 0 | 0 | 0 | 0 | 0 | 0 | 0 | 0 | 0 | 0
1987 | 3 | 7 | 0 | 0 | 0 | 0 | 0 | 0 | 0 | 0 | 0 | 0 | 0 | 0 | 0
1987 | 3 | 8 | 0 | 0 | 0 | 0 | 0 | 0 | 0 | 0 | 0 | 0 | 0 | 0 | 0
1987 | 3 | 9 | 0.05 | 0.05 | 0 | 0 | 0.05 | 0 | 0 | 0 | 0 | 0 | 0 | 0 | 0
1987 | 3 | 10 | 0.01 | 0.01 | 0 | 0 | 0.01 | 0 | 0 | 0 | 0 | 0 | 0 | 0 | 0
1987 | 3 | 11 | 0 | 0 | 0 | 0 | 0 | 0 | 0 | 0 | 0 | 0 | 0 | 0 | 0
1987 | 3 | 12 | 0 | 0 | 0 | 0 | 0 | 0 | 0 | 0 | 0 | 0 | 0 | 0 | 0
1987 | 3 | 13 | 0 | 0 | 0 | 0 | 0 | 0 | 0 | 0 | 0 | 0 | 0 | 0 | 0
1987 | 3 | 14 | 0 | 0 | 0 | 0 | 0 | 0 | 0 | 0 | 0 | 0 | 0 | 0 | 0
1987 | 3 | 15 | 0.21 | 0.21 | 0.16 | 0 | 0.21 | 0.16 | 0 | 0 | 0 | 0 | 0 | 0 | 0
1987 | 3 | 16 | 0.13 | 0.13 | 0.08 | 0 | 0.13 | 0.08 | 0 | 0 | 0 | 0 | 0 | 0 | 0
1987 | 3 | 17 | 0 | 0 | 0 | 0 | 0 | 0 | 0 | 0 | 0 | 0 | 0 | 0 | 0
1987 | 3 | 18 | 0 | 0 | 0 | 0 | 0 | 0 | 0 | 0 | 0 | 0 | 0 | 0 | 0
1987 | 3 | 19 | 0 | 0 | 0 | 0 | 0 | 0 | 0 | 0 | 0 | 0 | 0 | 0 | 0
1987 | 3 | 20 | 0 | 0 | 0 | 0 | 0 | 0 | 0 | 0 | 0 | 0 | 0 | 0 | 0
1987 | 3 | 21 | 0 | 0 | 0 | 0 | 0 | 0 | 0 | 0 | 0 | 0 | 0 | 0 | 0
1987 | 3 | 22 | 0 | 0 | 0 | 0 | 0 | 0 | 0 | 0 | 0 | 0 | 0 | 0 | 0
1987 | 3 | 23 | 0 | 0 | 0 | 0 | 0 | 0 | 0 | 0 | 0 | 0 | 0 | 0 | 0
1987 | 3 | 24 | 0 | 0 | 0 | 0 | 0 | 0 | 0 | 0 | 0 | 0 | 0 | 0 | 0
1987 | 3 | 25 | 0 | 0 | 0 | 0 | 0 | 0 | 0 | 0 | 0 | 0 | 0 | 0 | 0
1987 | 3 | 26 | 0 | 0 | 0 | 0 | 0 | 0 | 0 | 0 | 0 | 0 | 0 | 0 | 0
1987 | 3 | 27 | 0 | 0 | 0 | 0 | 0 | 0 | 0 | 0 | 0 | 0 | 0 | 0 | 0
1987 | 3 | 28 | 0.11 | 0.11 | 0.06 | 0 | 0.11 | 0.06 | 0 | 0 | 0 | 0 | 0 | 0 | 0
1987 | 3 | 29 | 0 | 0 | 0 | 0 | 0 | 0 | 0 | 0 | 0 | 0 | 0 | 0 | 0
1987 | 3 | 30 | 0.24 | 0.24 | 0.19 | 0 | 0.24 | 0.19 | 0 | 0 | 0 | 0 | 0 | 0 | 0
1987 | 3 | 31 | 0.53 | 0.53 | 0.48 | 0 | 0.53 | 0.48 | 0 | 0 | 0 | 0 | 0 | 0 | 0
1987 | 4 | 1 | 0 | 0 | 0 | 0 | 0 | 0 | 0 | 0 | 0 | 0 | 0 | 0 | 0
1987 | 4 | 2 | 0 | 0 | 0 | 0 | 0 | 0 | 0 | 0 | 0 | 0 | 0 | 0 | 0
1987 | 4 | 3 | 0.35 | 0.35 | 0.3 | 0 | 0.35 | 0.3 | 0 | 0 | 0 | 0 | 0 | 0 | 0
1987 | 4 | 4 | 0.52 | 0.52 | 0.47 | 0 | 0.52 | 0.47 | 0 | 0 | 0 | 0 | 0 | 0 | 0
1987 | 4 | 5 | 0.08 | 0.08 | 0.03 | 0 | 0.08 | 0.03 | 0 | 0 | 0 | 0 | 0 | 0 | 0
1987 | 4 | 6 | 0.02 | 0.02 | 0 | 0 | 0.02 | 0 | 0 | 0 | 0 | 0 | 0 | 0 | 0
1987 | 4 | 7 | 0 | 0 | 0 | 0 | 0 | 0 | 0 | 0 | 0 | 0 | 0 | 0 | 0
1987 | 4 | 8 | 0 | 0 | 0 | 0 | 0 | 0 | 0 | 0 | 0 | 0 | 0 | 0 | 0
1987 | 4 | 9 | 0 | 0 | 0 | 0 | 0 | 0 | 0 | 0 | 0 | 0 | 0 | 0 | 0
1987 | 4 | 10 | 0 | 0 | 0 | 0 | 0 | 0 | 0 | 0 | 0 | 0 | 0 | 0 | 0
1987 | 4 | 11 | 0 | 0 | 0 | 0 | 0 | 0 | 0 | 0 | 0 | 0 | 0 | 0 | 0
1987 | 4 | 12 | 0.02 | 0.02 | 0 | 0 | 0.02 | 0 | 0 | 0 | 0 | 0 | 0 | 0 | 0
1987 | 4 | 13 | 0 | 0 | 0 | 0 | 0 | 0 | 0 | 0 | 0 | 0 | 0 | 0 | 0
1987 | 4 | 14 | 0 | 0 | 0 | 0 | 0 | 0 | 0 | 0 | 0 | 0 | 0 | 0 | 0
1987 | 4 | 15 | 0.05 | 0.05 | 0 | 0 | 0.05 | 0 | 0 | 0 | 0 | 0 | 0 | 0 | 0
1987 | 4 | 16 | 0.33 | 0.33 | 0.28 | 0 | 0.33 | 0.28 | 0 | 0 | 0 | 0 | 0 | 0 | 0
1987 | 4 | 17 | 0.46 | 0.46 | 0.41 | 0 | 0.46 | 0.41 | 0 | 0 | 0 | 0 | 0 | 0 | 0
1987 | 4 | 18 | 0 | 0 | 0 | 0 | 0 | 0 | 0 | 0 | 0 | 0 | 0 | 0 | 0
1987 | 4 | 19 | 0.02 | 0.02 | 0 | 0 | 0.02 | 0 | 0 | 0 | 0 | 0 | 0 | 0 | 0
1987 | 4 | 20 | 0 | 0 | 0 | 0 | 0 | 0 | 0 | 0 | 0 | 0 | 0 | 0 | 0
1987 | 4 | 21 | 0 | 0 | 0 | 0 | 0 | 0 | 0 | 0 | 0 | 0 | 0 | 0 | 0
1987 | 4 | 22 | 0 | 0 | 0 | 0 | 0 | 0 | 0 | 0 | 0 | 0 | 0 | 0 | 0
1987 | 4 | 23 | 0 | 0 | 0 | 0 | 0 | 0 | 0 | 0 | 0 | 0 | 0 | 0 | 0
1987 | 4 | 24 | 0.21 | 0.21 | 0.16 | 0 | 0.21 | 0.16 | 0 | 0 | 0 | 0 | 0 | 0 | 0
1987 | 4 | 25 | 0.2 | 0.2 | 0.15 | 0 | 0.2 | 0.15 | 0 | 0 | 0 | 0 | 0 | 0 | 0
1987 | 4 | 26 | 0 | 0 | 0 | 0 | 0 | 0 | 0 | 0 | 0 | 0 | 0 | 0 | 0
1987 | 4 | 27 | 0 | 0 | 0 | 0 | 0 | 0 | 0 | 0 | 0 | 0 | 0 | 0 | 0
1987 | 4 | 28 | 0.02 | 0.02 | 0 | 0 | 0.02 | 0 | 0 | 0 | 0 | 0 | 0 | 0 | 0
1987 | 4 | 29 | 0 | 0 | 0 | 0 | 0 | 0 | 0 | 0 | 0 | 0 | 0 | 0 | 0
1987 | 4 | 30 | 0 | 0 | 0 | 0 | 0 | 0 | 0 | 0 | 0 | 0 | 0 | 0 | 0
1987 | 5 | 1 | 0 | 0 | 0 | 0 | 0 | 0 | 0 | 0 | 0 | 0 | 0 | 0 | 0
1987 | 5 | 2 | 0 | 0 | 0 | 0 | 0 | 0 | 0 | 0 | 0 | 0 | 0 | 0 | 0
1987 | 5 | 3 | 0.68 | 0.68 | 0.63 | 0 | 0.68 | 0.63 | 0 | 0 | 0 | 0 | 0 | 0 | 0
1987 | 5 | 4 | 0.69 | 0.69 | 0.64 | 0 | 0.69 | 0.64 | 0 | 0 | 0 | 0 | 0 | 0 | 0
1987 | 5 | 5 | 0 | 0 | 0 | 0 | 0 | 0 | 0 | 0 | 0 | 0 | 0 | 0 | 0
1987 | 5 | 6 | 0 | 0 | 0 | 0 | 0 | 0 | 0 | 0 | 0 | 0 | 0 | 0 | 0
1987 | 5 | 7 | 0 | 0 | 0 | 0 | 0 | 0 | 0 | 0 | 0 | 0 | 0 | 0 | 0
1987 | 5 | 8 | 0.01 | 0.01 | 0 | 0 | 0.01 | 0 | 0 | 0 | 0 | 0 | 0 | 0 | 0
1987 | 5 | 9 | 0 | 0 | 0 | 0 | 0 | 0 | 0 | 0 | 0 | 0 | 0 | 0 | 0
1987 | 5 | 10 | 0 | 0 | 0 | 0 | 0 | 0 | 0 | 0 | 0 | 0 | 0 | 0 | 0
1987 | 5 | 11 | 0 | 0 | 0 | 0 | 0 | 0 | 0 | 0 | 0 | 0 | 0 | 0 | 0
1987 | 5 | 12 | 0.17 | 0.17 | 0.12 | 0 | 0.17 | 0.12 | 0 | 0 | 0 | 0 | 0 | 0 | 0
1987 | 5 | 13 | 0 | 0 | 0 | 0 | 0 | 0 | 0 | 0 | 0 | 0 | 0 | 0 | 0
1987 | 5 | 14 | 0 | 0 | 0 | 0 | 0 | 0 | 0 | 0 | 0 | 0 | 0 | 0 | 0
1987 | 5 | 15 | 0.3 | 0.3 | 0.25 | 0 | 0.3 | 0.25 | 0 | 0 | 0 | 0 | 0 | 0 | 0
1987 | 5 | 16 | 0 | 0 | 0 | 0 | 0 | 0 | 0 | 0 | 0 | 0 | 0 | 0 | 0
1987 | 5 | 17 | 0 | 0 | 0 | 0 | 0 | 0 | 0 | 0 | 0 | 0 | 0 | 0 | 0
1987 | 5 | 18 | 0 | 0 | 0 | 0 | 0 | 0 | 0 | 0 | 0 | 0 | 0 | 0 | 0
1987 | 5 | 19 | 0.11 | 0.11 | 0.06 | 0 | 0.11 | 0.06 | 0 | 0 | 0 | 0 | 0 | 0 | 0
1987 | 5 | 20 | 0.17 | 0.17 | 0.12 | 0 | 0.17 | 0.12 | 0 | 0 | 0 | 0 | 0 | 0 | 0
1987 | 5 | 21 | 0.06 | 0.06 | 0.01 | 0 | 0.06 | 0.01 | 0 | 0 | 0 | 0 | 0 | 0 | 0
1987 | 5 | 22 | 0 | 0 | 0 | 0 | 0 | 0 | 0 | 0 | 0 | 0 | 0 | 0 | 0
1987 | 5 | 23 | 0.35 | 0.35 | 0.3 | 0 | 0.35 | 0.3 | 0 | 0 | 0 | 0 | 0 | 0 | 0
1987 | 5 | 24 | 0 | 0 | 0 | 0 | 0 | 0 | 0 | 0 | 0 | 0 | 0 | 0 | 0
1987 | 5 | 25 | 0 | 0 | 0 | 0 | 0 | 0 | 0 | 0 | 0 | 0 | 0 | 0 | 0
1987 | 5 | 26 | 0 | 0 | 0 | 0 | 0 | 0 | 0 | 0 | 0 | 0 | 0 | 0 | 0
1987 | 5 | 27 | 0 | 0 | 0 | 0 | 0 | 0 | 0 | 0 | 0 | 0 | 0 | 0 | 0
1987 | 5 | 28 | 0 | 0 | 0 | 0 | 0 | 0 | 0 | 0 | 0 | 0 | 0 | 0 | 0
1987 | 5 | 29 | 0 | 0 | 0 | 0 | 0 | 0 | 0 | 0 | 0 | 0 | 0 | 0 | 0
1987 | 5 | 30 | 0 | 0 | 0 | 0 | 0 | 0 | 0 | 0 | 0 | 0 | 0 | 0 | 0
1987 | 5 | 31 | 0 | 0 | 0 | 0 | 0 | 0 | 0 | 0 | 0 | 0 | 0 | 0 | 0
1987 | 6 | 1 | 0.06 | 0.06 | 0.01 | 0 | 0.06 | 0.01 | 0 | 0 | 0 | 0 | 0 | 0 | 0
1987 | 6 | 2 | 0 | 0 | 0 | 0 | 0 | 0 | 0 | 0 | 0 | 0 | 0 | 0 | 0
1987 | 6 | 3 | 0.07 | 0.07 | 0.02 | 0 | 0.07 | 0.02 | 0 | 0 | 0 | 0 | 0 | 0 | 0
1987 | 6 | 4 | 0.78 | 0.78 | 0.73 | 0 | 0.78 | 0.73 | 0 | 0 | 0 | 0 | 0 | 0 | 0
1987 | 6 | 5 | 0 | 0 | 0 | 0 | 0 | 0 | 0 | 0 | 0 | 0 | 0 | 0 | 0
1987 | 6 | 6 | 0 | 0 | 0 | 0 | 0 | 0 | 0 | 0 | 0 | 0 | 0 | 0 | 0
1987 | 6 | 7 | 0 | 0 | 0 | 0 | 0 | 0 | 0 | 0 | 0 | 0 | 0 | 0 | 0
1987 | 6 | 8 | 0 | 0 | 0 | 0 | 0 | 0 | 0 | 0 | 0 | 0 | 0 | 0 | 0
1987 | 6 | 9 | 0 | 0 | 0 | 0 | 0 | 0 | 0 | 0 | 0 | 0 | 0 | 0 | 0
1987 | 6 | 10 | 0 | 0 | 0 | 0 | 0 | 0 | 0 | 0 | 0 | 0 | 0 | 0 | 0
1987 | 6 | 11 | 0 | 0 | 0 | 0 | 0 | 0 | 0 | 0 | 0 | 0 | 0 | 0 | 0
1987 | 6 | 12 | 0.35 | 0.35 | 0.3 | 0 | 0.35 | 0.3 | 0 | 0 | 0 | 0 | 0 | 0 | 0
1987 | 6 | 13 | 1.19 | 1 | 0.95 | 0 | 1 | 0.95 | 0 | 0 | 0 | 0 | 0 | 0 | 0
1987 | 6 | 14 | 0 | 0 | 0 | 0 | 0 | 0 | 0 | 0 | 0 | 0 | 0 | 0 | 0
1987 | 6 | 15 | 0 | 0 | 0 | 0 | 0 | 0 | 0 | 0 | 0 | 0 | 0 | 0 | 0
1987 | 6 | 16 | 0 | 0 | 0 | 0 | 0 | 0 | 0 | 0 | 0 | 0 | 0 | 0 | 0
1987 | 6 | 17 | 0 | 0 | 0 | 0 | 0 | 0 | 0 | 0 | 0 | 0 | 0 | 0 | 0
1987 | 6 | 18 | 0 | 0 | 0 | 0 | 0 | 0 | 0 | 0 | 0 | 0 | 0 | 0 | 0
1987 | 6 | 19 | 0 | 0 | 0 | 0 | 0 | 0 | 0 | 0 | 0 | 0 | 0 | 0 | 0
1987 | 6 | 20 | 0.19 | 0.19 | 0.14 | 0 | 0.19 | 0.14 | 0 | 0 | 0 | 0 | 0 | 0 | 0
1987 | 6 | 21 | 0.04 | 0.04 | 0 | 0 | 0.04 | 0 | 0 | 0 | 0 | 0 | 0 | 0 | 0
1987 | 6 | 22 | 0.29 | 0.29 | 0.24 | 0 | 0.29 | 0.24 | 0 | 0 | 0 | 0 | 0 | 0 | 0
1987 | 6 | 23 | 0 | 0 | 0 | 0 | 0 | 0 | 0 | 0 | 0 | 0 | 0 | 0 | 0
1987 | 6 | 24 | 0 | 0 | 0 | 0 | 0 | 0 | 0 | 0 | 0 | 0 | 0 | 0 | 0
1987 | 6 | 25 | 0 | 0 | 0 | 0 | 0 | 0 | 0 | 0 | 0 | 0 | 0 | 0 | 0
1987 | 6 | 26 | 0.91 | 0.91 | 0.86 | 0 | 0.91 | 0.86 | 0 | 0 | 0 | 0 | 0 | 0 | 0
1987 | 6 | 27 | 0.02 | 0.02 | 0 | 0 | 0.02 | 0 | 0 | 0 | 0 | 0 | 0 | 0 | 0
1987 | 6 | 28 | 0 | 0 | 0 | 0 | 0 | 0 | 0 | 0 | 0 | 0 | 0 | 0 | 0
1987 | 6 | 29 | 0 | 0 | 0 | 0 | 0 | 0 | 0 | 0 | 0 | 0 | 0 | 0 | 0
1987 | 6 | 30 | 0 | 0 | 0 | 0 | 0 | 0 | 0 | 0 | 0 | 0 | 0 | 0 | 0
1987 | 7 | 1 | 0.04 | 0.04 | 0 | 0 | 0.04 | 0 | 0 | 0 | 0 | 0 | 0 | 0 | 0
1987 | 7 | 2 | 0 | 0 | 0 | 0 | 0 | 0 | 0 | 0 | 0 | 0 | 0 | 0 | 0
1987 | 7 | 3 | 0 | 0 | 0 | 0 | 0 | 0 | 0 | 0 | 0 | 0 | 0 | 0 | 0
1987 | 7 | 4 | 0 | 0 | 0 | 0 | 0 | 0 | 0 | 0 | 0 | 0 | 0 | 0 | 0
1987 | 7 | 5 | 0 | 0 | 0 | 0 | 0 | 0 | 0 | 0 | 0 | 0 | 0 | 0 | 0
1987 | 7 | 6 | 0 | 0 | 0 | 0 | 0 | 0 | 0 | 0 | 0 | 0 | 0 | 0 | 0
1987 | 7 | 7 | 0 | 0 | 0 | 0 | 0 | 0 | 0 | 0 | 0 | 0 | 0 | 0 | 0
1987 | 7 | 8 | 0 | 0 | 0 | 0 | 0 | 0 | 0 | 0 | 0 | 0 | 0 | 0 | 0
1987 | 7 | 9 | 0.04 | 0.04 | 0 | 0 | 0.04 | 0 | 0 | 0 | 0 | 0 | 0 | 0 | 0
1987 | 7 | 10 | 0 | 0 | 0 | 0 | 0 | 0 | 0 | 0 | 0 | 0 | 0 | 0 | 0
1987 | 7 | 11 | 1.73 | 1 | 0.95 | 0 | 1 | 0.95 | 0 | 0 | 0 | 0 | 0 | 0 | 0
1987 | 7 | 12 | 0.01 | 0.01 | 0 | 0 | 0.01 | 0 | 0 | 0 | 0 | 0 | 0 | 0 | 0
1987 | 7 | 13 | 0 | 0 | 0 | 0 | 0 | 0 | 0 | 0 | 0 | 0 | 0 | 0 | 0
1987 | 7 | 14 | 0.08 | 0.08 | 0.03 | 0 | 0.08 | 0.03 | 0 | 0 | 0 | 0 | 0 | 0 | 0
1987 | 7 | 15 | 0 | 0 | 0 | 0 | 0 | 0 | 0 | 0 | 0 | 0 | 0 | 0 | 0
1987 | 7 | 16 | 0 | 0 | 0 | 0 | 0 | 0 | 0 | 0 | 0 | 0 | 0 | 0 | 0
1987 | 7 | 17 | 0 | 0 | 0 | 0 | 0 | 0 | 0 | 0 | 0 | 0 | 0 | 0 | 0
1987 | 7 | 18 | 0 | 0 | 0 | 0 | 0 | 0 | 0 | 0 | 0 | 0 | 0 | 0 | 0
1987 | 7 | 19 | 0 | 0 | 0 | 0 | 0 | 0 | 0 | 0 | 0 | 0 | 0 | 0 | 0
1987 | 7 | 20 | 0 | 0 | 0 | 0 | 0 | 0 | 0 | 0 | 0 | 0 | 0 | 0 | 0
1987 | 7 | 21 | 0 | 0 | 0 | 0 | 0 | 0 | 0 | 0 | 0 | 0 | 0 | 0 | 0
1987 | 7 | 22 | 0 | 0 | 0 | 0 | 0 | 0 | 0 | 0 | 0 | 0 | 0 | 0 | 0
1987 | 7 | 23 | 0 | 0 | 0 | 0 | 0 | 0 | 0 | 0 | 0 | 0 | 0 | 0 | 0
1987 | 7 | 24 | 0 | 0 | 0 | 0 | 0 | 0 | 0 | 0 | 0 | 0 | 0 | 0 | 0
1987 | 7 | 25 | 0.25 | 0.25 | 0.2 | 0 | 0.25 | 0.2 | 0 | 0 | 0 | 0 | 0 | 0 | 0
1987 | 7 | 26 | 0 | 0 | 0 | 0 | 0 | 0 | 0 | 0 | 0 | 0 | 0 | 0 | 0
1987 | 7 | 27 | 0.02 | 0.02 | 0 | 0 | 0.02 | 0 | 0 | 0 | 0 | 0 | 0 | 0 | 0
1987 | 7 | 28 | 0 | 0 | 0 | 0 | 0 | 0 | 0 | 0 | 0 | 0 | 0 | 0 | 0
1987 | 7 | 29 | 0 | 0 | 0 | 0 | 0 | 0 | 0 | 0 | 0 | 0 | 0 | 0 | 0
1987 | 7 | 30 | 0 | 0 | 0 | 0 | 0 | 0 | 0 | 0 | 0 | 0 | 0 | 0 | 0
1987 | 7 | 31 | 0.42 | 0.42 | 0.37 | 0 | 0.42 | 0.37 | 0 | 0 | 0 | 0 | 0 | 0 | 0
1987 | 8 | 1 | 0 | 0 | 0 | 0 | 0 | 0 | 0 | 0 | 0 | 0 | 0 | 0 | 0
1987 | 8 | 2 | 0 | 0 | 0 | 0 | 0 | 0 | 0 | 0 | 0 | 0 | 0 | 0 | 0
1987 | 8 | 3 | 0 | 0 | 0 | 0 | 0 | 0 | 0 | 0 | 0 | 0 | 0 | 0 | 0
1987 | 8 | 4 | 0 | 0 | 0 | 0 | 0 | 0 | 0 | 0 | 0 | 0 | 0 | 0 | 0
1987 | 8 | 5 | 1.13 | 1 | 0.95 | 0 | 1 | 0.95 | 0 | 0 | 0 | 0 | 0 | 0 | 0
1987 | 8 | 6 | 0 | 0 | 0 | 0 | 0 | 0 | 0 | 0 | 0 | 0 | 0 | 0 | 0
1987 | 8 | 7 | 0 | 0 | 0 | 0 | 0 | 0 | 0 | 0 | 0 | 0 | 0 | 0 | 0
1987 | 8 | 8 | 0 | 0 | 0 | 0 | 0 | 0 | 0 | 0 | 0 | 0 | 0 | 0 | 0
1987 | 8 | 9 | 0.02 | 0.02 | 0 | 0 | 0.02 | 0 | 0 | 0 | 0 | 0 | 0 | 0 | 0
1987 | 8 | 10 | 0 | 0 | 0 | 0 | 0 | 0 | 0 | 0 | 0 | 0 | 0 | 0 | 0
1987 | 8 | 11 | 0 | 0 | 0 | 0 | 0 | 0 | 0 | 0 | 0 | 0 | 0 | 0 | 0
1987 | 8 | 12 | 0 | 0 | 0 | 0 | 0 | 0 | 0 | 0 | 0 | 0 | 0 | 0 | 0
1987 | 8 | 13 | 0 | 0 | 0 | 0 | 0 | 0 | 0 | 0 | 0 | 0 | 0 | 0 | 0
1987 | 8 | 14 | 0 | 0 | 0 | 0 | 0 | 0 | 0 | 0 | 0 | 0 | 0 | 0 | 0
1987 | 8 | 15 | 0 | 0 | 0 | 0 | 0 | 0 | 0 | 0 | 0 | 0 | 0 | 0 | 0
1987 | 8 | 16 | 0.27 | 0.27 | 0.22 | 0 | 0.27 | 0.22 | 0 | 0 | 0 | 0 | 0 | 0 | 0
1987 | 8 | 17 | 0 | 0 | 0 | 0 | 0 | 0 | 0 | 0 | 0 | 0 | 0 | 0 | 0
1987 | 8 | 18 | 0 | 0 | 0 | 0 | 0 | 0 | 0 | 0 | 0 | 0 | 0 | 0 | 0
1987 | 8 | 19 | 0 | 0 | 0 | 0 | 0 | 0 | 0 | 0 | 0 | 0 | 0 | 0 | 0
1987 | 8 | 20 | 0 | 0 | 0 | 0 | 0 | 0 | 0 | 0 | 0 | 0 | 0 | 0 | 0
1987 | 8 | 21 | 0 | 0 | 0 | 0 | 0 | 0 | 0 | 0 | 0 | 0 | 0 | 0 | 0
1987 | 8 | 22 | 0.16 | 0.16 | 0.11 | 0 | 0.16 | 0.11 | 0 | 0 | 0 | 0 | 0 | 0 | 0
1987 | 8 | 23 | 0 | 0 | 0 | 0 | 0 | 0 | 0 | 0 | 0 | 0 | 0 | 0 | 0
1987 | 8 | 24 | 0 | 0 | 0 | 0 | 0 | 0 | 0 | 0 | 0 | 0 | 0 | 0 | 0
1987 | 8 | 25 | 0 | 0 | 0 | 0 | 0 | 0 | 0 | 0 | 0 | 0 | 0 | 0 | 0
1987 | 8 | 26 | 0 | 0 | 0 | 0 | 0 | 0 | 0 | 0 | 0 | 0 | 0 | 0 | 0
1987 | 8 | 27 | 0.16 | 0.16 | 0.11 | 0 | 0.16 | 0.11 | 0 | 0 | 0 | 0 | 0 | 0 | 0
1987 | 8 | 28 | 0.33 | 0.33 | 0.28 | 0 | 0.33 | 0.28 | 0 | 0 | 0 | 0 | 0 | 0 | 0
1987 | 8 | 29 | 0 | 0 | 0 | 0 | 0 | 0 | 0 | 0 | 0 | 0 | 0 | 0 | 0
1987 | 8 | 30 | 0 | 0 | 0 | 0 | 0 | 0 | 0 | 0 | 0 | 0 | 0 | 0 | 0
1987 | 8 | 31 | 0 | 0 | 0 | 0 | 0 | 0 | 0 | 0 | 0 | 0 | 0 | 0 | 0
1987 | 9 | 1 | 0 | 0 | 0 | 0 | 0 | 0 | 0 | 0 | 0 | 0 | 0 | 0 | 0
1987 | 9 | 2 | 0 | 0 | 0 | 0 | 0 | 0 | 0 | 0 | 0 | 0 | 0 | 0 | 0
1987 | 9 | 3 | 0 | 0 | 0 | 0 | 0 | 0 | 0 | 0 | 0 | 0 | 0 | 0 | 0
1987 | 9 | 4 | 0 | 0 | 0 | 0 | 0 | 0 | 0 | 0 | 0 | 0 | 0 | 0 | 0
1987 | 9 | 5 | 0.13 | 0.13 | 0.08 | 0 | 0.13 | 0.08 | 0 | 0 | 0 | 0 | 0 | 0 | 0
1987 | 9 | 6 | 0.64 | 0.64 | 0.59 | 0 | 0.64 | 0.59 | 0 | 0 | 0 | 0 | 0 | 0 | 0
1987 | 9 | 7 | 0 | 0 | 0 | 0 | 0 | 0 | 0 | 0 | 0 | 0 | 0 | 0 | 0
1987 | 9 | 8 | 0.68 | 0.68 | 0.63 | 0 | 0.68 | 0.63 | 0 | 0 | 0 | 0 | 0 | 0 | 0
1987 | 9 | 9 | 0 | 0 | 0 | 0 | 0 | 0 | 0 | 0 | 0 | 0 | 0 | 0 | 0
1987 | 9 | 10 | 0 | 0 | 0 | 0 | 0 | 0 | 0 | 0 | 0 | 0 | 0 | 0 | 0
1987 | 9 | 11 | 0.45 | 0.45 | 0.4 | 0 | 0.45 | 0.4 | 0 | 0 | 0 | 0 | 0 | 0 | 0
1987 | 9 | 12 | 2.13 | 1 | 0.95 | 0 | 1 | 0.95 | 0 | 0 | 0 | 0 | 0 | 0 | 0
1987 | 9 | 13 | 0.08 | 0.08 | 0.03 | 0 | 0.08 | 0.03 | 0 | 0 | 0 | 0 | 0 | 0 | 0
1987 | 9 | 14 | 0 | 0 | 0 | 0 | 0 | 0 | 0 | 0 | 0 | 0 | 0 | 0 | 0
1987 | 9 | 15 | 0 | 0 | 0 | 0 | 0 | 0 | 0 | 0 | 0 | 0 | 0 | 0 | 0
1987 | 9 | 16 | 0 | 0 | 0 | 0 | 0 | 0 | 0 | 0 | 0 | 0 | 0 | 0 | 0
1987 | 9 | 17 | 0.16 | 0.16 | 0.11 | 0 | 0.16 | 0.11 | 0 | 0 | 0 | 0 | 0 | 0 | 0
1987 | 9 | 18 | 0.01 | 0.01 | 0 | 0 | 0.01 | 0 | 0 | 0 | 0 | 0 | 0 | 0 | 0
1987 | 9 | 19 | 0.09 | 0.09 | 0.04 | 0 | 0.09 | 0.04 | 0 | 0 | 0 | 0 | 0 | 0 | 0
1987 | 9 | 20 | 0.35 | 0.35 | 0.3 | 0 | 0.35 | 0.3 | 0 | 0 | 0 | 0 | 0 | 0 | 0
1987 | 9 | 21 | 0 | 0 | 0 | 0 | 0 | 0 | 0 | 0 | 0 | 0 | 0 | 0 | 0
1987 | 9 | 22 | 0.02 | 0.02 | 0 | 0 | 0.02 | 0 | 0 | 0 | 0 | 0 | 0 | 0 | 0
1987 | 9 | 23 | 0 | 0 | 0 | 0 | 0 | 0 | 0 | 0 | 0 | 0 | 0 | 0 | 0
1987 | 9 | 24 | 0 | 0 | 0 | 0 | 0 | 0 | 0 | 0 | 0 | 0 | 0 | 0 | 0
1987 | 9 | 25 | 0 | 0 | 0 | 0 | 0 | 0 | 0 | 0 | 0 | 0 | 0 | 0 | 0
1987 | 9 | 26 | 0 | 0 | 0 | 0 | 0 | 0 | 0 | 0 | 0 | 0 | 0 | 0 | 0
1987 | 9 | 27 | 0 | 0 | 0 | 0 | 0 | 0 | 0 | 0 | 0 | 0 | 0 | 0 | 0
1987 | 9 | 28 | 0 | 0 | 0 | 0 | 0 | 0 | 0 | 0 | 0 | 0 | 0 | 0 | 0
1987 | 9 | 29 | 0 | 0 | 0 | 0 | 0 | 0 | 0 | 0 | 0 | 0 | 0 | 0 | 0
1987 | 9 | 30 | 0.37 | 0.37 | 0.32 | 0 | 0.37 | 0.32 | 0 | 0 | 0 | 0 | 0 | 0 | 0
1987 | 10 | 1 | 0 | 0 | 0 | 0 | 0 | 0 | 0 | 0 | 0 | 0 | 0 | 0 | 0
1987 | 10 | 2 | 0 | 0 | 0 | 0 | 0 | 0 | 0 | 0 | 0 | 0 | 0 | 0 | 0
1987 | 10 | 3 | 0.47 | 0.47 | 0.42 | 0 | 0.47 | 0.42 | 0 | 0 | 0 | 0 | 0 | 0 | 0
1987 | 10 | 4 | 0 | 0 | 0 | 0 | 0 | 0 | 0 | 0 | 0 | 0 | 0 | 0 | 0
1987 | 10 | 5 | 0 | 0 | 0 | 0 | 0 | 0 | 0 | 0 | 0 | 0 | 0 | 0 | 0
1987 | 10 | 6 | 0.39 | 0.39 | 0.34 | 0 | 0.39 | 0.34 | 0 | 0 | 0 | 0 | 0 | 0 | 0
1987 | 10 | 7 | 0 | 0 | 0 | 0 | 0 | 0 | 0 | 0 | 0 | 0 | 0 | 0 | 0
1987 | 10 | 8 | 0 | 0 | 0 | 0 | 0 | 0 | 0 | 0 | 0 | 0 | 0 | 0 | 0
1987 | 10 | 9 | 0 | 0 | 0 | 0 | 0 | 0 | 0 | 0 | 0 | 0 | 0 | 0 | 0
1987 | 10 | 10 | 0 | 0 | 0 | 0 | 0 | 0 | 0 | 0 | 0 | 0 | 0 | 0 | 0
1987 | 10 | 11 | 0 | 0 | 0 | 0 | 0 | 0 | 0 | 0 | 0 | 0 | 0 | 0 | 0
1987 | 10 | 12 | 0.02 | 0.02 | 0 | 0 | 0.02 | 0 | 0 | 0 | 0 | 0 | 0 | 0 | 0
1987 | 10 | 13 | 0 | 0 | 0 | 0 | 0 | 0 | 0 | 0 | 0 | 0 | 0 | 0 | 0
1987 | 10 | 14 | 0 | 0 | 0 | 0 | 0 | 0 | 0 | 0 | 0 | 0 | 0 | 0 | 0
1987 | 10 | 15 | 0 | 0 | 0 | 0 | 0 | 0 | 0 | 0 | 0 | 0 | 0 | 0 | 0
1987 | 10 | 16 | 0 | 0 | 0 | 0 | 0 | 0 | 0 | 0 | 0 | 0 | 0 | 0 | 0
1987 | 10 | 17 | 0 | 0 | 0 | 0 | 0 | 0 | 0 | 0 | 0 | 0 | 0 | 0 | 0
1987 | 10 | 18 | 0 | 0 | 0 | 0 | 0 | 0 | 0 | 0 | 0 | 0 | 0 | 0 | 0
1987 | 10 | 19 | 0 | 0 | 0 | 0 | 0 | 0 | 0 | 0 | 0 | 0 | 0 | 0 | 0
1987 | 10 | 20 | 0 | 0 | 0 | 0 | 0 | 0 | 0 | 0 | 0 | 0 | 0 | 0 | 0
1987 | 10 | 21 | 0.01 | 0.01 | 0 | 0 | 0.01 | 0 | 0 | 0 | 0 | 0 | 0 | 0 | 0
1987 | 10 | 22 | 0 | 0 | 0 | 0 | 0 | 0 | 0 | 0 | 0 | 0 | 0 | 0 | 0
1987 | 10 | 23 | 0 | 0 | 0 | 0 | 0 | 0 | 0 | 0 | 0 | 0 | 0 | 0 | 0
1987 | 10 | 24 | 0 | 0 | 0 | 0 | 0 | 0 | 0 | 0 | 0 | 0 | 0 | 0 | 0
1987 | 10 | 25 | 0 | 0 | 0 | 0 | 0 | 0 | 0 | 0 | 0 | 0 | 0 | 0 | 0
1987 | 10 | 26 | 0 | 0 | 0 | 0 | 0 | 0 | 0 | 0 | 0 | 0 | 0 | 0 | 0
1987 | 10 | 27 | 1.64 | 1 | 0.95 | 0 | 1 | 0.95 | 0 | 0 | 0 | 0 | 0 | 0 | 0
1987 | 10 | 28 | 0 | 0 | 0 | 0 | 0 | 0 | 0 | 0 | 0 | 0 | 0 | 0 | 0
1987 | 10 | 29 | 0 | 0 | 0 | 0 | 0 | 0 | 0 | 0 | 0 | 0 | 0 | 0 | 0
1987 | 10 | 30 | 0 | 0 | 0 | 0 | 0 | 0 | 0 | 0 | 0 | 0 | 0 | 0 | 0
1987 | 10 | 31 | 0 | 0 | 0 | 0 | 0 | 0 | 0 | 0 | 0 | 0 | 0 | 0 | 0
1987 | 11 | 1 | 0 | 0 | 0 | 0 | 0 | 0 | 0 | 0 | 0 | 0 | 0 | 0 | 0
1987 | 11 | 2 | 0 | 0 | 0 | 0 | 0 | 0 | 0 | 0 | 0 | 0 | 0 | 0 | 0
1987 | 11 | 3 | 0 | 0 | 0 | 0 | 0 | 0 | 0 | 0 | 0 | 0 | 0 | 0 | 0
1987 | 11 | 4 | 0 | 0 | 0 | 0 | 0 | 0 | 0 | 0 | 0 | 0 | 0 | 0 | 0
1987 | 11 | 5 | 0 | 0 | 0 | 0 | 0 | 0 | 0 | 0 | 0 | 0 | 0 | 0 | 0
1987 | 11 | 6 | 0 | 0 | 0 | 0 | 0 | 0 | 0 | 0 | 0 | 0 | 0 | 0 | 0
1987 | 11 | 7 | 0 | 0 | 0 | 0 | 0 | 0 | 0 | 0 | 0 | 0 | 0 | 0 | 0
1987 | 11 | 8 | 0 | 0 | 0 | 0 | 0 | 0 | 0 | 0 | 0 | 0 | 0 | 0 | 0
1987 | 11 | 9 | 0 | 0 | 0 | 0 | 0 | 0 | 0 | 0 | 0 | 0 | 0 | 0 | 0
1987 | 11 | 10 | 0.8 | 0.8 | 0.75 | 0 | 0.8 | 0.75 | 0 | 0 | 0 | 0 | 0 | 0 | 0
1987 | 11 | 11 | 1.46 | 1 | 0.95 | 0 | 1 | 0.95 | 0 | 0 | 0 | 0 | 0 | 0 | 0
1987 | 11 | 12 | 0 | 0 | 0 | 0 | 0 | 0 | 0 | 0 | 0 | 0 | 0 | 0 | 0
1987 | 11 | 13 | 0 | 0 | 0 | 0 | 0 | 0 | 0 | 0 | 0 | 0 | 0 | 0 | 0
1987 | 11 | 14 | 0 | 0 | 0 | 0 | 0 | 0 | 0 | 0 | 0 | 0 | 0 | 0 | 0
1987 | 11 | 15 | 0 | 0 | 0 | 0 | 0 | 0 | 0 | 0 | 0 | 0 | 0 | 0 | 0
1987 | 11 | 16 | 0 | 0 | 0 | 0 | 0 | 0 | 0 | 0 | 0 | 0 | 0 | 0 | 0
1987 | 11 | 17 | 0.23 | 0.23 | 0.18 | 0 | 0.23 | 0.18 | 0 | 0 | 0 | 0 | 0 | 0 | 0
1987 | 11 | 18 | 0 | 0 | 0 | 0 | 0 | 0 | 0 | 0 | 0 | 0 | 0 | 0 | 0
1987 | 11 | 19 | 0 | 0 | 0 | 0 | 0 | 0 | 0 | 0 | 0 | 0 | 0 | 0 | 0
1987 | 11 | 20 | 0 | 0 | 0 | 0 | 0 | 0 | 0 | 0 | 0 | 0 | 0 | 0 | 0
1987 | 11 | 21 | 0 | 0 | 0 | 0 | 0 | 0 | 0 | 0 | 0 | 0 | 0 | 0 | 0
1987 | 11 | 22 | 0 | 0 | 0 | 0 | 0 | 0 | 0 | 0 | 0 | 0 | 0 | 0 | 0
1987 | 11 | 23 | 0 | 0 | 0 | 0 | 0 | 0 | 0 | 0 | 0 | 0 | 0 | 0 | 0
1987 | 11 | 24 | 0 | 0 | 0 | 0 | 0 | 0 | 0 | 0 | 0 | 0 | 0 | 0 | 0
1987 | 11 | 25 | 0 | 0 | 0 | 0 | 0 | 0 | 0 | 0 | 0 | 0 | 0 | 0 | 0
1987 | 11 | 26 | 0 | 0 | 0 | 0 | 0 | 0 | 0 | 0 | 0 | 0 | 0 | 0 | 0
1987 | 11 | 27 | 0.21 | 0.21 | 0.16 | 0 | 0.21 | 0.16 | 0 | 0 | 0 | 0 | 0 | 0 | 0
1987 | 11 | 28 | 0.43 | 0.43 | 0.38 | 0 | 0.43 | 0.38 | 0 | 0 | 0 | 0 | 0 | 0 | 0
1987 | 11 | 29 | 1.36 | 1 | 0.95 | 0 | 1 | 0.95 | 0 | 0 | 0 | 0 | 0 | 0 | 0
1987 | 11 | 30 | 0 | 0 | 0 | 0 | 0 | 0 | 0 | 0 | 0 | 0 | 0 | 0 | 0
1987 | 12 | 1 | 0 | 0 | 0 | 0 | 0 | 0 | 0 | 0 | 0 | 0 | 0 | 0 | 0
1987 | 12 | 2 | 0 | 0 | 0 | 0 | 0 | 0 | 0 | 0 | 0 | 0 | 0 | 0 | 0
1987 | 12 | 3 | 0.02 | 0.02 | 0 | 0 | 0.02 | 0 | 0 | 0 | 0 | 0 | 0 | 0 | 0
1987 | 12 | 4 | 0.3 | 0.3 | 0.25 | 0 | 0.3 | 0.25 | 0 | 0 | 0 | 0 | 0 | 0 | 0
1987 | 12 | 5 | 0 | 0 | 0 | 0 | 0 | 0 | 0 | 0 | 0 | 0 | 0 | 0 | 0
1987 | 12 | 6 | 0 | 0 | 0 | 0 | 0 | 0 | 0 | 0 | 0 | 0 | 0 | 0 | 0
1987 | 12 | 7 | 0 | 0 | 0 | 0 | 0 | 0 | 0 | 0 | 0 | 0 | 0 | 0 | 0
1987 | 12 | 8 | 0 | 0 | 0 | 0 | 0 | 0 | 0 | 0 | 0 | 0 | 0 | 0 | 0
1987 | 12 | 9 | 0 | 0 | 0 | 0 | 0 | 0 | 0 | 0 | 0 | 0 | 0 | 0 | 0
1987 | 12 | 10 | 0.45 | 0.45 | 0.4 | 0 | 0.45 | 0.4 | 0 | 0 | 0 | 0 | 0 | 0 | 0
1987 | 12 | 11 | 0.07 | 0.07 | 0.02 | 0 | 0.07 | 0.02 | 0 | 0 | 0 | 0 | 0 | 0 | 0
1987 | 12 | 12 | 0 | 0 | 0 | 0 | 0 | 0 | 0 | 0 | 0 | 0 | 0 | 0 | 0
1987 | 12 | 13 | 0 | 0 | 0 | 0 | 0 | 0 | 0 | 0 | 0 | 0 | 0 | 0 | 0
1987 | 12 | 14 | 0.07 | 0.07 | 0.02 | 0 | 0.07 | 0.02 | 0 | 0 | 0 | 0 | 0 | 0 | 0
1987 | 12 | 15 | 0.58 | 0.58 | 0.53 | 0 | 0.58 | 0.53 | 0 | 0 | 0 | 0 | 0 | 0 | 0
1987 | 12 | 16 | 0 | 0 | 0 | 0 | 0 | 0 | 0 | 0 | 0 | 0 | 0 | 0 | 0
1987 | 12 | 17 | 0 | 0 | 0 | 0 | 0 | 0 | 0 | 0 | 0 | 0 | 0 | 0 | 0
1987 | 12 | 18 | 0 | 0 | 0 | 0 | 0 | 0 | 0 | 0 | 0 | 0 | 0 | 0 | 0
1987 | 12 | 19 | 0.02 | 0.02 | 0 | 0 | 0.02 | 0 | 0 | 0 | 0 | 0 | 0 | 0 | 0
1987 | 12 | 20 | 0.25 | 0.25 | 0.2 | 0 | 0.25 | 0.2 | 0 | 0 | 0 | 0 | 0 | 0 | 0
1987 | 12 | 21 | 0 | 0 | 0 | 0 | 0 | 0 | 0 | 0 | 0 | 0 | 0 | 0 | 0
1987 | 12 | 22 | 0.03 | 0.03 | 0 | 0 | 0.03 | 0 | 0 | 0 | 0 | 0 | 0 | 0 | 0
1987 | 12 | 23 | 0 | 0 | 0 | 0 | 0 | 0 | 0 | 0 | 0 | 0 | 0 | 0 | 0
1987 | 12 | 24 | 0 | 0 | 0 | 0 | 0 | 0 | 0 | 0 | 0 | 0 | 0 | 0 | 0
1987 | 12 | 25 | 0.17 | 0.17 | 0.12 | 0 | 0.17 | 0.12 | 0 | 0 | 0 | 0 | 0 | 0 | 0
1987 | 12 | 26 | 0.19 | 0.19 | 0.14 | 0 | 0.19 | 0.14 | 0 | 0 | 0 | 0 | 0 | 0 | 0
1987 | 12 | 27 | 0 | 0 | 0 | 0 | 0 | 0 | 0 | 0 | 0 | 0 | 0 | 0 | 0
1987 | 12 | 28 | 0.38 | 0.38 | 0.33 | 0 | 0.38 | 0.33 | 0 | 0 | 0 | 0 | 0 | 0 | 0
1987 | 12 | 29 | 0.04 | 0.04 | 0 | 0 | 0.04 | 0 | 0 | 0 | 0 | 0 | 0 | 0 | 0
1987 | 12 | 30 | 0 | 0 | 0 | 0 | 0 | 0 | 0 | 0 | 0 | 0 | 0 | 0 | 0
1987 | 12 | 31 | 0 | 0 | 0 | 0 | 0 | 0 | 0 | 0 | 0 | 0 | 0 | 0 | 0
1988 | 1 | 1 | 0 | 0 | 0 | 0 | 0 | 0 | 0 | 0 | 0 | 0 | 0 | 0 | 0
1988 | 1 | 2 | 0 | 0 | 0 | 0 | 0 | 0 | 0 | 0 | 0 | 0 | 0 | 0 | 0
1988 | 1 | 3 | 0.3 | 0.3 | 0.25 | 0 | 0.3 | 0.25 | 0 | 0 | 0 | 0 | 0 | 0 | 0
1988 | 1 | 4 | 0.11 | 0.11 | 0.06 | 0 | 0.11 | 0.06 | 0 | 0 | 0 | 0 | 0 | 0 | 0
1988 | 1 | 5 | 0 | 0 | 0 | 0 | 0 | 0 | 0 | 0 | 0 | 0 | 0 | 0 | 0
1988 | 1 | 6 | 0 | 0 | 0 | 0 | 0 | 0 | 0 | 0 | 0 | 0 | 0 | 0 | 0
1988 | 1 | 7 | 0.13 | 0.13 | 0.08 | 0 | 0.13 | 0.08 | 0 | 0 | 0 | 0 | 0 | 0 | 0
1988 | 1 | 8 | 0.44 | 0.44 | 0.39 | 0 | 0.44 | 0.39 | 0 | 0 | 0 | 0 | 0 | 0 | 0
1988 | 1 | 9 | 0 | 0 | 0 | 0 | 0 | 0 | 0 | 0 | 0 | 0 | 0 | 0 | 0
1988 | 1 | 10 | 0 | 0 | 0 | 0 | 0 | 0 | 0 | 0 | 0 | 0 | 0 | 0 | 0
1988 | 1 | 11 | 0 | 0 | 0 | 0 | 0 | 0 | 0 | 0 | 0 | 0 | 0 | 0 | 0
1988 | 1 | 12 | 0 | 0 | 0 | 0 | 0 | 0 | 0 | 0 | 0 | 0 | 0 | 0 | 0
1988 | 1 | 13 | 0 | 0 | 0 | 0 | 0 | 0 | 0 | 0 | 0 | 0 | 0 | 0 | 0
1988 | 1 | 14 | 0 | 0 | 0 | 0 | 0 | 0 | 0 | 0 | 0 | 0 | 0 | 0 | 0
1988 | 1 | 15 | 0 | 0 | 0 | 0 | 0 | 0 | 0 | 0 | 0 | 0 | 0 | 0 | 0
1988 | 1 | 16 | 0 | 0 | 0 | 0 | 0 | 0 | 0 | 0 | 0 | 0 | 0 | 0 | 0
1988 | 1 | 17 | 0.08 | 0.08 | 0.03 | 0 | 0.08 | 0.03 | 0 | 0 | 0 | 0 | 0 | 0 | 0
1988 | 1 | 18 | 0.21 | 0.21 | 0.16 | 0 | 0.21 | 0.16 | 0 | 0 | 0 | 0 | 0 | 0 | 0
1988 | 1 | 19 | 0.27 | 0.27 | 0.22 | 0 | 0.27 | 0.22 | 0 | 0 | 0 | 0 | 0 | 0 | 0
1988 | 1 | 20 | 1 | 1 | 0.95 | 0 | 1 | 0.95 | 0 | 0 | 0 | 0 | 0 | 0 | 0
1988 | 1 | 21 | 0 | 0 | 0 | 0 | 0 | 0 | 0 | 0 | 0 | 0 | 0 | 0 | 0
1988 | 1 | 22 | 0 | 0 | 0 | 0 | 0 | 0 | 0 | 0 | 0 | 0 | 0 | 0 | 0
1988 | 1 | 23 | 0 | 0 | 0 | 0 | 0 | 0 | 0 | 0 | 0 | 0 | 0 | 0 | 0
1988 | 1 | 24 | 0 | 0 | 0 | 0 | 0 | 0 | 0 | 0 | 0 | 0 | 0 | 0 | 0
1988 | 1 | 25 | 0.6 | 0.6 | 0.55 | 0 | 0.6 | 0.55 | 0 | 0 | 0 | 0 | 0 | 0 | 0
1988 | 1 | 26 | 0 | 0 | 0 | 0 | 0 | 0 | 0 | 0 | 0 | 0 | 0 | 0 | 0
1988 | 1 | 27 | 0 | 0 | 0 | 0 | 0 | 0 | 0 | 0 | 0 | 0 | 0 | 0 | 0
1988 | 1 | 28 | 0 | 0 | 0 | 0 | 0 | 0 | 0 | 0 | 0 | 0 | 0 | 0 | 0
1988 | 1 | 29 | 0 | 0 | 0 | 0 | 0 | 0 | 0 | 0 | 0 | 0 | 0 | 0 | 0
1988 | 1 | 30 | 0 | 0 | 0 | 0 | 0 | 0 | 0 | 0 | 0 | 0 | 0 | 0 | 0
1988 | 1 | 31 | 0 | 0 | 0 | 0 | 0 | 0 | 0 | 0 | 0 | 0 | 0 | 0 | 0
1988 | 2 | 1 | 0 | 0 | 0 | 0 | 0 | 0 | 0 | 0 | 0 | 0 | 0 | 0 | 0
1988 | 2 | 2 | 0.59 | 0.59 | 0.54 | 0 | 0.59 | 0.54 | 0 | 0 | 0 | 0 | 0 | 0 | 0
1988 | 2 | 3 | 0.09 | 0.09 | 0.04 | 0 | 0.09 | 0.04 | 0 | 0 | 0 | 0 | 0 | 0 | 0
1988 | 2 | 4 | 0.2 | 0.2 | 0.15 | 0 | 0.2 | 0.15 | 0 | 0 | 0 | 0 | 0 | 0 | 0
1988 | 2 | 5 | 0 | 0 | 0 | 0 | 0 | 0 | 0 | 0 | 0 | 0 | 0 | 0 | 0
1988 | 2 | 6 | 0 | 0 | 0 | 0 | 0 | 0 | 0 | 0 | 0 | 0 | 0 | 0 | 0
1988 | 2 | 7 | 0 | 0 | 0 | 0 | 0 | 0 | 0 | 0 | 0 | 0 | 0 | 0 | 0
1988 | 2 | 8 | 0 | 0 | 0 | 0 | 0 | 0 | 0 | 0 | 0 | 0 | 0 | 0 | 0
1988 | 2 | 9 | 0 | 0 | 0 | 0 | 0 | 0 | 0 | 0 | 0 | 0 | 0 | 0 | 0
1988 | 2 | 10 | 0 | 0 | 0 | 0 | 0 | 0 | 0 | 0 | 0 | 0 | 0 | 0 | 0
1988 | 2 | 11 | 0.73 | 0.73 | 0.68 | 0 | 0.73 | 0.68 | 0 | 0 | 0 | 0 | 0 | 0 | 0
1988 | 2 | 12 | 0.12 | 0.12 | 0.07 | 0 | 0.12 | 0.07 | 0 | 0 | 0 | 0 | 0 | 0 | 0
1988 | 2 | 13 | 0 | 0 | 0 | 0 | 0 | 0 | 0 | 0 | 0 | 0 | 0 | 0 | 0
1988 | 2 | 14 | 0 | 0 | 0 | 0 | 0 | 0 | 0 | 0 | 0 | 0 | 0 | 0 | 0
1988 | 2 | 15 | 0.32 | 0.32 | 0.27 | 0 | 0.32 | 0.27 | 0 | 0 | 0 | 0 | 0 | 0 | 0
1988 | 2 | 16 | 0.02 | 0.02 | 0 | 0 | 0.02 | 0 | 0 | 0 | 0 | 0 | 0 | 0 | 0
1988 | 2 | 17 | 0 | 0 | 0 | 0 | 0 | 0 | 0 | 0 | 0 | 0 | 0 | 0 | 0
1988 | 2 | 18 | 0 | 0 | 0 | 0 | 0 | 0 | 0 | 0 | 0 | 0 | 0 | 0 | 0
1988 | 2 | 19 | 0.37 | 0.37 | 0.32 | 0 | 0.37 | 0.32 | 0 | 0 | 0 | 0 | 0 | 0 | 0
1988 | 2 | 20 | 0 | 0 | 0 | 0 | 0 | 0 | 0 | 0 | 0 | 0 | 0 | 0 | 0
1988 | 2 | 21 | 0 | 0 | 0 | 0 | 0 | 0 | 0 | 0 | 0 | 0 | 0 | 0 | 0
1988 | 2 | 22 | 0 | 0 | 0 | 0 | 0 | 0 | 0 | 0 | 0 | 0 | 0 | 0 | 0
1988 | 2 | 23 | 0.05 | 0.05 | 0 | 0 | 0.05 | 0 | 0 | 0 | 0 | 0 | 0 | 0 | 0
1988 | 2 | 24 | 0 | 0 | 0 | 0 | 0 | 0 | 0 | 0 | 0 | 0 | 0 | 0 | 0
1988 | 2 | 25 | 0 | 0 | 0 | 0 | 0 | 0 | 0 | 0 | 0 | 0 | 0 | 0 | 0
1988 | 2 | 26 | 0 | 0 | 0 | 0 | 0 | 0 | 0 | 0 | 0 | 0 | 0 | 0 | 0
1988 | 2 | 27 | 0.01 | 0.01 | 0 | 0 | 0.01 | 0 | 0 | 0 | 0 | 0 | 0 | 0 | 0
1988 | 2 | 28 | 0.02 | 0.02 | 0 | 0 | 0.02 | 0 | 0 | 0 | 0 | 0 | 0 | 0 | 0
1988 | 2 | 29 | 0 | 0 | 0 | 0 | 0 | 0 | 0 | 0 | 0 | 0 | 0 | 0 | 0
1988 | 3 | 1 | 0 | 0 | 0 | 0 | 0 | 0 | 0 | 0 | 0 | 0 | 0 | 0 | 0
1988 | 3 | 2 | 0 | 0 | 0 | 0 | 0 | 0 | 0 | 0 | 0 | 0 | 0 | 0 | 0
1988 | 3 | 3 | 0.01 | 0.01 | 0 | 0 | 0.01 | 0 | 0 | 0 | 0 | 0 | 0 | 0 | 0
1988 | 3 | 4 | 0.73 | 0.73 | 0.68 | 0 | 0.73 | 0.68 | 0 | 0 | 0 | 0 | 0 | 0 | 0
1988 | 3 | 5 | 0 | 0 | 0 | 0 | 0 | 0 | 0 | 0 | 0 | 0 | 0 | 0 | 0
1988 | 3 | 6 | 0 | 0 | 0 | 0 | 0 | 0 | 0 | 0 | 0 | 0 | 0 | 0 | 0
1988 | 3 | 7 | 0 | 0 | 0 | 0 | 0 | 0 | 0 | 0 | 0 | 0 | 0 | 0 | 0
1988 | 3 | 8 | 0 | 0 | 0 | 0 | 0 | 0 | 0 | 0 | 0 | 0 | 0 | 0 | 0
1988 | 3 | 9 | 0.02 | 0.02 | 0 | 0 | 0.02 | 0 | 0 | 0 | 0 | 0 | 0 | 0 | 0
1988 | 3 | 10 | 0.02 | 0.02 | 0 | 0 | 0.02 | 0 | 0 | 0 | 0 | 0 | 0 | 0 | 0
1988 | 3 | 11 | 0 | 0 | 0 | 0 | 0 | 0 | 0 | 0 | 0 | 0 | 0 | 0 | 0
1988 | 3 | 12 | 0 | 0 | 0 | 0 | 0 | 0 | 0 | 0 | 0 | 0 | 0 | 0 | 0
1988 | 3 | 13 | 0.1 | 0.1 | 0.05 | 0 | 0.1 | 0.05 | 0 | 0 | 0 | 0 | 0 | 0 | 0
1988 | 3 | 14 | 0 | 0 | 0 | 0 | 0 | 0 | 0 | 0 | 0 | 0 | 0 | 0 | 0
1988 | 3 | 15 | 0 | 0 | 0 | 0 | 0 | 0 | 0 | 0 | 0 | 0 | 0 | 0 | 0
1988 | 3 | 16 | 0 | 0 | 0 | 0 | 0 | 0 | 0 | 0 | 0 | 0 | 0 | 0 | 0
1988 | 3 | 17 | 0 | 0 | 0 | 0 | 0 | 0 | 0 | 0 | 0 | 0 | 0 | 0 | 0
1988 | 3 | 18 | 0 | 0 | 0 | 0 | 0 | 0 | 0 | 0 | 0 | 0 | 0 | 0 | 0
1988 | 3 | 19 | 0 | 0 | 0 | 0 | 0 | 0 | 0 | 0 | 0 | 0 | 0 | 0 | 0
1988 | 3 | 20 | 0.01 | 0.01 | 0 | 0 | 0.01 | 0 | 0 | 0 | 0 | 0 | 0 | 0 | 0
1988 | 3 | 21 | 0.04 | 0.04 | 0 | 0 | 0.04 | 0 | 0 | 0 | 0 | 0 | 0 | 0 | 0
1988 | 3 | 22 | 0 | 0 | 0 | 0 | 0 | 0 | 0 | 0 | 0 | 0 | 0 | 0 | 0
1988 | 3 | 23 | 0 | 0 | 0 | 0 | 0 | 0 | 0 | 0 | 0 | 0 | 0 | 0 | 0
1988 | 3 | 24 | 0 | 0 | 0 | 0 | 0 | 0 | 0 | 0 | 0 | 0 | 0 | 0 | 0
1988 | 3 | 25 | 0 | 0 | 0 | 0 | 0 | 0 | 0 | 0 | 0 | 0 | 0 | 0 | 0
1988 | 3 | 26 | 1.34 | 1 | 0.95 | 0 | 1 | 0.95 | 0 | 0 | 0 | 0 | 0 | 0 | 0
1988 | 3 | 27 | 0 | 0 | 0 | 0 | 0 | 0 | 0 | 0 | 0 | 0 | 0 | 0 | 0
1988 | 3 | 28 | 0 | 0 | 0 | 0 | 0 | 0 | 0 | 0 | 0 | 0 | 0 | 0 | 0
1988 | 3 | 29 | 0 | 0 | 0 | 0 | 0 | 0 | 0 | 0 | 0 | 0 | 0 | 0 | 0
1988 | 3 | 30 | 0 | 0 | 0 | 0 | 0 | 0 | 0 | 0 | 0 | 0 | 0 | 0 | 0
1988 | 3 | 31 | 0 | 0 | 0 | 0 | 0 | 0 | 0 | 0 | 0 | 0 | 0 | 0 | 0
1988 | 4 | 1 | 0 | 0 | 0 | 0 | 0 | 0 | 0 | 0 | 0 | 0 | 0 | 0 | 0
1988 | 4 | 2 | 0 | 0 | 0 | 0 | 0 | 0 | 0 | 0 | 0 | 0 | 0 | 0 | 0
1988 | 4 | 3 | 0 | 0 | 0 | 0 | 0 | 0 | 0 | 0 | 0 | 0 | 0 | 0 | 0
1988 | 4 | 4 | 0.02 | 0.02 | 0 | 0 | 0.02 | 0 | 0 | 0 | 0 | 0 | 0 | 0 | 0
1988 | 4 | 5 | 0 | 0 | 0 | 0 | 0 | 0 | 0 | 0 | 0 | 0 | 0 | 0 | 0
1988 | 4 | 6 | 0.01 | 0.01 | 0 | 0 | 0.01 | 0 | 0 | 0 | 0 | 0 | 0 | 0 | 0
1988 | 4 | 7 | 1.04 | 1 | 0.95 | 0 | 1 | 0.95 | 0 | 0 | 0 | 0 | 0 | 0 | 0
1988 | 4 | 8 | 0.08 | 0.08 | 0.03 | 0 | 0.08 | 0.03 | 0 | 0 | 0 | 0 | 0 | 0 | 0
1988 | 4 | 9 | 0.01 | 0.01 | 0 | 0 | 0.01 | 0 | 0 | 0 | 0 | 0 | 0 | 0 | 0
1988 | 4 | 10 | 0 | 0 | 0 | 0 | 0 | 0 | 0 | 0 | 0 | 0 | 0 | 0 | 0
1988 | 4 | 11 | 0 | 0 | 0 | 0 | 0 | 0 | 0 | 0 | 0 | 0 | 0 | 0 | 0
1988 | 4 | 12 | 0 | 0 | 0 | 0 | 0 | 0 | 0 | 0 | 0 | 0 | 0 | 0 | 0
1988 | 4 | 13 | 0 | 0 | 0 | 0 | 0 | 0 | 0 | 0 | 0 | 0 | 0 | 0 | 0
1988 | 4 | 14 | 0 | 0 | 0 | 0 | 0 | 0 | 0 | 0 | 0 | 0 | 0 | 0 | 0
1988 | 4 | 15 | 0.01 | 0.01 | 0 | 0 | 0.01 | 0 | 0 | 0 | 0 | 0 | 0 | 0 | 0
1988 | 4 | 16 | 0 | 0 | 0 | 0 | 0 | 0 | 0 | 0 | 0 | 0 | 0 | 0 | 0
1988 | 4 | 17 | 0 | 0 | 0 | 0 | 0 | 0 | 0 | 0 | 0 | 0 | 0 | 0 | 0
1988 | 4 | 18 | 0.07 | 0.07 | 0.02 | 0 | 0.07 | 0.02 | 0 | 0 | 0 | 0 | 0 | 0 | 0
1988 | 4 | 19 | 0 | 0 | 0 | 0 | 0 | 0 | 0 | 0 | 0 | 0 | 0 | 0 | 0
1988 | 4 | 20 | 0 | 0 | 0 | 0 | 0 | 0 | 0 | 0 | 0 | 0 | 0 | 0 | 0
1988 | 4 | 21 | 0 | 0 | 0 | 0 | 0 | 0 | 0 | 0 | 0 | 0 | 0 | 0 | 0
1988 | 4 | 22 | 0 | 0 | 0 | 0 | 0 | 0 | 0 | 0 | 0 | 0 | 0 | 0 | 0
1988 | 4 | 23 | 0.04 | 0.04 | 0 | 0 | 0.04 | 0 | 0 | 0 | 0 | 0 | 0 | 0 | 0
1988 | 4 | 24 | 0 | 0 | 0 | 0 | 0 | 0 | 0 | 0 | 0 | 0 | 0 | 0 | 0
1988 | 4 | 25 | 0 | 0 | 0 | 0 | 0 | 0 | 0 | 0 | 0 | 0 | 0 | 0 | 0
1988 | 4 | 26 | 0 | 0 | 0 | 0 | 0 | 0 | 0 | 0 | 0 | 0 | 0 | 0 | 0
1988 | 4 | 27 | 0.68 | 0.68 | 0.63 | 0 | 0.68 | 0.63 | 0 | 0 | 0 | 0 | 0 | 0 | 0
1988 | 4 | 28 | 0.03 | 0.03 | 0 | 0 | 0.03 | 0 | 0 | 0 | 0 | 0 | 0 | 0 | 0
1988 | 4 | 29 | 0 | 0 | 0 | 0 | 0 | 0 | 0 | 0 | 0 | 0 | 0 | 0 | 0
1988 | 4 | 30 | 0.01 | 0.01 | 0 | 0 | 0.01 | 0 | 0 | 0 | 0 | 0 | 0 | 0 | 0
1988 | 5 | 1 | 0 | 0 | 0 | 0 | 0 | 0 | 0 | 0 | 0 | 0 | 0 | 0 | 0
1988 | 5 | 2 | 0 | 0 | 0 | 0 | 0 | 0 | 0 | 0 | 0 | 0 | 0 | 0 | 0
1988 | 5 | 3 | 0.02 | 0.02 | 0 | 0 | 0.02 | 0 | 0 | 0 | 0 | 0 | 0 | 0 | 0
1988 | 5 | 4 | 0.03 | 0.03 | 0 | 0 | 0.03 | 0 | 0 | 0 | 0 | 0 | 0 | 0 | 0
1988 | 5 | 5 | 0.68 | 0.68 | 0.63 | 0 | 0.68 | 0.63 | 0 | 0 | 0 | 0 | 0 | 0 | 0
1988 | 5 | 6 | 0.48 | 0.48 | 0.43 | 0 | 0.48 | 0.43 | 0 | 0 | 0 | 0 | 0 | 0 | 0
1988 | 5 | 7 | 0 | 0 | 0 | 0 | 0 | 0 | 0 | 0 | 0 | 0 | 0 | 0 | 0
1988 | 5 | 8 | 0 | 0 | 0 | 0 | 0 | 0 | 0 | 0 | 0 | 0 | 0 | 0 | 0
1988 | 5 | 9 | 0.06 | 0.06 | 0.01 | 0 | 0.06 | 0.01 | 0 | 0 | 0 | 0 | 0 | 0 | 0
1988 | 5 | 10 | 0.1 | 0.1 | 0.05 | 0 | 0.1 | 0.05 | 0 | 0 | 0 | 0 | 0 | 0 | 0
1988 | 5 | 11 | 0.04 | 0.04 | 0 | 0 | 0.04 | 0 | 0 | 0 | 0 | 0 | 0 | 0 | 0
1988 | 5 | 12 | 0 | 0 | 0 | 0 | 0 | 0 | 0 | 0 | 0 | 0 | 0 | 0 | 0
1988 | 5 | 13 | 0 | 0 | 0 | 0 | 0 | 0 | 0 | 0 | 0 | 0 | 0 | 0 | 0
1988 | 5 | 14 | 0 | 0 | 0 | 0 | 0 | 0 | 0 | 0 | 0 | 0 | 0 | 0 | 0
1988 | 5 | 15 | 0 | 0 | 0 | 0 | 0 | 0 | 0 | 0 | 0 | 0 | 0 | 0 | 0
1988 | 5 | 16 | 1.33 | 1 | 0.95 | 0 | 1 | 0.95 | 0 | 0 | 0 | 0 | 0 | 0 | 0
1988 | 5 | 17 | 1.02 | 1 | 0.95 | 0 | 1 | 0.95 | 0 | 0 | 0 | 0 | 0 | 0 | 0
1988 | 5 | 18 | 0.15 | 0.15 | 0.1 | 0 | 0.15 | 0.1 | 0 | 0 | 0 | 0 | 0 | 0 | 0
1988 | 5 | 19 | 0.04 | 0.04 | 0 | 0 | 0.04 | 0 | 0 | 0 | 0 | 0 | 0 | 0 | 0
1988 | 5 | 20 | 0.02 | 0.02 | 0 | 0 | 0.02 | 0 | 0 | 0 | 0 | 0 | 0 | 0 | 0
1988 | 5 | 21 | 0 | 0 | 0 | 0 | 0 | 0 | 0 | 0 | 0 | 0 | 0 | 0 | 0
1988 | 5 | 22 | 0 | 0 | 0 | 0 | 0 | 0 | 0 | 0 | 0 | 0 | 0 | 0 | 0
1988 | 5 | 23 | 0.01 | 0.01 | 0 | 0 | 0.01 | 0 | 0 | 0 | 0 | 0 | 0 | 0 | 0
1988 | 5 | 24 | 0.41 | 0.41 | 0.36 | 0 | 0.41 | 0.36 | 0 | 0 | 0 | 0 | 0 | 0 | 0
1988 | 5 | 25 | 0.11 | 0.11 | 0.06 | 0 | 0.11 | 0.06 | 0 | 0 | 0 | 0 | 0 | 0 | 0
1988 | 5 | 26 | 0 | 0 | 0 | 0 | 0 | 0 | 0 | 0 | 0 | 0 | 0 | 0 | 0
1988 | 5 | 27 | 0 | 0 | 0 | 0 | 0 | 0 | 0 | 0 | 0 | 0 | 0 | 0 | 0
1988 | 5 | 28 | 0 | 0 | 0 | 0 | 0 | 0 | 0 | 0 | 0 | 0 | 0 | 0 | 0
1988 | 5 | 29 | 0 | 0 | 0 | 0 | 0 | 0 | 0 | 0 | 0 | 0 | 0 | 0 | 0
1988 | 5 | 30 | 0 | 0 | 0 | 0 | 0 | 0 | 0 | 0 | 0 | 0 | 0 | 0 | 0
1988 | 5 | 31 | 0 | 0 | 0 | 0 | 0 | 0 | 0 | 0 | 0 | 0 | 0 | 0 | 0
1988 | 6 | 1 | 0 | 0 | 0 | 0 | 0 | 0 | 0 | 0 | 0 | 0 | 0 | 0 | 0
1988 | 6 | 2 | 0.07 | 0.07 | 0.02 | 0 | 0.07 | 0.02 | 0 | 0 | 0 | 0 | 0 | 0 | 0
1988 | 6 | 3 | 0 | 0 | 0 | 0 | 0 | 0 | 0 | 0 | 0 | 0 | 0 | 0 | 0
1988 | 6 | 4 | 0 | 0 | 0 | 0 | 0 | 0 | 0 | 0 | 0 | 0 | 0 | 0 | 0
1988 | 6 | 5 | 0 | 0 | 0 | 0 | 0 | 0 | 0 | 0 | 0 | 0 | 0 | 0 | 0
1988 | 6 | 6 | 0 | 0 | 0 | 0 | 0 | 0 | 0 | 0 | 0 | 0 | 0 | 0 | 0
1988 | 6 | 7 | 0 | 0 | 0 | 0 | 0 | 0 | 0 | 0 | 0 | 0 | 0 | 0 | 0
1988 | 6 | 8 | 0.7 | 0.7 | 0.65 | 0 | 0.7 | 0.65 | 0 | 0 | 0 | 0 | 0 | 0 | 0
1988 | 6 | 9 | 0.17 | 0.17 | 0.12 | 0 | 0.17 | 0.12 | 0 | 0 | 0 | 0 | 0 | 0 | 0
1988 | 6 | 10 | 0 | 0 | 0 | 0 | 0 | 0 | 0 | 0 | 0 | 0 | 0 | 0 | 0
1988 | 6 | 11 | 0 | 0 | 0 | 0 | 0 | 0 | 0 | 0 | 0 | 0 | 0 | 0 | 0
1988 | 6 | 12 | 0 | 0 | 0 | 0 | 0 | 0 | 0 | 0 | 0 | 0 | 0 | 0 | 0
1988 | 6 | 13 | 0 | 0 | 0 | 0 | 0 | 0 | 0 | 0 | 0 | 0 | 0 | 0 | 0
1988 | 6 | 14 | 0 | 0 | 0 | 0 | 0 | 0 | 0 | 0 | 0 | 0 | 0 | 0 | 0
1988 | 6 | 15 | 0 | 0 | 0 | 0 | 0 | 0 | 0 | 0 | 0 | 0 | 0 | 0 | 0
1988 | 6 | 16 | 0 | 0 | 0 | 0 | 0 | 0 | 0 | 0 | 0 | 0 | 0 | 0 | 0
1988 | 6 | 17 | 0.01 | 0.01 | 0 | 0 | 0.01 | 0 | 0 | 0 | 0 | 0 | 0 | 0 | 0
1988 | 6 | 18 | 0 | 0 | 0 | 0 | 0 | 0 | 0 | 0 | 0 | 0 | 0 | 0 | 0
1988 | 6 | 19 | 0 | 0 | 0 | 0 | 0 | 0 | 0 | 0 | 0 | 0 | 0 | 0 | 0
1988 | 6 | 20 | 0 | 0 | 0 | 0 | 0 | 0 | 0 | 0 | 0 | 0 | 0 | 0 | 0
1988 | 6 | 21 | 0 | 0 | 0 | 0 | 0 | 0 | 0 | 0 | 0 | 0 | 0 | 0 | 0
1988 | 6 | 22 | 0 | 0 | 0 | 0 | 0 | 0 | 0 | 0 | 0 | 0 | 0 | 0 | 0
1988 | 6 | 23 | 0 | 0 | 0 | 0 | 0 | 0 | 0 | 0 | 0 | 0 | 0 | 0 | 0
1988 | 6 | 24 | 0 | 0 | 0 | 0 | 0 | 0 | 0 | 0 | 0 | 0 | 0 | 0 | 0
1988 | 6 | 25 | 0 | 0 | 0 | 0 | 0 | 0 | 0 | 0 | 0 | 0 | 0 | 0 | 0
1988 | 6 | 26 | 0 | 0 | 0 | 0 | 0 | 0 | 0 | 0 | 0 | 0 | 0 | 0 | 0
1988 | 6 | 27 | 0 | 0 | 0 | 0 | 0 | 0 | 0 | 0 | 0 | 0 | 0 | 0 | 0
1988 | 6 | 28 | 0 | 0 | 0 | 0 | 0 | 0 | 0 | 0 | 0 | 0 | 0 | 0 | 0
1988 | 6 | 29 | 0 | 0 | 0 | 0 | 0 | 0 | 0 | 0 | 0 | 0 | 0 | 0 | 0
1988 | 6 | 30 | 0 | 0 | 0 | 0 | 0 | 0 | 0 | 0 | 0 | 0 | 0 | 0 | 0
1988 | 7 | 1 | 0 | 0 | 0 | 0 | 0 | 0 | 0 | 0 | 0 | 0 | 0 | 0 | 0
1988 | 7 | 2 | 0 | 0 | 0 | 0 | 0 | 0 | 0 | 0 | 0 | 0 | 0 | 0 | 0
1988 | 7 | 3 | 0 | 0 | 0 | 0 | 0 | 0 | 0 | 0 | 0 | 0 | 0 | 0 | 0
1988 | 7 | 4 | 0 | 0 | 0 | 0 | 0 | 0 | 0 | 0 | 0 | 0 | 0 | 0 | 0
1988 | 7 | 5 | 0 | 0 | 0 | 0 | 0 | 0 | 0 | 0 | 0 | 0 | 0 | 0 | 0
1988 | 7 | 6 | 0 | 0 | 0 | 0 | 0 | 0 | 0 | 0 | 0 | 0 | 0 | 0 | 0
1988 | 7 | 7 | 0 | 0 | 0 | 0 | 0 | 0 | 0 | 0 | 0 | 0 | 0 | 0 | 0
1988 | 7 | 8 | 0 | 0 | 0 | 0 | 0 | 0 | 0 | 0 | 0 | 0 | 0 | 0 | 0
1988 | 7 | 9 | 0 | 0 | 0 | 0 | 0 | 0 | 0 | 0 | 0 | 0 | 0 | 0 | 0
1988 | 7 | 10 | 0 | 0 | 0 | 0 | 0 | 0 | 0 | 0 | 0 | 0 | 0 | 0 | 0
1988 | 7 | 11 | 0.01 | 0.01 | 0 | 0 | 0.01 | 0 | 0 | 0 | 0 | 0 | 0 | 0 | 0
1988 | 7 | 12 | 0.1 | 0.1 | 0.05 | 0 | 0.1 | 0.05 | 0 | 0 | 0 | 0 | 0 | 0 | 0
1988 | 7 | 13 | 0 | 0 | 0 | 0 | 0 | 0 | 0 | 0 | 0 | 0 | 0 | 0 | 0
1988 | 7 | 14 | 0 | 0 | 0 | 0 | 0 | 0 | 0 | 0 | 0 | 0 | 0 | 0 | 0
1988 | 7 | 15 | 0 | 0 | 0 | 0 | 0 | 0 | 0 | 0 | 0 | 0 | 0 | 0 | 0
1988 | 7 | 16 | 0 | 0 | 0 | 0 | 0 | 0 | 0 | 0 | 0 | 0 | 0 | 0 | 0
1988 | 7 | 17 | 0.29 | 0.29 | 0.24 | 0 | 0.29 | 0.24 | 0 | 0 | 0 | 0 | 0 | 0 | 0
1988 | 7 | 18 | 0 | 0 | 0 | 0 | 0 | 0 | 0 | 0 | 0 | 0 | 0 | 0 | 0
1988 | 7 | 19 | 0.11 | 0.11 | 0.06 | 0 | 0.11 | 0.06 | 0 | 0 | 0 | 0 | 0 | 0 | 0
1988 | 7 | 20 | 0.64 | 0.64 | 0.59 | 0 | 0.64 | 0.59 | 0 | 0 | 0 | 0 | 0 | 0 | 0
1988 | 7 | 21 | 1.19 | 1 | 0.95 | 0 | 1 | 0.95 | 0 | 0 | 0 | 0 | 0 | 0 | 0
1988 | 7 | 22 | 0.01 | 0.01 | 0 | 0 | 0.01 | 0 | 0 | 0 | 0 | 0 | 0 | 0 | 0
1988 | 7 | 23 | 0.33 | 0.33 | 0.28 | 0 | 0.33 | 0.28 | 0 | 0 | 0 | 0 | 0 | 0 | 0
1988 | 7 | 24 | 0 | 0 | 0 | 0 | 0 | 0 | 0 | 0 | 0 | 0 | 0 | 0 | 0
1988 | 7 | 25 | 0 | 0 | 0 | 0 | 0 | 0 | 0 | 0 | 0 | 0 | 0 | 0 | 0
1988 | 7 | 26 | 1.01 | 1 | 0.95 | 0 | 1 | 0.95 | 0 | 0 | 0 | 0 | 0 | 0 | 0
1988 | 7 | 27 | 0.05 | 0.05 | 0 | 0 | 0.05 | 0 | 0 | 0 | 0 | 0 | 0 | 0 | 0
1988 | 7 | 28 | 0 | 0 | 0 | 0 | 0 | 0 | 0 | 0 | 0 | 0 | 0 | 0 | 0
1988 | 7 | 29 | 0 | 0 | 0 | 0 | 0 | 0 | 0 | 0 | 0 | 0 | 0 | 0 | 0
1988 | 7 | 30 | 0 | 0 | 0 | 0 | 0 | 0 | 0 | 0 | 0 | 0 | 0 | 0 | 0
1988 | 7 | 31 | 0 | 0 | 0 | 0 | 0 | 0 | 0 | 0 | 0 | 0 | 0 | 0 | 0
1988 | 8 | 1 | 0 | 0 | 0 | 0 | 0 | 0 | 0 | 0 | 0 | 0 | 0 | 0 | 0
1988 | 8 | 2 | 0 | 0 | 0 | 0 | 0 | 0 | 0 | 0 | 0 | 0 | 0 | 0 | 0
1988 | 8 | 3 | 0 | 0 | 0 | 0 | 0 | 0 | 0 | 0 | 0 | 0 | 0 | 0 | 0
1988 | 8 | 4 | 0 | 0 | 0 | 0 | 0 | 0 | 0 | 0 | 0 | 0 | 0 | 0 | 0
1988 | 8 | 5 | 0 | 0 | 0 | 0 | 0 | 0 | 0 | 0 | 0 | 0 | 0 | 0 | 0
1988 | 8 | 6 | 0.05 | 0.05 | 0 | 0 | 0.05 | 0 | 0 | 0 | 0 | 0 | 0 | 0 | 0
1988 | 8 | 7 | 0 | 0 | 0 | 0 | 0 | 0 | 0 | 0 | 0 | 0 | 0 | 0 | 0
1988 | 8 | 8 | 0 | 0 | 0 | 0 | 0 | 0 | 0 | 0 | 0 | 0 | 0 | 0 | 0
1988 | 8 | 9 | 0 | 0 | 0 | 0 | 0 | 0 | 0 | 0 | 0 | 0 | 0 | 0 | 0
1988 | 8 | 10 | 0 | 0 | 0 | 0 | 0 | 0 | 0 | 0 | 0 | 0 | 0 | 0 | 0
1988 | 8 | 11 | 0 | 0 | 0 | 0 | 0 | 0 | 0 | 0 | 0 | 0 | 0 | 0 | 0
1988 | 8 | 12 | 0 | 0 | 0 | 0 | 0 | 0 | 0 | 0 | 0 | 0 | 0 | 0 | 0
1988 | 8 | 13 | 0 | 0 | 0 | 0 | 0 | 0 | 0 | 0 | 0 | 0 | 0 | 0 | 0
1988 | 8 | 14 | 0 | 0 | 0 | 0 | 0 | 0 | 0 | 0 | 0 | 0 | 0 | 0 | 0
1988 | 8 | 15 | 0.26 | 0.26 | 0.21 | 0 | 0.26 | 0.21 | 0 | 0 | 0 | 0 | 0 | 0 | 0
1988 | 8 | 16 | 0 | 0 | 0 | 0 | 0 | 0 | 0 | 0 | 0 | 0 | 0 | 0 | 0
1988 | 8 | 17 | 0.02 | 0.02 | 0 | 0 | 0.02 | 0 | 0 | 0 | 0 | 0 | 0 | 0 | 0
1988 | 8 | 18 | 0.01 | 0.01 | 0 | 0 | 0.01 | 0 | 0 | 0 | 0 | 0 | 0 | 0 | 0
1988 | 8 | 19 | 0.09 | 0.09 | 0.04 | 0 | 0.09 | 0.04 | 0 | 0 | 0 | 0 | 0 | 0 | 0
1988 | 8 | 20 | 1.04 | 1 | 0.95 | 0 | 1 | 0.95 | 0 | 0 | 0 | 0 | 0 | 0 | 0
1988 | 8 | 21 | 0 | 0 | 0 | 0 | 0 | 0 | 0 | 0 | 0 | 0 | 0 | 0 | 0
1988 | 8 | 22 | 0 | 0 | 0 | 0 | 0 | 0 | 0 | 0 | 0 | 0 | 0 | 0 | 0
1988 | 8 | 23 | 0.03 | 0.03 | 0 | 0 | 0.03 | 0 | 0 | 0 | 0 | 0 | 0 | 0 | 0
1988 | 8 | 24 | 0.04 | 0.04 | 0 | 0 | 0.04 | 0 | 0 | 0 | 0 | 0 | 0 | 0 | 0
1988 | 8 | 25 | 0 | 0 | 0 | 0 | 0 | 0 | 0 | 0 | 0 | 0 | 0 | 0 | 0
1988 | 8 | 26 | 0 | 0 | 0 | 0 | 0 | 0 | 0 | 0 | 0 | 0 | 0 | 0 | 0
1988 | 8 | 27 | 0 | 0 | 0 | 0 | 0 | 0 | 0 | 0 | 0 | 0 | 0 | 0 | 0
1988 | 8 | 28 | 0 | 0 | 0 | 0 | 0 | 0 | 0 | 0 | 0 | 0 | 0 | 0 | 0
1988 | 8 | 29 | 0.85 | 0.85 | 0.8 | 0 | 0.85 | 0.8 | 0 | 0 | 0 | 0 | 0 | 0 | 0
1988 | 8 | 30 | 0 | 0 | 0 | 0 | 0 | 0 | 0 | 0 | 0 | 0 | 0 | 0 | 0
1988 | 8 | 31 | 0 | 0 | 0 | 0 | 0 | 0 | 0 | 0 | 0 | 0 | 0 | 0 | 0
1988 | 9 | 1 | 0 | 0 | 0 | 0 | 0 | 0 | 0 | 0 | 0 | 0 | 0 | 0 | 0
1988 | 9 | 2 | 0 | 0 | 0 | 0 | 0 | 0 | 0 | 0 | 0 | 0 | 0 | 0 | 0
1988 | 9 | 3 | 0 | 0 | 0 | 0 | 0 | 0 | 0 | 0 | 0 | 0 | 0 | 0 | 0
1988 | 9 | 4 | 0.86 | 0.86 | 0.81 | 0 | 0.86 | 0.81 | 0 | 0 | 0 | 0 | 0 | 0 | 0
1988 | 9 | 5 | 0 | 0 | 0 | 0 | 0 | 0 | 0 | 0 | 0 | 0 | 0 | 0 | 0
1988 | 9 | 6 | 0 | 0 | 0 | 0 | 0 | 0 | 0 | 0 | 0 | 0 | 0 | 0 | 0
1988 | 9 | 7 | 0 | 0 | 0 | 0 | 0 | 0 | 0 | 0 | 0 | 0 | 0 | 0 | 0
1988 | 9 | 8 | 0 | 0 | 0 | 0 | 0 | 0 | 0 | 0 | 0 | 0 | 0 | 0 | 0
1988 | 9 | 9 | 0.06 | 0.06 | 0.01 | 0 | 0.06 | 0.01 | 0 | 0 | 0 | 0 | 0 | 0 | 0
1988 | 9 | 10 | 0.05 | 0.05 | 0 | 0 | 0.05 | 0 | 0 | 0 | 0 | 0 | 0 | 0 | 0
1988 | 9 | 11 | 0 | 0 | 0 | 0 | 0 | 0 | 0 | 0 | 0 | 0 | 0 | 0 | 0
1988 | 9 | 12 | 0 | 0 | 0 | 0 | 0 | 0 | 0 | 0 | 0 | 0 | 0 | 0 | 0
1988 | 9 | 13 | 0 | 0 | 0 | 0 | 0 | 0 | 0 | 0 | 0 | 0 | 0 | 0 | 0
1988 | 9 | 14 | 0 | 0 | 0 | 0 | 0 | 0 | 0 | 0 | 0 | 0 | 0 | 0 | 0
1988 | 9 | 15 | 0 | 0 | 0 | 0 | 0 | 0 | 0 | 0 | 0 | 0 | 0 | 0 | 0
1988 | 9 | 16 | 0 | 0 | 0 | 0 | 0 | 0 | 0 | 0 | 0 | 0 | 0 | 0 | 0
1988 | 9 | 17 | 0.13 | 0.13 | 0.08 | 0 | 0.13 | 0.08 | 0 | 0 | 0 | 0 | 0 | 0 | 0
1988 | 9 | 18 | 0 | 0 | 0 | 0 | 0 | 0 | 0 | 0 | 0 | 0 | 0 | 0 | 0
1988 | 9 | 19 | 0 | 0 | 0 | 0 | 0 | 0 | 0 | 0 | 0 | 0 | 0 | 0 | 0
1988 | 9 | 20 | 0.07 | 0.07 | 0.02 | 0 | 0.07 | 0.02 | 0 | 0 | 0 | 0 | 0 | 0 | 0
1988 | 9 | 21 | 0 | 0 | 0 | 0 | 0 | 0 | 0 | 0 | 0 | 0 | 0 | 0 | 0
1988 | 9 | 22 | 0 | 0 | 0 | 0 | 0 | 0 | 0 | 0 | 0 | 0 | 0 | 0 | 0
1988 | 9 | 23 | 0 | 0 | 0 | 0 | 0 | 0 | 0 | 0 | 0 | 0 | 0 | 0 | 0
1988 | 9 | 24 | 0.22 | 0.22 | 0.17 | 0 | 0.22 | 0.17 | 0 | 0 | 0 | 0 | 0 | 0 | 0
1988 | 9 | 25 | 0.46 | 0.46 | 0.41 | 0 | 0.46 | 0.41 | 0 | 0 | 0 | 0 | 0 | 0 | 0
1988 | 9 | 26 | 0 | 0 | 0 | 0 | 0 | 0 | 0 | 0 | 0 | 0 | 0 | 0 | 0
1988 | 9 | 27 | 0 | 0 | 0 | 0 | 0 | 0 | 0 | 0 | 0 | 0 | 0 | 0 | 0
1988 | 9 | 28 | 0 | 0 | 0 | 0 | 0 | 0 | 0 | 0 | 0 | 0 | 0 | 0 | 0
1988 | 9 | 29 | 0 | 0 | 0 | 0 | 0 | 0 | 0 | 0 | 0 | 0 | 0 | 0 | 0
1988 | 9 | 30 | 0 | 0 | 0 | 0 | 0 | 0 | 0 | 0 | 0 | 0 | 0 | 0 | 0
1988 | 10 | 1 | 0 | 0 | 0 | 0 | 0 | 0 | 0 | 0 | 0 | 0 | 0 | 0 | 0
1988 | 10 | 2 | 0.25 | 0.25 | 0.2 | 0 | 0.25 | 0.2 | 0 | 0 | 0 | 0 | 0 | 0 | 0
1988 | 10 | 3 | 0.07 | 0.07 | 0.02 | 0 | 0.07 | 0.02 | 0 | 0 | 0 | 0 | 0 | 0 | 0
1988 | 10 | 4 | 0.03 | 0.03 | 0 | 0 | 0.03 | 0 | 0 | 0 | 0 | 0 | 0 | 0 | 0
1988 | 10 | 5 | 0 | 0 | 0 | 0 | 0 | 0 | 0 | 0 | 0 | 0 | 0 | 0 | 0
1988 | 10 | 6 | 0 | 0 | 0 | 0 | 0 | 0 | 0 | 0 | 0 | 0 | 0 | 0 | 0
1988 | 10 | 7 | 0 | 0 | 0 | 0 | 0 | 0 | 0 | 0 | 0 | 0 | 0 | 0 | 0
1988 | 10 | 8 | 0 | 0 | 0 | 0 | 0 | 0 | 0 | 0 | 0 | 0 | 0 | 0 | 0
1988 | 10 | 9 | 0 | 0 | 0 | 0 | 0 | 0 | 0 | 0 | 0 | 0 | 0 | 0 | 0
1988 | 10 | 10 | 0 | 0 | 0 | 0 | 0 | 0 | 0 | 0 | 0 | 0 | 0 | 0 | 0
1988 | 10 | 11 | 0 | 0 | 0 | 0 | 0 | 0 | 0 | 0 | 0 | 0 | 0 | 0 | 0
1988 | 10 | 12 | 0 | 0 | 0 | 0 | 0 | 0 | 0 | 0 | 0 | 0 | 0 | 0 | 0
1988 | 10 | 13 | 0 | 0 | 0 | 0 | 0 | 0 | 0 | 0 | 0 | 0 | 0 | 0 | 0
1988 | 10 | 14 | 0 | 0 | 0 | 0 | 0 | 0 | 0 | 0 | 0 | 0 | 0 | 0 | 0
1988 | 10 | 15 | 0 | 0 | 0 | 0 | 0 | 0 | 0 | 0 | 0 | 0 | 0 | 0 | 0
1988 | 10 | 16 | 0 | 0 | 0 | 0 | 0 | 0 | 0 | 0 | 0 | 0 | 0 | 0 | 0
1988 | 10 | 17 | 0 | 0 | 0 | 0 | 0 | 0 | 0 | 0 | 0 | 0 | 0 | 0 | 0
1988 | 10 | 18 | 0.03 | 0.03 | 0 | 0 | 0.03 | 0 | 0 | 0 | 0 | 0 | 0 | 0 | 0
1988 | 10 | 19 | 0 | 0 | 0 | 0 | 0 | 0 | 0 | 0 | 0 | 0 | 0 | 0 | 0
1988 | 10 | 20 | 0 | 0 | 0 | 0 | 0 | 0 | 0 | 0 | 0 | 0 | 0 | 0 | 0
1988 | 10 | 21 | 1.22 | 1 | 0.95 | 0 | 1 | 0.95 | 0 | 0 | 0 | 0 | 0 | 0 | 0
1988 | 10 | 22 | 0 | 0 | 0 | 0 | 0 | 0 | 0 | 0 | 0 | 0 | 0 | 0 | 0
1988 | 10 | 23 | 0 | 0 | 0 | 0 | 0 | 0 | 0 | 0 | 0 | 0 | 0 | 0 | 0
1988 | 10 | 24 | 0.11 | 0.11 | 0.06 | 0 | 0.11 | 0.06 | 0 | 0 | 0 | 0 | 0 | 0 | 0
1988 | 10 | 25 | 0.04 | 0.04 | 0 | 0 | 0.04 | 0 | 0 | 0 | 0 | 0 | 0 | 0 | 0
1988 | 10 | 26 | 0 | 0 | 0 | 0 | 0 | 0 | 0 | 0 | 0 | 0 | 0 | 0 | 0
1988 | 10 | 27 | 0 | 0 | 0 | 0 | 0 | 0 | 0 | 0 | 0 | 0 | 0 | 0 | 0
1988 | 10 | 28 | 0 | 0 | 0 | 0 | 0 | 0 | 0 | 0 | 0 | 0 | 0 | 0 | 0
1988 | 10 | 29 | 0 | 0 | 0 | 0 | 0 | 0 | 0 | 0 | 0 | 0 | 0 | 0 | 0
1988 | 10 | 30 | 0 | 0 | 0 | 0 | 0 | 0 | 0 | 0 | 0 | 0 | 0 | 0 | 0
1988 | 10 | 31 | 0 | 0 | 0 | 0 | 0 | 0 | 0 | 0 | 0 | 0 | 0 | 0 | 0
1988 | 11 | 1 | 0.71 | 0.71 | 0.66 | 0 | 0.71 | 0.66 | 0 | 0 | 0 | 0 | 0 | 0 | 0
1988 | 11 | 2 | 0 | 0 | 0 | 0 | 0 | 0 | 0 | 0 | 0 | 0 | 0 | 0 | 0
1988 | 11 | 3 | 0 | 0 | 0 | 0 | 0 | 0 | 0 | 0 | 0 | 0 | 0 | 0 | 0
1988 | 11 | 4 | 0.03 | 0.03 | 0 | 0 | 0.03 | 0 | 0 | 0 | 0 | 0 | 0 | 0 | 0
1988 | 11 | 5 | 0.21 | 0.21 | 0.16 | 0 | 0.21 | 0.16 | 0 | 0 | 0 | 0 | 0 | 0 | 0
1988 | 11 | 6 | 0 | 0 | 0 | 0 | 0 | 0 | 0 | 0 | 0 | 0 | 0 | 0 | 0
1988 | 11 | 7 | 0 | 0 | 0 | 0 | 0 | 0 | 0 | 0 | 0 | 0 | 0 | 0 | 0
1988 | 11 | 8 | 0 | 0 | 0 | 0 | 0 | 0 | 0 | 0 | 0 | 0 | 0 | 0 | 0
1988 | 11 | 9 | 0 | 0 | 0 | 0 | 0 | 0 | 0 | 0 | 0 | 0 | 0 | 0 | 0
1988 | 11 | 10 | 0.12 | 0.12 | 0.07 | 0 | 0.12 | 0.07 | 0 | 0 | 0 | 0 | 0 | 0 | 0
1988 | 11 | 11 | 0 | 0 | 0 | 0 | 0 | 0 | 0 | 0 | 0 | 0 | 0 | 0 | 0
1988 | 11 | 12 | 0 | 0 | 0 | 0 | 0 | 0 | 0 | 0 | 0 | 0 | 0 | 0 | 0
1988 | 11 | 13 | 0.32 | 0.32 | 0.27 | 0 | 0.32 | 0.27 | 0 | 0 | 0 | 0 | 0 | 0 | 0
1988 | 11 | 14 | 0 | 0 | 0 | 0 | 0 | 0 | 0 | 0 | 0 | 0 | 0 | 0 | 0
1988 | 11 | 15 | 0 | 0 | 0 | 0 | 0 | 0 | 0 | 0 | 0 | 0 | 0 | 0 | 0
1988 | 11 | 16 | 0.01 | 0.01 | 0 | 0 | 0.01 | 0 | 0 | 0 | 0 | 0 | 0 | 0 | 0
1988 | 11 | 17 | 1.04 | 1 | 0.95 | 0 | 1 | 0.95 | 0 | 0 | 0 | 0 | 0 | 0 | 0
1988 | 11 | 18 | 0 | 0 | 0 | 0 | 0 | 0 | 0 | 0 | 0 | 0 | 0 | 0 | 0
1988 | 11 | 19 | 0.86 | 0.86 | 0.81 | 0 | 0.86 | 0.81 | 0 | 0 | 0 | 0 | 0 | 0 | 0
1988 | 11 | 20 | 0.24 | 0.24 | 0.19 | 0 | 0.24 | 0.19 | 0 | 0 | 0 | 0 | 0 | 0 | 0
1988 | 11 | 21 | 0 | 0 | 0 | 0 | 0 | 0 | 0 | 0 | 0 | 0 | 0 | 0 | 0
1988 | 11 | 22 | 0 | 0 | 0 | 0 | 0 | 0 | 0 | 0 | 0 | 0 | 0 | 0 | 0
1988 | 11 | 23 | 0 | 0 | 0 | 0 | 0 | 0 | 0 | 0 | 0 | 0 | 0 | 0 | 0
1988 | 11 | 24 | 0 | 0 | 0 | 0 | 0 | 0 | 0 | 0 | 0 | 0 | 0 | 0 | 0
1988 | 11 | 25 | 0 | 0 | 0 | 0 | 0 | 0 | 0 | 0 | 0 | 0 | 0 | 0 | 0
1988 | 11 | 26 | 0 | 0 | 0 | 0 | 0 | 0 | 0 | 0 | 0 | 0 | 0 | 0 | 0
1988 | 11 | 27 | 1.18 | 1 | 0.95 | 0 | 1 | 0.95 | 0 | 0 | 0 | 0 | 0 | 0 | 0
1988 | 11 | 28 | 0.61 | 0.61 | 0.56 | 0 | 0.61 | 0.56 | 0 | 0 | 0 | 0 | 0 | 0 | 0
1988 | 11 | 29 | 0 | 0 | 0 | 0 | 0 | 0 | 0 | 0 | 0 | 0 | 0 | 0 | 0
1988 | 11 | 30 | 0 | 0 | 0 | 0 | 0 | 0 | 0 | 0 | 0 | 0 | 0 | 0 | 0
1988 | 12 | 1 | 0 | 0 | 0 | 0 | 0 | 0 | 0 | 0 | 0 | 0 | 0 | 0 | 0
1988 | 12 | 2 | 0 | 0 | 0 | 0 | 0 | 0 | 0 | 0 | 0 | 0 | 0 | 0 | 0
1988 | 12 | 3 | 0 | 0 | 0 | 0 | 0 | 0 | 0 | 0 | 0 | 0 | 0 | 0 | 0
1988 | 12 | 4 | 0 | 0 | 0 | 0 | 0 | 0 | 0 | 0 | 0 | 0 | 0 | 0 | 0
1988 | 12 | 5 | 0 | 0 | 0 | 0 | 0 | 0 | 0 | 0 | 0 | 0 | 0 | 0 | 0
1988 | 12 | 6 | 0 | 0 | 0 | 0 | 0 | 0 | 0 | 0 | 0 | 0 | 0 | 0 | 0
1988 | 12 | 7 | 0 | 0 | 0 | 0 | 0 | 0 | 0 | 0 | 0 | 0 | 0 | 0 | 0
1988 | 12 | 8 | 0 | 0 | 0 | 0 | 0 | 0 | 0 | 0 | 0 | 0 | 0 | 0 | 0
1988 | 12 | 9 | 0.19 | 0.19 | 0.14 | 0 | 0.19 | 0.14 | 0 | 0 | 0 | 0 | 0 | 0 | 0
1988 | 12 | 10 | 0 | 0 | 0 | 0 | 0 | 0 | 0 | 0 | 0 | 0 | 0 | 0 | 0
1988 | 12 | 11 | 0 | 0 | 0 | 0 | 0 | 0 | 0 | 0 | 0 | 0 | 0 | 0 | 0
1988 | 12 | 12 | 0 | 0 | 0 | 0 | 0 | 0 | 0 | 0 | 0 | 0 | 0 | 0 | 0
1988 | 12 | 13 | 0 | 0 | 0 | 0 | 0 | 0 | 0 | 0 | 0 | 0 | 0 | 0 | 0
1988 | 12 | 14 | 0 | 0 | 0 | 0 | 0 | 0 | 0 | 0 | 0 | 0 | 0 | 0 | 0
1988 | 12 | 15 | 0 | 0 | 0 | 0 | 0 | 0 | 0 | 0 | 0 | 0 | 0 | 0 | 0
1988 | 12 | 16 | 0 | 0 | 0 | 0 | 0 | 0 | 0 | 0 | 0 | 0 | 0 | 0 | 0
1988 | 12 | 17 | 0 | 0 | 0 | 0 | 0 | 0 | 0 | 0 | 0 | 0 | 0 | 0 | 0
1988 | 12 | 18 | 0 | 0 | 0 | 0 | 0 | 0 | 0 | 0 | 0 | 0 | 0 | 0 | 0
1988 | 12 | 19 | 0 | 0 | 0 | 0 | 0 | 0 | 0 | 0 | 0 | 0 | 0 | 0 | 0
1988 | 12 | 20 | 0 | 0 | 0 | 0 | 0 | 0 | 0 | 0 | 0 | 0 | 0 | 0 | 0
1988 | 12 | 21 | 0.24 | 0.24 | 0.19 | 0 | 0.24 | 0.19 | 0 | 0 | 0 | 0 | 0 | 0 | 0
1988 | 12 | 22 | 0 | 0 | 0 | 0 | 0 | 0 | 0 | 0 | 0 | 0 | 0 | 0 | 0
1988 | 12 | 23 | 0.18 | 0.18 | 0.13 | 0 | 0.18 | 0.13 | 0 | 0 | 0 | 0 | 0 | 0 | 0
1988 | 12 | 24 | 0.57 | 0.57 | 0.52 | 0 | 0.57 | 0.52 | 0 | 0 | 0 | 0 | 0 | 0 | 0
1988 | 12 | 25 | 0 | 0 | 0 | 0 | 0 | 0 | 0 | 0 | 0 | 0 | 0 | 0 | 0
1988 | 12 | 26 | 0 | 0 | 0 | 0 | 0 | 0 | 0 | 0 | 0 | 0 | 0 | 0 | 0
1988 | 12 | 27 | 0 | 0 | 0 | 0 | 0 | 0 | 0 | 0 | 0 | 0 | 0 | 0 | 0
1988 | 12 | 28 | 0.12 | 0.12 | 0.07 | 0 | 0.12 | 0.07 | 0 | 0 | 0 | 0 | 0 | 0 | 0
1988 | 12 | 29 | 0 | 0 | 0 | 0 | 0 | 0 | 0 | 0 | 0 | 0 | 0 | 0 | 0
1988 | 12 | 30 | 0 | 0 | 0 | 0 | 0 | 0 | 0 | 0 | 0 | 0 | 0 | 0 | 0
1988 | 12 | 31 | 0 | 0 | 0 | 0 | 0 | 0 | 0 | 0 | 0 | 0 | 0 | 0 | 0
1989 | 1 | 1 | 0.26 | 0.26 | 0.21 | 0 | 0.26 | 0.21 | 0 | 0 | 0 | 0 | 0 | 0 | 0
1989 | 1 | 2 | 0 | 0 | 0 | 0 | 0 | 0 | 0 | 0 | 0 | 0 | 0 | 0 | 0
1989 | 1 | 3 | 0.13 | 0.13 | 0.08 | 0 | 0.13 | 0.08 | 0 | 0 | 0 | 0 | 0 | 0 | 0
1989 | 1 | 4 | 0.01 | 0.01 | 0 | 0 | 0.01 | 0 | 0 | 0 | 0 | 0 | 0 | 0 | 0
1989 | 1 | 5 | 0 | 0 | 0 | 0 | 0 | 0 | 0 | 0 | 0 | 0 | 0 | 0 | 0
1989 | 1 | 6 | 0.63 | 0.63 | 0.58 | 0 | 0.63 | 0.58 | 0 | 0 | 0 | 0 | 0 | 0 | 0
1989 | 1 | 7 | 0.02 | 0.02 | 0 | 0 | 0.02 | 0 | 0 | 0 | 0 | 0 | 0 | 0 | 0
1989 | 1 | 8 | 0.12 | 0.12 | 0.07 | 0 | 0.12 | 0.07 | 0 | 0 | 0 | 0 | 0 | 0 | 0
1989 | 1 | 9 | 0.02 | 0.02 | 0 | 0 | 0.02 | 0 | 0 | 0 | 0 | 0 | 0 | 0 | 0
1989 | 1 | 10 | 0 | 0 | 0 | 0 | 0 | 0 | 0 | 0 | 0 | 0 | 0 | 0 | 0
1989 | 1 | 11 | 0 | 0 | 0 | 0 | 0 | 0 | 0 | 0 | 0 | 0 | 0 | 0 | 0
1989 | 1 | 12 | 0.37 | 0.37 | 0.32 | 0 | 0.37 | 0.32 | 0 | 0 | 0 | 0 | 0 | 0 | 0
1989 | 1 | 13 | 0 | 0 | 0 | 0 | 0 | 0 | 0 | 0 | 0 | 0 | 0 | 0 | 0
1989 | 1 | 14 | 0.13 | 0.13 | 0.08 | 0 | 0.13 | 0.08 | 0 | 0 | 0 | 0 | 0 | 0 | 0
1989 | 1 | 15 | 0.53 | 0.53 | 0.48 | 0 | 0.53 | 0.48 | 0 | 0 | 0 | 0 | 0 | 0 | 0
1989 | 1 | 16 | 0 | 0 | 0 | 0 | 0 | 0 | 0 | 0 | 0 | 0 | 0 | 0 | 0
1989 | 1 | 17 | 0 | 0 | 0 | 0 | 0 | 0 | 0 | 0 | 0 | 0 | 0 | 0 | 0
1989 | 1 | 18 | 0 | 0 | 0 | 0 | 0 | 0 | 0 | 0 | 0 | 0 | 0 | 0 | 0
1989 | 1 | 19 | 0 | 0 | 0 | 0 | 0 | 0 | 0 | 0 | 0 | 0 | 0 | 0 | 0
1989 | 1 | 20 | 0 | 0 | 0 | 0 | 0 | 0 | 0 | 0 | 0 | 0 | 0 | 0 | 0
1989 | 1 | 21 | 0 | 0 | 0 | 0 | 0 | 0 | 0 | 0 | 0 | 0 | 0 | 0 | 0
1989 | 1 | 22 | 0 | 0 | 0 | 0 | 0 | 0 | 0 | 0 | 0 | 0 | 0 | 0 | 0
1989 | 1 | 23 | 0 | 0 | 0 | 0 | 0 | 0 | 0 | 0 | 0 | 0 | 0 | 0 | 0
1989 | 1 | 24 | 0 | 0 | 0 | 0 | 0 | 0 | 0 | 0 | 0 | 0 | 0 | 0 | 0
1989 | 1 | 25 | 0 | 0 | 0 | 0 | 0 | 0 | 0 | 0 | 0 | 0 | 0 | 0 | 0
1989 | 1 | 26 | 0.07 | 0.07 | 0.02 | 0 | 0.07 | 0.02 | 0 | 0 | 0 | 0 | 0 | 0 | 0
1989 | 1 | 27 | 0 | 0 | 0 | 0 | 0 | 0 | 0 | 0 | 0 | 0 | 0 | 0 | 0
1989 | 1 | 28 | 0 | 0 | 0 | 0 | 0 | 0 | 0 | 0 | 0 | 0 | 0 | 0 | 0
1989 | 1 | 29 | 0.02 | 0.02 | 0 | 0 | 0.02 | 0 | 0 | 0 | 0 | 0 | 0 | 0 | 0
1989 | 1 | 30 | 0.18 | 0.18 | 0.13 | 0 | 0.18 | 0.13 | 0 | 0 | 0 | 0 | 0 | 0 | 0
1989 | 1 | 31 | 0 | 0 | 0 | 0 | 0 | 0 | 0 | 0 | 0 | 0 | 0 | 0 | 0
1989 | 2 | 1 | 0 | 0 | 0 | 0 | 0 | 0 | 0 | 0 | 0 | 0 | 0 | 0 | 0
1989 | 2 | 2 | 0 | 0 | 0 | 0 | 0 | 0 | 0 | 0 | 0 | 0 | 0 | 0 | 0
1989 | 2 | 3 | 0.58 | 0.58 | 0.53 | 0 | 0.58 | 0.53 | 0 | 0 | 0 | 0 | 0 | 0 | 0
1989 | 2 | 4 | 0 | 0 | 0 | 0 | 0 | 0 | 0 | 0 | 0 | 0 | 0 | 0 | 0
1989 | 2 | 5 | 0.01 | 0.01 | 0 | 0 | 0.01 | 0 | 0 | 0 | 0 | 0 | 0 | 0 | 0
1989 | 2 | 6 | 0 | 0 | 0 | 0 | 0 | 0 | 0 | 0 | 0 | 0 | 0 | 0 | 0
1989 | 2 | 7 | 0.08 | 0.08 | 0.03 | 0 | 0.08 | 0.03 | 0 | 0 | 0 | 0 | 0 | 0 | 0
1989 | 2 | 8 | 0 | 0 | 0 | 0 | 0 | 0 | 0 | 0 | 0 | 0 | 0 | 0 | 0
1989 | 2 | 9 | 0 | 0 | 0 | 0 | 0 | 0 | 0 | 0 | 0 | 0 | 0 | 0 | 0
1989 | 2 | 10 | 0 | 0 | 0 | 0 | 0 | 0 | 0 | 0 | 0 | 0 | 0 | 0 | 0
1989 | 2 | 11 | 0 | 0 | 0 | 0 | 0 | 0 | 0 | 0 | 0 | 0 | 0 | 0 | 0
1989 | 2 | 12 | 0 | 0 | 0 | 0 | 0 | 0 | 0 | 0 | 0 | 0 | 0 | 0 | 0
1989 | 2 | 13 | 0.24 | 0.24 | 0.19 | 0 | 0.24 | 0.19 | 0 | 0 | 0 | 0 | 0 | 0 | 0
1989 | 2 | 14 | 0.15 | 0.15 | 0.1 | 0 | 0.15 | 0.1 | 0 | 0 | 0 | 0 | 0 | 0 | 0
1989 | 2 | 15 | 0.09 | 0.09 | 0.04 | 0 | 0.09 | 0.04 | 0 | 0 | 0 | 0 | 0 | 0 | 0
1989 | 2 | 16 | 0.17 | 0.17 | 0.12 | 0 | 0.17 | 0.12 | 0 | 0 | 0 | 0 | 0 | 0 | 0
1989 | 2 | 17 | 0 | 0 | 0 | 0 | 0 | 0 | 0 | 0 | 0 | 0 | 0 | 0 | 0
1989 | 2 | 18 | 0 | 0 | 0 | 0 | 0 | 0 | 0 | 0 | 0 | 0 | 0 | 0 | 0
1989 | 2 | 19 | 0 | 0 | 0 | 0 | 0 | 0 | 0 | 0 | 0 | 0 | 0 | 0 | 0
1989 | 2 | 20 | 0.03 | 0.03 | 0 | 0 | 0.03 | 0 | 0 | 0 | 0 | 0 | 0 | 0 | 0
1989 | 2 | 21 | 0.92 | 0.92 | 0.87 | 0 | 0.92 | 0.87 | 0 | 0 | 0 | 0 | 0 | 0 | 0
1989 | 2 | 22 | 0.35 | 0.35 | 0.3 | 0 | 0.35 | 0.3 | 0 | 0 | 0 | 0 | 0 | 0 | 0
1989 | 2 | 23 | 0 | 0 | 0 | 0 | 0 | 0 | 0 | 0 | 0 | 0 | 0 | 0 | 0
1989 | 2 | 24 | 0.02 | 0.02 | 0 | 0 | 0.02 | 0 | 0 | 0 | 0 | 0 | 0 | 0 | 0
1989 | 2 | 25 | 0 | 0 | 0 | 0 | 0 | 0 | 0 | 0 | 0 | 0 | 0 | 0 | 0
1989 | 2 | 26 | 0.13 | 0.13 | 0.08 | 0 | 0.13 | 0.08 | 0 | 0 | 0 | 0 | 0 | 0 | 0
1989 | 2 | 27 | 0 | 0 | 0 | 0 | 0 | 0 | 0 | 0 | 0 | 0 | 0 | 0 | 0
1989 | 2 | 28 | 0.03 | 0.03 | 0 | 0 | 0.03 | 0 | 0 | 0 | 0 | 0 | 0 | 0 | 0
1989 | 3 | 1 | 0 | 0 | 0 | 0 | 0 | 0 | 0 | 0 | 0 | 0 | 0 | 0 | 0
1989 | 3 | 2 | 0 | 0 | 0 | 0 | 0 | 0 | 0 | 0 | 0 | 0 | 0 | 0 | 0
1989 | 3 | 3 | 0 | 0 | 0 | 0 | 0 | 0 | 0 | 0 | 0 | 0 | 0 | 0 | 0
1989 | 3 | 4 | 0.07 | 0.07 | 0.02 | 0 | 0.07 | 0.02 | 0 | 0 | 0 | 0 | 0 | 0 | 0
1989 | 3 | 5 | 0.19 | 0.19 | 0.14 | 0 | 0.19 | 0.14 | 0 | 0 | 0 | 0 | 0 | 0 | 0
1989 | 3 | 6 | 1.11 | 1 | 0.95 | 0 | 1 | 0.95 | 0 | 0 | 0 | 0 | 0 | 0 | 0
1989 | 3 | 7 | 0.07 | 0.07 | 0.02 | 0 | 0.07 | 0.02 | 0 | 0 | 0 | 0 | 0 | 0 | 0
1989 | 3 | 8 | 0 | 0 | 0 | 0 | 0 | 0 | 0 | 0 | 0 | 0 | 0 | 0 | 0
1989 | 3 | 9 | 0 | 0 | 0 | 0 | 0 | 0 | 0 | 0 | 0 | 0 | 0 | 0 | 0
1989 | 3 | 10 | 0 | 0 | 0 | 0 | 0 | 0 | 0 | 0 | 0 | 0 | 0 | 0 | 0
1989 | 3 | 11 | 0 | 0 | 0 | 0 | 0 | 0 | 0 | 0 | 0 | 0 | 0 | 0 | 0
1989 | 3 | 12 | 0 | 0 | 0 | 0 | 0 | 0 | 0 | 0 | 0 | 0 | 0 | 0 | 0
1989 | 3 | 13 | 0.03 | 0.03 | 0 | 0 | 0.03 | 0 | 0 | 0 | 0 | 0 | 0 | 0 | 0
1989 | 3 | 14 | 0 | 0 | 0 | 0 | 0 | 0 | 0 | 0 | 0 | 0 | 0 | 0 | 0
1989 | 3 | 15 | 0 | 0 | 0 | 0 | 0 | 0 | 0 | 0 | 0 | 0 | 0 | 0 | 0
1989 | 3 | 16 | 0 | 0 | 0 | 0 | 0 | 0 | 0 | 0 | 0 | 0 | 0 | 0 | 0
1989 | 3 | 17 | 0 | 0 | 0 | 0 | 0 | 0 | 0 | 0 | 0 | 0 | 0 | 0 | 0
1989 | 3 | 18 | 0.17 | 0.17 | 0.12 | 0 | 0.17 | 0.12 | 0 | 0 | 0 | 0 | 0 | 0 | 0
1989 | 3 | 19 | 0 | 0 | 0 | 0 | 0 | 0 | 0 | 0 | 0 | 0 | 0 | 0 | 0
1989 | 3 | 20 | 0.3 | 0.3 | 0.25 | 0 | 0.3 | 0.25 | 0 | 0 | 0 | 0 | 0 | 0 | 0
1989 | 3 | 21 | 0.21 | 0.21 | 0.16 | 0 | 0.21 | 0.16 | 0 | 0 | 0 | 0 | 0 | 0 | 0
1989 | 3 | 22 | 0 | 0 | 0 | 0 | 0 | 0 | 0 | 0 | 0 | 0 | 0 | 0 | 0
1989 | 3 | 23 | 0.46 | 0.46 | 0.41 | 0 | 0.46 | 0.41 | 0 | 0 | 0 | 0 | 0 | 0 | 0
1989 | 3 | 24 | 1.21 | 1 | 0.95 | 0 | 1 | 0.95 | 0 | 0 | 0 | 0 | 0 | 0 | 0
1989 | 3 | 25 | 0 | 0 | 0 | 0 | 0 | 0 | 0 | 0 | 0 | 0 | 0 | 0 | 0
1989 | 3 | 26 | 0 | 0 | 0 | 0 | 0 | 0 | 0 | 0 | 0 | 0 | 0 | 0 | 0
1989 | 3 | 27 | 0 | 0 | 0 | 0 | 0 | 0 | 0 | 0 | 0 | 0 | 0 | 0 | 0
1989 | 3 | 28 | 0 | 0 | 0 | 0 | 0 | 0 | 0 | 0 | 0 | 0 | 0 | 0 | 0
1989 | 3 | 29 | 0 | 0 | 0 | 0 | 0 | 0 | 0 | 0 | 0 | 0 | 0 | 0 | 0
1989 | 3 | 30 | 0.45 | 0.45 | 0.4 | 0 | 0.45 | 0.4 | 0 | 0 | 0 | 0 | 0 | 0 | 0
1989 | 3 | 31 | 0.03 | 0.03 | 0 | 0 | 0.03 | 0 | 0 | 0 | 0 | 0 | 0 | 0 | 0
1989 | 4 | 1 | 0 | 0 | 0 | 0 | 0 | 0 | 0 | 0 | 0 | 0 | 0 | 0 | 0
1989 | 4 | 2 | 0 | 0 | 0 | 0 | 0 | 0 | 0 | 0 | 0 | 0 | 0 | 0 | 0
1989 | 4 | 3 | 0.15 | 0.15 | 0.1 | 0 | 0.15 | 0.1 | 0 | 0 | 0 | 0 | 0 | 0 | 0
1989 | 4 | 4 | 0 | 0 | 0 | 0 | 0 | 0 | 0 | 0 | 0 | 0 | 0 | 0 | 0
1989 | 4 | 5 | 0.55 | 0.55 | 0.5 | 0 | 0.55 | 0.5 | 0 | 0 | 0 | 0 | 0 | 0 | 0
1989 | 4 | 6 | 0.06 | 0.06 | 0.01 | 0 | 0.06 | 0.01 | 0 | 0 | 0 | 0 | 0 | 0 | 0
1989 | 4 | 7 | 0.3 | 0.3 | 0.25 | 0 | 0.3 | 0.25 | 0 | 0 | 0 | 0 | 0 | 0 | 0
1989 | 4 | 8 | 0.03 | 0.03 | 0 | 0 | 0.03 | 0 | 0 | 0 | 0 | 0 | 0 | 0 | 0
1989 | 4 | 9 | 0 | 0 | 0 | 0 | 0 | 0 | 0 | 0 | 0 | 0 | 0 | 0 | 0
1989 | 4 | 10 | 0 | 0 | 0 | 0 | 0 | 0 | 0 | 0 | 0 | 0 | 0 | 0 | 0
1989 | 4 | 11 | 0 | 0 | 0 | 0 | 0 | 0 | 0 | 0 | 0 | 0 | 0 | 0 | 0
1989 | 4 | 12 | 0 | 0 | 0 | 0 | 0 | 0 | 0 | 0 | 0 | 0 | 0 | 0 | 0
1989 | 4 | 13 | 0 | 0 | 0 | 0 | 0 | 0 | 0 | 0 | 0 | 0 | 0 | 0 | 0
1989 | 4 | 14 | 0 | 0 | 0 | 0 | 0 | 0 | 0 | 0 | 0 | 0 | 0 | 0 | 0
1989 | 4 | 15 | 0.6 | 0.6 | 0.55 | 0 | 0.6 | 0.55 | 0 | 0 | 0 | 0 | 0 | 0 | 0
1989 | 4 | 16 | 0 | 0 | 0 | 0 | 0 | 0 | 0 | 0 | 0 | 0 | 0 | 0 | 0
1989 | 4 | 17 | 0 | 0 | 0 | 0 | 0 | 0 | 0 | 0 | 0 | 0 | 0 | 0 | 0
1989 | 4 | 18 | 0.54 | 0.54 | 0.49 | 0 | 0.54 | 0.49 | 0 | 0 | 0 | 0 | 0 | 0 | 0
1989 | 4 | 19 | 0.28 | 0.28 | 0.23 | 0 | 0.28 | 0.23 | 0 | 0 | 0 | 0 | 0 | 0 | 0
1989 | 4 | 20 | 0 | 0 | 0 | 0 | 0 | 0 | 0 | 0 | 0 | 0 | 0 | 0 | 0
1989 | 4 | 21 | 0 | 0 | 0 | 0 | 0 | 0 | 0 | 0 | 0 | 0 | 0 | 0 | 0
1989 | 4 | 22 | 0 | 0 | 0 | 0 | 0 | 0 | 0 | 0 | 0 | 0 | 0 | 0 | 0
1989 | 4 | 23 | 0 | 0 | 0 | 0 | 0 | 0 | 0 | 0 | 0 | 0 | 0 | 0 | 0
1989 | 4 | 24 | 0 | 0 | 0 | 0 | 0 | 0 | 0 | 0 | 0 | 0 | 0 | 0 | 0
1989 | 4 | 25 | 0 | 0 | 0 | 0 | 0 | 0 | 0 | 0 | 0 | 0 | 0 | 0 | 0
1989 | 4 | 26 | 0 | 0 | 0 | 0 | 0 | 0 | 0 | 0 | 0 | 0 | 0 | 0 | 0
1989 | 4 | 27 | 0 | 0 | 0 | 0 | 0 | 0 | 0 | 0 | 0 | 0 | 0 | 0 | 0
1989 | 4 | 28 | 0 | 0 | 0 | 0 | 0 | 0 | 0 | 0 | 0 | 0 | 0 | 0 | 0
1989 | 4 | 29 | 0.99 | 0.99 | 0.94 | 0 | 0.99 | 0.94 | 0 | 0 | 0 | 0 | 0 | 0 | 0
1989 | 4 | 30 | 0 | 0 | 0 | 0 | 0 | 0 | 0 | 0 | 0 | 0 | 0 | 0 | 0
1989 | 5 | 1 | 1 | 1 | 0.95 | 0 | 1 | 0.95 | 0 | 0 | 0 | 0 | 0 | 0 | 0
1989 | 5 | 2 | 0.44 | 0.44 | 0.39 | 0 | 0.44 | 0.39 | 0 | 0 | 0 | 0 | 0 | 0 | 0
1989 | 5 | 3 | 0 | 0 | 0 | 0 | 0 | 0 | 0 | 0 | 0 | 0 | 0 | 0 | 0
1989 | 5 | 4 | 0 | 0 | 0 | 0 | 0 | 0 | 0 | 0 | 0 | 0 | 0 | 0 | 0
1989 | 5 | 5 | 2.1 | 1 | 0.95 | 0 | 1 | 0.95 | 0 | 0 | 0 | 0 | 0 | 0 | 0
1989 | 5 | 6 | 0.5 | 0.5 | 0.45 | 0 | 0.5 | 0.45 | 0 | 0 | 0 | 0 | 0 | 0 | 0
1989 | 5 | 7 | 0 | 0 | 0 | 0 | 0 | 0 | 0 | 0 | 0 | 0 | 0 | 0 | 0
1989 | 5 | 8 | 0 | 0 | 0 | 0 | 0 | 0 | 0 | 0 | 0 | 0 | 0 | 0 | 0
1989 | 5 | 9 | 0.32 | 0.32 | 0.27 | 0 | 0.32 | 0.27 | 0 | 0 | 0 | 0 | 0 | 0 | 0
1989 | 5 | 10 | 0.27 | 0.27 | 0.22 | 0 | 0.27 | 0.22 | 0 | 0 | 0 | 0 | 0 | 0 | 0
1989 | 5 | 11 | 0 | 0 | 0 | 0 | 0 | 0 | 0 | 0 | 0 | 0 | 0 | 0 | 0
1989 | 5 | 12 | 0.19 | 0.19 | 0.14 | 0 | 0.19 | 0.14 | 0 | 0 | 0 | 0 | 0 | 0 | 0
1989 | 5 | 13 | 0.01 | 0.01 | 0 | 0 | 0.01 | 0 | 0 | 0 | 0 | 0 | 0 | 0 | 0
1989 | 5 | 14 | 0 | 0 | 0 | 0 | 0 | 0 | 0 | 0 | 0 | 0 | 0 | 0 | 0
1989 | 5 | 15 | 0.37 | 0.37 | 0.32 | 0 | 0.37 | 0.32 | 0 | 0 | 0 | 0 | 0 | 0 | 0
1989 | 5 | 16 | 0.61 | 0.61 | 0.56 | 0 | 0.61 | 0.56 | 0 | 0 | 0 | 0 | 0 | 0 | 0
1989 | 5 | 17 | 0.12 | 0.12 | 0.07 | 0 | 0.12 | 0.07 | 0 | 0 | 0 | 0 | 0 | 0 | 0
1989 | 5 | 18 | 0 | 0 | 0 | 0 | 0 | 0 | 0 | 0 | 0 | 0 | 0 | 0 | 0
1989 | 5 | 19 | 0 | 0 | 0 | 0 | 0 | 0 | 0 | 0 | 0 | 0 | 0 | 0 | 0
1989 | 5 | 20 | 0 | 0 | 0 | 0 | 0 | 0 | 0 | 0 | 0 | 0 | 0 | 0 | 0
1989 | 5 | 21 | 0 | 0 | 0 | 0 | 0 | 0 | 0 | 0 | 0 | 0 | 0 | 0 | 0
1989 | 5 | 22 | 0 | 0 | 0 | 0 | 0 | 0 | 0 | 0 | 0 | 0 | 0 | 0 | 0
1989 | 5 | 23 | 1.59 | 1 | 0.95 | 0 | 1 | 0.95 | 0 | 0 | 0 | 0 | 0 | 0 | 0
1989 | 5 | 24 | 0.05 | 0.05 | 0 | 0 | 0.05 | 0 | 0 | 0 | 0 | 0 | 0 | 0 | 0
1989 | 5 | 25 | 0 | 0 | 0 | 0 | 0 | 0 | 0 | 0 | 0 | 0 | 0 | 0 | 0
1989 | 5 | 26 | 0.01 | 0.01 | 0 | 0 | 0.01 | 0 | 0 | 0 | 0 | 0 | 0 | 0 | 0
1989 | 5 | 27 | 0.19 | 0.19 | 0.14 | 0 | 0.19 | 0.14 | 0 | 0 | 0 | 0 | 0 | 0 | 0
1989 | 5 | 28 | 0 | 0 | 0 | 0 | 0 | 0 | 0 | 0 | 0 | 0 | 0 | 0 | 0
1989 | 5 | 29 | 0 | 0 | 0 | 0 | 0 | 0 | 0 | 0 | 0 | 0 | 0 | 0 | 0
1989 | 5 | 30 | 0 | 0 | 0 | 0 | 0 | 0 | 0 | 0 | 0 | 0 | 0 | 0 | 0
1989 | 5 | 31 | 0 | 0 | 0 | 0 | 0 | 0 | 0 | 0 | 0 | 0 | 0 | 0 | 0
1989 | 6 | 1 | 0 | 0 | 0 | 0 | 0 | 0 | 0 | 0 | 0 | 0 | 0 | 0 | 0
1989 | 6 | 2 | 0 | 0 | 0 | 0 | 0 | 0 | 0 | 0 | 0 | 0 | 0 | 0 | 0
1989 | 6 | 3 | 0 | 0 | 0 | 0 | 0 | 0 | 0 | 0 | 0 | 0 | 0 | 0 | 0
1989 | 6 | 4 | 0 | 0 | 0 | 0 | 0 | 0 | 0 | 0 | 0 | 0 | 0 | 0 | 0
1989 | 6 | 5 | 0.58 | 0.58 | 0.53 | 0 | 0.58 | 0.53 | 0 | 0 | 0 | 0 | 0 | 0 | 0
1989 | 6 | 6 | 0.59 | 0.59 | 0.54 | 0 | 0.59 | 0.54 | 0 | 0 | 0 | 0 | 0 | 0 | 0
1989 | 6 | 7 | 0.68 | 0.68 | 0.63 | 0 | 0.68 | 0.63 | 0 | 0 | 0 | 0 | 0 | 0 | 0
1989 | 6 | 8 | 0 | 0 | 0 | 0 | 0 | 0 | 0 | 0 | 0 | 0 | 0 | 0 | 0
1989 | 6 | 9 | 0.74 | 0.74 | 0.69 | 0 | 0.74 | 0.69 | 0 | 0 | 0 | 0 | 0 | 0 | 0
1989 | 6 | 10 | 0 | 0 | 0 | 0 | 0 | 0 | 0 | 0 | 0 | 0 | 0 | 0 | 0
1989 | 6 | 11 | 0 | 0 | 0 | 0 | 0 | 0 | 0 | 0 | 0 | 0 | 0 | 0 | 0
1989 | 6 | 12 | 0 | 0 | 0 | 0 | 0 | 0 | 0 | 0 | 0 | 0 | 0 | 0 | 0
1989 | 6 | 13 | 0.02 | 0.02 | 0 | 0 | 0.02 | 0 | 0 | 0 | 0 | 0 | 0 | 0 | 0
1989 | 6 | 14 | 0.8 | 0.8 | 0.75 | 0 | 0.8 | 0.75 | 0 | 0 | 0 | 0 | 0 | 0 | 0
1989 | 6 | 15 | 0.69 | 0.69 | 0.64 | 0 | 0.69 | 0.64 | 0 | 0 | 0 | 0 | 0 | 0 | 0
1989 | 6 | 16 | 0.09 | 0.09 | 0.04 | 0 | 0.09 | 0.04 | 0 | 0 | 0 | 0 | 0 | 0 | 0
1989 | 6 | 17 | 0 | 0 | 0 | 0 | 0 | 0 | 0 | 0 | 0 | 0 | 0 | 0 | 0
1989 | 6 | 18 | 0 | 0 | 0 | 0 | 0 | 0 | 0 | 0 | 0 | 0 | 0 | 0 | 0
1989 | 6 | 19 | 0 | 0 | 0 | 0 | 0 | 0 | 0 | 0 | 0 | 0 | 0 | 0 | 0
1989 | 6 | 20 | 0.16 | 0.16 | 0.11 | 0 | 0.16 | 0.11 | 0 | 0 | 0 | 0 | 0 | 0 | 0
1989 | 6 | 21 | 0.23 | 0.23 | 0.18 | 0 | 0.23 | 0.18 | 0 | 0 | 0 | 0 | 0 | 0 | 0
1989 | 6 | 22 | 0.02 | 0.02 | 0 | 0 | 0.02 | 0 | 0 | 0 | 0 | 0 | 0 | 0 | 0
1989 | 6 | 23 | 1.34 | 1 | 0.95 | 0 | 1 | 0.95 | 0 | 0 | 0 | 0 | 0 | 0 | 0
1989 | 6 | 24 | 0.08 | 0.08 | 0.03 | 0 | 0.08 | 0.03 | 0 | 0 | 0 | 0 | 0 | 0 | 0
1989 | 6 | 25 | 0 | 0 | 0 | 0 | 0 | 0 | 0 | 0 | 0 | 0 | 0 | 0 | 0
1989 | 6 | 26 | 0 | 0 | 0 | 0 | 0 | 0 | 0 | 0 | 0 | 0 | 0 | 0 | 0
1989 | 6 | 27 | 0 | 0 | 0 | 0 | 0 | 0 | 0 | 0 | 0 | 0 | 0 | 0 | 0
1989 | 6 | 28 | 0 | 0 | 0 | 0 | 0 | 0 | 0 | 0 | 0 | 0 | 0 | 0 | 0
1989 | 6 | 29 | 0 | 0 | 0 | 0 | 0 | 0 | 0 | 0 | 0 | 0 | 0 | 0 | 0
1989 | 6 | 30 | 0 | 0 | 0 | 0 | 0 | 0 | 0 | 0 | 0 | 0 | 0 | 0 | 0
1989 | 7 | 1 | 0 | 0 | 0 | 0 | 0 | 0 | 0 | 0 | 0 | 0 | 0 | 0 | 0
1989 | 7 | 2 | 0 | 0 | 0 | 0 | 0 | 0 | 0 | 0 | 0 | 0 | 0 | 0 | 0
1989 | 7 | 3 | 0 | 0 | 0 | 0 | 0 | 0 | 0 | 0 | 0 | 0 | 0 | 0 | 0
1989 | 7 | 4 | 1.28 | 1 | 0.95 | 0 | 1 | 0.95 | 0 | 0 | 0 | 0 | 0 | 0 | 0
1989 | 7 | 5 | 0.37 | 0.37 | 0.32 | 0 | 0.37 | 0.32 | 0 | 0 | 0 | 0 | 0 | 0 | 0
1989 | 7 | 6 | 0.76 | 0.76 | 0.71 | 0 | 0.76 | 0.71 | 0 | 0 | 0 | 0 | 0 | 0 | 0
1989 | 7 | 7 | 0 | 0 | 0 | 0 | 0 | 0 | 0 | 0 | 0 | 0 | 0 | 0 | 0
1989 | 7 | 8 | 0 | 0 | 0 | 0 | 0 | 0 | 0 | 0 | 0 | 0 | 0 | 0 | 0
1989 | 7 | 9 | 0 | 0 | 0 | 0 | 0 | 0 | 0 | 0 | 0 | 0 | 0 | 0 | 0
1989 | 7 | 10 | 0 | 0 | 0 | 0 | 0 | 0 | 0 | 0 | 0 | 0 | 0 | 0 | 0
1989 | 7 | 11 | 0 | 0 | 0 | 0 | 0 | 0 | 0 | 0 | 0 | 0 | 0 | 0 | 0
1989 | 7 | 12 | 0 | 0 | 0 | 0 | 0 | 0 | 0 | 0 | 0 | 0 | 0 | 0 | 0
1989 | 7 | 13 | 0.23 | 0.23 | 0.18 | 0 | 0.23 | 0.18 | 0 | 0 | 0 | 0 | 0 | 0 | 0
1989 | 7 | 14 | 0 | 0 | 0 | 0 | 0 | 0 | 0 | 0 | 0 | 0 | 0 | 0 | 0
1989 | 7 | 15 | 0 | 0 | 0 | 0 | 0 | 0 | 0 | 0 | 0 | 0 | 0 | 0 | 0
1989 | 7 | 16 | 0.64 | 0.64 | 0.59 | 0 | 0.64 | 0.59 | 0 | 0 | 0 | 0 | 0 | 0 | 0
1989 | 7 | 17 | 0 | 0 | 0 | 0 | 0 | 0 | 0 | 0 | 0 | 0 | 0 | 0 | 0
1989 | 7 | 18 | 0 | 0 | 0 | 0 | 0 | 0 | 0 | 0 | 0 | 0 | 0 | 0 | 0
1989 | 7 | 19 | 0 | 0 | 0 | 0 | 0 | 0 | 0 | 0 | 0 | 0 | 0 | 0 | 0
1989 | 7 | 20 | 0.68 | 0.68 | 0.63 | 0 | 0.68 | 0.63 | 0 | 0 | 0 | 0 | 0 | 0 | 0
1989 | 7 | 21 | 0 | 0 | 0 | 0 | 0 | 0 | 0 | 0 | 0 | 0 | 0 | 0 | 0
1989 | 7 | 22 | 0 | 0 | 0 | 0 | 0 | 0 | 0 | 0 | 0 | 0 | 0 | 0 | 0
1989 | 7 | 23 | 0 | 0 | 0 | 0 | 0 | 0 | 0 | 0 | 0 | 0 | 0 | 0 | 0
1989 | 7 | 24 | 0.21 | 0.21 | 0.16 | 0 | 0.21 | 0.16 | 0 | 0 | 0 | 0 | 0 | 0 | 0
1989 | 7 | 25 | 0 | 0 | 0 | 0 | 0 | 0 | 0 | 0 | 0 | 0 | 0 | 0 | 0
1989 | 7 | 26 | 1.19 | 1 | 0.95 | 0 | 1 | 0.95 | 0 | 0 | 0 | 0 | 0 | 0 | 0
1989 | 7 | 27 | 0.22 | 0.22 | 0.17 | 0 | 0.22 | 0.17 | 0 | 0 | 0 | 0 | 0 | 0 | 0
1989 | 7 | 28 | 0.02 | 0.02 | 0 | 0 | 0.02 | 0 | 0 | 0 | 0 | 0 | 0 | 0 | 0
1989 | 7 | 29 | 0 | 0 | 0 | 0 | 0 | 0 | 0 | 0 | 0 | 0 | 0 | 0 | 0
1989 | 7 | 30 | 0.04 | 0.04 | 0 | 0 | 0.04 | 0 | 0 | 0 | 0 | 0 | 0 | 0 | 0
1989 | 7 | 31 | 0.02 | 0.02 | 0 | 0 | 0.02 | 0 | 0 | 0 | 0 | 0 | 0 | 0 | 0
1989 | 8 | 1 | 0 | 0 | 0 | 0 | 0 | 0 | 0 | 0 | 0 | 0 | 0 | 0 | 0
1989 | 8 | 2 | 0 | 0 | 0 | 0 | 0 | 0 | 0 | 0 | 0 | 0 | 0 | 0 | 0
1989 | 8 | 3 | 0 | 0 | 0 | 0 | 0 | 0 | 0 | 0 | 0 | 0 | 0 | 0 | 0
1989 | 8 | 4 | 0 | 0 | 0 | 0 | 0 | 0 | 0 | 0 | 0 | 0 | 0 | 0 | 0
1989 | 8 | 5 | 0 | 0 | 0 | 0 | 0 | 0 | 0 | 0 | 0 | 0 | 0 | 0 | 0
1989 | 8 | 6 | 0 | 0 | 0 | 0 | 0 | 0 | 0 | 0 | 0 | 0 | 0 | 0 | 0
1989 | 8 | 7 | 0 | 0 | 0 | 0 | 0 | 0 | 0 | 0 | 0 | 0 | 0 | 0 | 0
1989 | 8 | 8 | 0 | 0 | 0 | 0 | 0 | 0 | 0 | 0 | 0 | 0 | 0 | 0 | 0
1989 | 8 | 9 | 0 | 0 | 0 | 0 | 0 | 0 | 0 | 0 | 0 | 0 | 0 | 0 | 0
1989 | 8 | 10 | 0 | 0 | 0 | 0 | 0 | 0 | 0 | 0 | 0 | 0 | 0 | 0 | 0
1989 | 8 | 11 | 0.01 | 0.01 | 0 | 0 | 0.01 | 0 | 0 | 0 | 0 | 0 | 0 | 0 | 0
1989 | 8 | 12 | 0.01 | 0.01 | 0 | 0 | 0.01 | 0 | 0 | 0 | 0 | 0 | 0 | 0 | 0
1989 | 8 | 13 | 0 | 0 | 0 | 0 | 0 | 0 | 0 | 0 | 0 | 0 | 0 | 0 | 0
1989 | 8 | 14 | 0 | 0 | 0 | 0 | 0 | 0 | 0 | 0 | 0 | 0 | 0 | 0 | 0
1989 | 8 | 15 | 0 | 0 | 0 | 0 | 0 | 0 | 0 | 0 | 0 | 0 | 0 | 0 | 0
1989 | 8 | 16 | 0 | 0 | 0 | 0 | 0 | 0 | 0 | 0 | 0 | 0 | 0 | 0 | 0
1989 | 8 | 17 | 0.94 | 0.94 | 0.89 | 0 | 0.94 | 0.89 | 0 | 0 | 0 | 0 | 0 | 0 | 0
1989 | 8 | 18 | 0.04 | 0.04 | 0 | 0 | 0.04 | 0 | 0 | 0 | 0 | 0 | 0 | 0 | 0
1989 | 8 | 19 | 0 | 0 | 0 | 0 | 0 | 0 | 0 | 0 | 0 | 0 | 0 | 0 | 0
1989 | 8 | 20 | 0 | 0 | 0 | 0 | 0 | 0 | 0 | 0 | 0 | 0 | 0 | 0 | 0
1989 | 8 | 21 | 0.15 | 0.15 | 0.1 | 0 | 0.15 | 0.1 | 0 | 0 | 0 | 0 | 0 | 0 | 0
1989 | 8 | 22 | 0 | 0 | 0 | 0 | 0 | 0 | 0 | 0 | 0 | 0 | 0 | 0 | 0
1989 | 8 | 23 | 0 | 0 | 0 | 0 | 0 | 0 | 0 | 0 | 0 | 0 | 0 | 0 | 0
1989 | 8 | 24 | 0 | 0 | 0 | 0 | 0 | 0 | 0 | 0 | 0 | 0 | 0 | 0 | 0
1989 | 8 | 25 | 0 | 0 | 0 | 0 | 0 | 0 | 0 | 0 | 0 | 0 | 0 | 0 | 0
1989 | 8 | 26 | 0 | 0 | 0 | 0 | 0 | 0 | 0 | 0 | 0 | 0 | 0 | 0 | 0
1989 | 8 | 27 | 0 | 0 | 0 | 0 | 0 | 0 | 0 | 0 | 0 | 0 | 0 | 0 | 0
1989 | 8 | 28 | 0 | 0 | 0 | 0 | 0 | 0 | 0 | 0 | 0 | 0 | 0 | 0 | 0
1989 | 8 | 29 | 0 | 0 | 0 | 0 | 0 | 0 | 0 | 0 | 0 | 0 | 0 | 0 | 0
1989 | 8 | 30 | 0 | 0 | 0 | 0 | 0 | 0 | 0 | 0 | 0 | 0 | 0 | 0 | 0
1989 | 8 | 31 | 0 | 0 | 0 | 0 | 0 | 0 | 0 | 0 | 0 | 0 | 0 | 0 | 0
1989 | 9 | 1 | 0 | 0 | 0 | 0 | 0 | 0 | 0 | 0 | 0 | 0 | 0 | 0 | 0
1989 | 9 | 2 | 0 | 0 | 0 | 0 | 0 | 0 | 0 | 0 | 0 | 0 | 0 | 0 | 0
1989 | 9 | 3 | 0 | 0 | 0 | 0 | 0 | 0 | 0 | 0 | 0 | 0 | 0 | 0 | 0
1989 | 9 | 4 | 0 | 0 | 0 | 0 | 0 | 0 | 0 | 0 | 0 | 0 | 0 | 0 | 0
1989 | 9 | 5 | 0 | 0 | 0 | 0 | 0 | 0 | 0 | 0 | 0 | 0 | 0 | 0 | 0
1989 | 9 | 6 | 0 | 0 | 0 | 0 | 0 | 0 | 0 | 0 | 0 | 0 | 0 | 0 | 0
1989 | 9 | 7 | 0 | 0 | 0 | 0 | 0 | 0 | 0 | 0 | 0 | 0 | 0 | 0 | 0
1989 | 9 | 8 | 0 | 0 | 0 | 0 | 0 | 0 | 0 | 0 | 0 | 0 | 0 | 0 | 0
1989 | 9 | 9 | 0 | 0 | 0 | 0 | 0 | 0 | 0 | 0 | 0 | 0 | 0 | 0 | 0
1989 | 9 | 10 | 0 | 0 | 0 | 0 | 0 | 0 | 0 | 0 | 0 | 0 | 0 | 0 | 0
1989 | 9 | 11 | 0 | 0 | 0 | 0 | 0 | 0 | 0 | 0 | 0 | 0 | 0 | 0 | 0
1989 | 9 | 12 | 0.03 | 0.03 | 0 | 0 | 0.03 | 0 | 0 | 0 | 0 | 0 | 0 | 0 | 0
1989 | 9 | 13 | 1.62 | 1 | 0.95 | 0 | 1 | 0.95 | 0 | 0 | 0 | 0 | 0 | 0 | 0
1989 | 9 | 14 | 0.01 | 0.01 | 0 | 0 | 0.01 | 0 | 0 | 0 | 0 | 0 | 0 | 0 | 0
1989 | 9 | 15 | 0 | 0 | 0 | 0 | 0 | 0 | 0 | 0 | 0 | 0 | 0 | 0 | 0
1989 | 9 | 16 | 1.84 | 1 | 0.95 | 0 | 1 | 0.95 | 0 | 0 | 0 | 0 | 0 | 0 | 0
1989 | 9 | 17 | 0 | 0 | 0 | 0 | 0 | 0 | 0 | 0 | 0 | 0 | 0 | 0 | 0
1989 | 9 | 18 | 0 | 0 | 0 | 0 | 0 | 0 | 0 | 0 | 0 | 0 | 0 | 0 | 0
1989 | 9 | 19 | 0.29 | 0.29 | 0.24 | 0 | 0.29 | 0.24 | 0 | 0 | 0 | 0 | 0 | 0 | 0
1989 | 9 | 20 | 1.1 | 1 | 0.95 | 0 | 1 | 0.95 | 0 | 0 | 0 | 0 | 0 | 0 | 0
1989 | 9 | 21 | 0 | 0 | 0 | 0 | 0 | 0 | 0 | 0 | 0 | 0 | 0 | 0 | 0
1989 | 9 | 22 | 0.1 | 0.1 | 0.05 | 0 | 0.1 | 0.05 | 0 | 0 | 0 | 0 | 0 | 0 | 0
1989 | 9 | 23 | 0.18 | 0.18 | 0.13 | 0 | 0.18 | 0.13 | 0 | 0 | 0 | 0 | 0 | 0 | 0
1989 | 9 | 24 | 0 | 0 | 0 | 0 | 0 | 0 | 0 | 0 | 0 | 0 | 0 | 0 | 0
1989 | 9 | 25 | 0.36 | 0.36 | 0.31 | 0 | 0.36 | 0.31 | 0 | 0 | 0 | 0 | 0 | 0 | 0
1989 | 9 | 26 | 1.15 | 1 | 0.95 | 0 | 1 | 0.95 | 0 | 0 | 0 | 0 | 0 | 0 | 0
1989 | 9 | 27 | 0 | 0 | 0 | 0 | 0 | 0 | 0 | 0 | 0 | 0 | 0 | 0 | 0
1989 | 9 | 28 | 0 | 0 | 0 | 0 | 0 | 0 | 0 | 0 | 0 | 0 | 0 | 0 | 0
1989 | 9 | 29 | 0 | 0 | 0 | 0 | 0 | 0 | 0 | 0 | 0 | 0 | 0 | 0 | 0
1989 | 9 | 30 | 0 | 0 | 0 | 0 | 0 | 0 | 0 | 0 | 0 | 0 | 0 | 0 | 0
1989 | 10 | 1 | 0.87 | 0.87 | 0.82 | 0 | 0.87 | 0.82 | 0 | 0 | 0 | 0 | 0 | 0 | 0
1989 | 10 | 2 | 0.96 | 0.96 | 0.91 | 0 | 0.96 | 0.91 | 0 | 0 | 0 | 0 | 0 | 0 | 0
1989 | 10 | 3 | 0 | 0 | 0 | 0 | 0 | 0 | 0 | 0 | 0 | 0 | 0 | 0 | 0
1989 | 10 | 4 | 0 | 0 | 0 | 0 | 0 | 0 | 0 | 0 | 0 | 0 | 0 | 0 | 0
1989 | 10 | 5 | 0 | 0 | 0 | 0 | 0 | 0 | 0 | 0 | 0 | 0 | 0 | 0 | 0
1989 | 10 | 6 | 0 | 0 | 0 | 0 | 0 | 0 | 0 | 0 | 0 | 0 | 0 | 0 | 0
1989 | 10 | 7 | 0 | 0 | 0 | 0 | 0 | 0 | 0 | 0 | 0 | 0 | 0 | 0 | 0
1989 | 10 | 8 | 0 | 0 | 0 | 0 | 0 | 0 | 0 | 0 | 0 | 0 | 0 | 0 | 0
1989 | 10 | 9 | 0 | 0 | 0 | 0 | 0 | 0 | 0 | 0 | 0 | 0 | 0 | 0 | 0
1989 | 10 | 10 | 0 | 0 | 0 | 0 | 0 | 0 | 0 | 0 | 0 | 0 | 0 | 0 | 0
1989 | 10 | 11 | 0 | 0 | 0 | 0 | 0 | 0 | 0 | 0 | 0 | 0 | 0 | 0 | 0
1989 | 10 | 12 | 0 | 0 | 0 | 0 | 0 | 0 | 0 | 0 | 0 | 0 | 0 | 0 | 0
1989 | 10 | 13 | 0 | 0 | 0 | 0 | 0 | 0 | 0 | 0 | 0 | 0 | 0 | 0 | 0
1989 | 10 | 14 | 0 | 0 | 0 | 0 | 0 | 0 | 0 | 0 | 0 | 0 | 0 | 0 | 0
1989 | 10 | 15 | 0 | 0 | 0 | 0 | 0 | 0 | 0 | 0 | 0 | 0 | 0 | 0 | 0
1989 | 10 | 16 | 0 | 0 | 0 | 0 | 0 | 0 | 0 | 0 | 0 | 0 | 0 | 0 | 0
1989 | 10 | 17 | 0.64 | 0.64 | 0.59 | 0 | 0.64 | 0.59 | 0 | 0 | 0 | 0 | 0 | 0 | 0
1989 | 10 | 18 | 0.94 | 0.94 | 0.89 | 0 | 0.94 | 0.89 | 0 | 0 | 0 | 0 | 0 | 0 | 0
1989 | 10 | 19 | 1.12 | 1 | 0.95 | 0 | 1 | 0.95 | 0 | 0 | 0 | 0 | 0 | 0 | 0
1989 | 10 | 20 | 0.65 | 0.65 | 0.6 | 0 | 0.65 | 0.6 | 0 | 0 | 0 | 0 | 0 | 0 | 0
1989 | 10 | 21 | 0 | 0 | 0 | 0 | 0 | 0 | 0 | 0 | 0 | 0 | 0 | 0 | 0
1989 | 10 | 22 | 0 | 0 | 0 | 0 | 0 | 0 | 0 | 0 | 0 | 0 | 0 | 0 | 0
1989 | 10 | 23 | 0 | 0 | 0 | 0 | 0 | 0 | 0 | 0 | 0 | 0 | 0 | 0 | 0
1989 | 10 | 24 | 0 | 0 | 0 | 0 | 0 | 0 | 0 | 0 | 0 | 0 | 0 | 0 | 0
1989 | 10 | 25 | 0 | 0 | 0 | 0 | 0 | 0 | 0 | 0 | 0 | 0 | 0 | 0 | 0
1989 | 10 | 26 | 0 | 0 | 0 | 0 | 0 | 0 | 0 | 0 | 0 | 0 | 0 | 0 | 0
1989 | 10 | 27 | 0 | 0 | 0 | 0 | 0 | 0 | 0 | 0 | 0 | 0 | 0 | 0 | 0
1989 | 10 | 28 | 0 | 0 | 0 | 0 | 0 | 0 | 0 | 0 | 0 | 0 | 0 | 0 | 0
1989 | 10 | 29 | 0 | 0 | 0 | 0 | 0 | 0 | 0 | 0 | 0 | 0 | 0 | 0 | 0
1989 | 10 | 30 | 0.08 | 0.08 | 0.03 | 0 | 0.08 | 0.03 | 0 | 0 | 0 | 0 | 0 | 0 | 0
1989 | 10 | 31 | 0.22 | 0.22 | 0.17 | 0 | 0.22 | 0.17 | 0 | 0 | 0 | 0 | 0 | 0 | 0
1989 | 11 | 1 | 0 | 0 | 0 | 0 | 0 | 0 | 0 | 0 | 0 | 0 | 0 | 0 | 0
1989 | 11 | 2 | 0.12 | 0.12 | 0.07 | 0 | 0.12 | 0.07 | 0 | 0 | 0 | 0 | 0 | 0 | 0
1989 | 11 | 3 | 0.04 | 0.04 | 0 | 0 | 0.04 | 0 | 0 | 0 | 0 | 0 | 0 | 0 | 0
1989 | 11 | 4 | 0 | 0 | 0 | 0 | 0 | 0 | 0 | 0 | 0 | 0 | 0 | 0 | 0
1989 | 11 | 5 | 0 | 0 | 0 | 0 | 0 | 0 | 0 | 0 | 0 | 0 | 0 | 0 | 0
1989 | 11 | 6 | 0 | 0 | 0 | 0 | 0 | 0 | 0 | 0 | 0 | 0 | 0 | 0 | 0
1989 | 11 | 7 | 0 | 0 | 0 | 0 | 0 | 0 | 0 | 0 | 0 | 0 | 0 | 0 | 0
1989 | 11 | 8 | 0.56 | 0.56 | 0.51 | 0 | 0.56 | 0.51 | 0 | 0 | 0 | 0 | 0 | 0 | 0
1989 | 11 | 9 | 0.03 | 0.03 | 0 | 0 | 0.03 | 0 | 0 | 0 | 0 | 0 | 0 | 0 | 0
1989 | 11 | 10 | 0 | 0 | 0 | 0 | 0 | 0 | 0 | 0 | 0 | 0 | 0 | 0 | 0
1989 | 11 | 11 | 0 | 0 | 0 | 0 | 0 | 0 | 0 | 0 | 0 | 0 | 0 | 0 | 0
1989 | 11 | 12 | 0 | 0 | 0 | 0 | 0 | 0 | 0 | 0 | 0 | 0 | 0 | 0 | 0
1989 | 11 | 13 | 0 | 0 | 0 | 0 | 0 | 0 | 0 | 0 | 0 | 0 | 0 | 0 | 0
1989 | 11 | 14 | 0.01 | 0.01 | 0 | 0 | 0.01 | 0 | 0 | 0 | 0 | 0 | 0 | 0 | 0
1989 | 11 | 15 | 0.05 | 0.05 | 0 | 0 | 0.05 | 0 | 0 | 0 | 0 | 0 | 0 | 0 | 0
1989 | 11 | 16 | 1.2 | 1 | 0.95 | 0 | 1 | 0.95 | 0 | 0 | 0 | 0 | 0 | 0 | 0
1989 | 11 | 17 | 0 | 0 | 0 | 0 | 0 | 0 | 0 | 0 | 0 | 0 | 0 | 0 | 0
1989 | 11 | 18 | 0 | 0 | 0 | 0 | 0 | 0 | 0 | 0 | 0 | 0 | 0 | 0 | 0
1989 | 11 | 19 | 0 | 0 | 0 | 0 | 0 | 0 | 0 | 0 | 0 | 0 | 0 | 0 | 0
1989 | 11 | 20 | 0 | 0 | 0 | 0 | 0 | 0 | 0 | 0 | 0 | 0 | 0 | 0 | 0
1989 | 11 | 21 | 0 | 0 | 0 | 0 | 0 | 0 | 0 | 0 | 0 | 0 | 0 | 0 | 0
1989 | 11 | 22 | 0.2 | 0.2 | 0.15 | 0 | 0.2 | 0.15 | 0 | 0 | 0 | 0 | 0 | 0 | 0
1989 | 11 | 23 | 0.15 | 0.15 | 0.1 | 0 | 0.15 | 0.1 | 0 | 0 | 0 | 0 | 0 | 0 | 0
1989 | 11 | 24 | 0 | 0 | 0 | 0 | 0 | 0 | 0 | 0 | 0 | 0 | 0 | 0 | 0
1989 | 11 | 25 | 0 | 0 | 0 | 0 | 0 | 0 | 0 | 0 | 0 | 0 | 0 | 0 | 0
1989 | 11 | 26 | 0 | 0 | 0 | 0 | 0 | 0 | 0 | 0 | 0 | 0 | 0 | 0 | 0
1989 | 11 | 27 | 0.01 | 0.01 | 0 | 0 | 0.01 | 0 | 0 | 0 | 0 | 0 | 0 | 0 | 0
1989 | 11 | 28 | 0 | 0 | 0 | 0 | 0 | 0 | 0 | 0 | 0 | 0 | 0 | 0 | 0
1989 | 11 | 29 | 0 | 0 | 0 | 0 | 0 | 0 | 0 | 0 | 0 | 0 | 0 | 0 | 0
1989 | 11 | 30 | 0 | 0 | 0 | 0 | 0 | 0 | 0 | 0 | 0 | 0 | 0 | 0 | 0
1989 | 12 | 1 | 0 | 0 | 0 | 0 | 0 | 0 | 0 | 0 | 0 | 0 | 0 | 0 | 0
1989 | 12 | 2 | 0 | 0 | 0 | 0 | 0 | 0 | 0 | 0 | 0 | 0 | 0 | 0 | 0
1989 | 12 | 3 | 0 | 0 | 0 | 0 | 0 | 0 | 0 | 0 | 0 | 0 | 0 | 0 | 0
1989 | 12 | 4 | 0 | 0 | 0 | 0 | 0 | 0 | 0 | 0 | 0 | 0 | 0 | 0 | 0
1989 | 12 | 5 | 0 | 0 | 0 | 0 | 0 | 0 | 0 | 0 | 0 | 0 | 0 | 0 | 0
1989 | 12 | 6 | 0.01 | 0.01 | 0 | 0 | 0.01 | 0 | 0 | 0 | 0 | 0 | 0 | 0 | 0
1989 | 12 | 7 | 0 | 0 | 0 | 0 | 0 | 0 | 0 | 0 | 0 | 0 | 0 | 0 | 0
1989 | 12 | 8 | 0.32 | 0.32 | 0.27 | 0 | 0.32 | 0.27 | 0 | 0 | 0 | 0 | 0 | 0 | 0
1989 | 12 | 9 | 0 | 0 | 0 | 0 | 0 | 0 | 0 | 0 | 0 | 0 | 0 | 0 | 0
1989 | 12 | 10 | 0 | 0 | 0 | 0 | 0 | 0 | 0 | 0 | 0 | 0 | 0 | 0 | 0
1989 | 12 | 11 | 0 | 0 | 0 | 0 | 0 | 0 | 0 | 0 | 0 | 0 | 0 | 0 | 0
1989 | 12 | 12 | 0.25 | 0.25 | 0.2 | 0 | 0.25 | 0.2 | 0 | 0 | 0 | 0 | 0 | 0 | 0
1989 | 12 | 13 | 0.2 | 0.2 | 0.15 | 0 | 0.2 | 0.15 | 0 | 0 | 0 | 0 | 0 | 0 | 0
1989 | 12 | 14 | 0 | 0 | 0 | 0 | 0 | 0 | 0 | 0 | 0 | 0 | 0 | 0 | 0
1989 | 12 | 15 | 0.04 | 0.04 | 0 | 0 | 0.04 | 0 | 0 | 0 | 0 | 0 | 0 | 0 | 0
1989 | 12 | 16 | 0 | 0 | 0 | 0 | 0 | 0 | 0 | 0 | 0 | 0 | 0 | 0 | 0
1989 | 12 | 17 | 0 | 0 | 0 | 0 | 0 | 0 | 0 | 0 | 0 | 0 | 0 | 0 | 0
1989 | 12 | 18 | 0 | 0 | 0 | 0 | 0 | 0 | 0 | 0 | 0 | 0 | 0 | 0 | 0
1989 | 12 | 19 | 0 | 0 | 0 | 0 | 0 | 0 | 0 | 0 | 0 | 0 | 0 | 0 | 0
1989 | 12 | 20 | 0 | 0 | 0 | 0 | 0 | 0 | 0 | 0 | 0 | 0 | 0 | 0 | 0
1989 | 12 | 21 | 0 | 0 | 0 | 0 | 0 | 0 | 0 | 0 | 0 | 0 | 0 | 0 | 0
1989 | 12 | 22 | 0 | 0 | 0 | 0 | 0 | 0 | 0 | 0 | 0 | 0 | 0 | 0 | 0
1989 | 12 | 23 | 0 | 0 | 0 | 0 | 0 | 0 | 0 | 0 | 0 | 0 | 0 | 0 | 0
1989 | 12 | 24 | 0 | 0 | 0 | 0 | 0 | 0 | 0 | 0 | 0 | 0 | 0 | 0 | 0
1989 | 12 | 25 | 0 | 0 | 0 | 0 | 0 | 0 | 0 | 0 | 0 | 0 | 0 | 0 | 0
1989 | 12 | 26 | 0.02 | 0.02 | 0 | 0 | 0.02 | 0 | 0 | 0 | 0 | 0 | 0 | 0 | 0
1989 | 12 | 27 | 0 | 0 | 0 | 0 | 0 | 0 | 0 | 0 | 0 | 0 | 0 | 0 | 0
1989 | 12 | 28 | 0 | 0 | 0 | 0 | 0 | 0 | 0 | 0 | 0 | 0 | 0 | 0 | 0
1989 | 12 | 29 | 0 | 0 | 0 | 0 | 0 | 0 | 0 | 0 | 0 | 0 | 0 | 0 | 0
1989 | 12 | 30 | 0.03 | 0.03 | 0 | 0 | 0.03 | 0 | 0 | 0 | 0 | 0 | 0 | 0 | 0
1989 | 12 | 31 | 1.23 | 1 | 0.95 | 0 | 1 | 0.95 | 0 | 0 | 0 | 0 | 0 | 0 | 0
1990 | 1 | 1 | 0.2 | 0.2 | 0.15 | 0 | 0.2 | 0.15 | 0 | 0 | 0 | 0 | 0 | 0 | 0
1990 | 1 | 2 | 0 | 0 | 0 | 0 | 0 | 0 | 0 | 0 | 0 | 0 | 0 | 0 | 0
1990 | 1 | 3 | 0 | 0 | 0 | 0 | 0 | 0 | 0 | 0 | 0 | 0 | 0 | 0 | 0
1990 | 1 | 4 | 0.06 | 0.06 | 0.01 | 0 | 0.06 | 0.01 | 0 | 0 | 0 | 0 | 0 | 0 | 0
1990 | 1 | 5 | 0 | 0 | 0 | 0 | 0 | 0 | 0 | 0 | 0 | 0 | 0 | 0 | 0
1990 | 1 | 6 | 0.04 | 0.04 | 0 | 0 | 0.04 | 0 | 0 | 0 | 0 | 0 | 0 | 0 | 0
1990 | 1 | 7 | 0 | 0 | 0 | 0 | 0 | 0 | 0 | 0 | 0 | 0 | 0 | 0 | 0
1990 | 1 | 8 | 0.52 | 0.52 | 0.47 | 0 | 0.52 | 0.47 | 0 | 0 | 0 | 0 | 0 | 0 | 0
1990 | 1 | 9 | 0 | 0 | 0 | 0 | 0 | 0 | 0 | 0 | 0 | 0 | 0 | 0 | 0
1990 | 1 | 10 | 0.01 | 0.01 | 0 | 0 | 0.01 | 0 | 0 | 0 | 0 | 0 | 0 | 0 | 0
1990 | 1 | 11 | 0 | 0 | 0 | 0 | 0 | 0 | 0 | 0 | 0 | 0 | 0 | 0 | 0
1990 | 1 | 12 | 0 | 0 | 0 | 0 | 0 | 0 | 0 | 0 | 0 | 0 | 0 | 0 | 0
1990 | 1 | 13 | 0 | 0 | 0 | 0 | 0 | 0 | 0 | 0 | 0 | 0 | 0 | 0 | 0
1990 | 1 | 14 | 0 | 0 | 0 | 0 | 0 | 0 | 0 | 0 | 0 | 0 | 0 | 0 | 0
1990 | 1 | 15 | 0.02 | 0.02 | 0 | 0 | 0.02 | 0 | 0 | 0 | 0 | 0 | 0 | 0 | 0
1990 | 1 | 16 | 0 | 0 | 0 | 0 | 0 | 0 | 0 | 0 | 0 | 0 | 0 | 0 | 0
1990 | 1 | 17 | 0 | 0 | 0 | 0 | 0 | 0 | 0 | 0 | 0 | 0 | 0 | 0 | 0
1990 | 1 | 18 | 0 | 0 | 0 | 0 | 0 | 0 | 0 | 0 | 0 | 0 | 0 | 0 | 0
1990 | 1 | 19 | 0 | 0 | 0 | 0 | 0 | 0 | 0 | 0 | 0 | 0 | 0 | 0 | 0
1990 | 1 | 20 | 0.11 | 0.11 | 0.06 | 0 | 0.11 | 0.06 | 0 | 0 | 0 | 0 | 0 | 0 | 0
1990 | 1 | 21 | 0 | 0 | 0 | 0 | 0 | 0 | 0 | 0 | 0 | 0 | 0 | 0 | 0
1990 | 1 | 22 | 0 | 0 | 0 | 0 | 0 | 0 | 0 | 0 | 0 | 0 | 0 | 0 | 0
1990 | 1 | 23 | 0 | 0 | 0 | 0 | 0 | 0 | 0 | 0 | 0 | 0 | 0 | 0 | 0
1990 | 1 | 24 | 0.01 | 0.01 | 0 | 0 | 0.01 | 0 | 0 | 0 | 0 | 0 | 0 | 0 | 0
1990 | 1 | 25 | 0.92 | 0.92 | 0.87 | 0 | 0.92 | 0.87 | 0 | 0 | 0 | 0 | 0 | 0 | 0
1990 | 1 | 26 | 0.5 | 0.5 | 0.45 | 0 | 0.5 | 0.45 | 0 | 0 | 0 | 0 | 0 | 0 | 0
1990 | 1 | 27 | 0 | 0 | 0 | 0 | 0 | 0 | 0 | 0 | 0 | 0 | 0 | 0 | 0
1990 | 1 | 28 | 0 | 0 | 0 | 0 | 0 | 0 | 0 | 0 | 0 | 0 | 0 | 0 | 0
1990 | 1 | 29 | 0.56 | 0.56 | 0.51 | 0 | 0.56 | 0.51 | 0 | 0 | 0 | 0 | 0 | 0 | 0
1990 | 1 | 30 | 0 | 0 | 0 | 0 | 0 | 0 | 0 | 0 | 0 | 0 | 0 | 0 | 0
1990 | 1 | 31 | 0 | 0 | 0 | 0 | 0 | 0 | 0 | 0 | 0 | 0 | 0 | 0 | 0
1990 | 2 | 1 | 0 | 0 | 0 | 0 | 0 | 0 | 0 | 0 | 0 | 0 | 0 | 0 | 0
1990 | 2 | 2 | 0 | 0 | 0 | 0 | 0 | 0 | 0 | 0 | 0 | 0 | 0 | 0 | 0
1990 | 2 | 3 | 0.23 | 0.23 | 0.18 | 0 | 0.23 | 0.18 | 0 | 0 | 0 | 0 | 0 | 0 | 0
1990 | 2 | 4 | 0.06 | 0.06 | 0.01 | 0 | 0.06 | 0.01 | 0 | 0 | 0 | 0 | 0 | 0 | 0
1990 | 2 | 5 | 0 | 0 | 0 | 0 | 0 | 0 | 0 | 0 | 0 | 0 | 0 | 0 | 0
1990 | 2 | 6 | 0 | 0 | 0 | 0 | 0 | 0 | 0 | 0 | 0 | 0 | 0 | 0 | 0
1990 | 2 | 7 | 0.04 | 0.04 | 0 | 0 | 0.04 | 0 | 0 | 0 | 0 | 0 | 0 | 0 | 0
1990 | 2 | 8 | 0 | 0 | 0 | 0 | 0 | 0 | 0 | 0 | 0 | 0 | 0 | 0 | 0
1990 | 2 | 9 | 0.01 | 0.01 | 0 | 0 | 0.01 | 0 | 0 | 0 | 0 | 0 | 0 | 0 | 0
1990 | 2 | 10 | 0.46 | 0.46 | 0.41 | 0 | 0.46 | 0.41 | 0 | 0 | 0 | 0 | 0 | 0 | 0
1990 | 2 | 11 | 0.02 | 0.02 | 0 | 0 | 0.02 | 0 | 0 | 0 | 0 | 0 | 0 | 0 | 0
1990 | 2 | 12 | 0 | 0 | 0 | 0 | 0 | 0 | 0 | 0 | 0 | 0 | 0 | 0 | 0
1990 | 2 | 13 | 0 | 0 | 0 | 0 | 0 | 0 | 0 | 0 | 0 | 0 | 0 | 0 | 0
1990 | 2 | 14 | 0 | 0 | 0 | 0 | 0 | 0 | 0 | 0 | 0 | 0 | 0 | 0 | 0
1990 | 2 | 15 | 0.01 | 0.01 | 0 | 0 | 0.01 | 0 | 0 | 0 | 0 | 0 | 0 | 0 | 0
1990 | 2 | 16 | 0.07 | 0.07 | 0.02 | 0 | 0.07 | 0.02 | 0 | 0 | 0 | 0 | 0 | 0 | 0
1990 | 2 | 17 | 0 | 0 | 0 | 0 | 0 | 0 | 0 | 0 | 0 | 0 | 0 | 0 | 0
1990 | 2 | 18 | 0 | 0 | 0 | 0 | 0 | 0 | 0 | 0 | 0 | 0 | 0 | 0 | 0
1990 | 2 | 19 | 0 | 0 | 0 | 0 | 0 | 0 | 0 | 0 | 0 | 0 | 0 | 0 | 0
1990 | 2 | 20 | 0 | 0 | 0 | 0 | 0 | 0 | 0 | 0 | 0 | 0 | 0 | 0 | 0
1990 | 2 | 21 | 0 | 0 | 0 | 0 | 0 | 0 | 0 | 0 | 0 | 0 | 0 | 0 | 0
1990 | 2 | 22 | 0.31 | 0.31 | 0.26 | 0 | 0.31 | 0.26 | 0 | 0 | 0 | 0 | 0 | 0 | 0
1990 | 2 | 23 | 0.08 | 0.08 | 0.03 | 0 | 0.08 | 0.03 | 0 | 0 | 0 | 0 | 0 | 0 | 0
1990 | 2 | 24 | 0 | 0 | 0 | 0 | 0 | 0 | 0 | 0 | 0 | 0 | 0 | 0 | 0
1990 | 2 | 25 | 0 | 0 | 0 | 0 | 0 | 0 | 0 | 0 | 0 | 0 | 0 | 0 | 0
1990 | 2 | 26 | 0 | 0 | 0 | 0 | 0 | 0 | 0 | 0 | 0 | 0 | 0 | 0 | 0
1990 | 2 | 27 | 0.01 | 0.01 | 0 | 0 | 0.01 | 0 | 0 | 0 | 0 | 0 | 0 | 0 | 0
1990 | 2 | 28 | 0 | 0 | 0 | 0 | 0 | 0 | 0 | 0 | 0 | 0 | 0 | 0 | 0
1990 | 3 | 1 | 0 | 0 | 0 | 0 | 0 | 0 | 0 | 0 | 0 | 0 | 0 | 0 | 0
1990 | 3 | 2 | 0.05 | 0.05 | 0 | 0 | 0.05 | 0 | 0 | 0 | 0 | 0 | 0 | 0 | 0
1990 | 3 | 3 | 0.01 | 0.01 | 0 | 0 | 0.01 | 0 | 0 | 0 | 0 | 0 | 0 | 0 | 0
1990 | 3 | 4 | 0 | 0 | 0 | 0 | 0 | 0 | 0 | 0 | 0 | 0 | 0 | 0 | 0
1990 | 3 | 5 | 0 | 0 | 0 | 0 | 0 | 0 | 0 | 0 | 0 | 0 | 0 | 0 | 0
1990 | 3 | 6 | 0 | 0 | 0 | 0 | 0 | 0 | 0 | 0 | 0 | 0 | 0 | 0 | 0
1990 | 3 | 7 | 0 | 0 | 0 | 0 | 0 | 0 | 0 | 0 | 0 | 0 | 0 | 0 | 0
1990 | 3 | 8 | 0 | 0 | 0 | 0 | 0 | 0 | 0 | 0 | 0 | 0 | 0 | 0 | 0
1990 | 3 | 9 | 0.01 | 0.01 | 0 | 0 | 0.01 | 0 | 0 | 0 | 0 | 0 | 0 | 0 | 0
1990 | 3 | 10 | 0 | 0 | 0 | 0 | 0 | 0 | 0 | 0 | 0 | 0 | 0 | 0 | 0
1990 | 3 | 11 | 0.01 | 0.01 | 0 | 0 | 0.01 | 0 | 0 | 0 | 0 | 0 | 0 | 0 | 0
1990 | 3 | 12 | 0 | 0 | 0 | 0 | 0 | 0 | 0 | 0 | 0 | 0 | 0 | 0 | 0
1990 | 3 | 13 | 0 | 0 | 0 | 0 | 0 | 0 | 0 | 0 | 0 | 0 | 0 | 0 | 0
1990 | 3 | 14 | 0 | 0 | 0 | 0 | 0 | 0 | 0 | 0 | 0 | 0 | 0 | 0 | 0
1990 | 3 | 15 | 0 | 0 | 0 | 0 | 0 | 0 | 0 | 0 | 0 | 0 | 0 | 0 | 0
1990 | 3 | 16 | 0.03 | 0.03 | 0 | 0 | 0.03 | 0 | 0 | 0 | 0 | 0 | 0 | 0 | 0
1990 | 3 | 17 | 1.34 | 1 | 0.95 | 0 | 1 | 0.95 | 0 | 0 | 0 | 0 | 0 | 0 | 0
1990 | 3 | 18 | 0.01 | 0.01 | 0 | 0 | 0.01 | 0 | 0 | 0 | 0 | 0 | 0 | 0 | 0
1990 | 3 | 19 | 0.01 | 0.01 | 0 | 0 | 0.01 | 0 | 0 | 0 | 0 | 0 | 0 | 0 | 0
1990 | 3 | 20 | 0.1 | 0.1 | 0.05 | 0 | 0.1 | 0.05 | 0 | 0 | 0 | 0 | 0 | 0 | 0
1990 | 3 | 21 | 0 | 0 | 0 | 0 | 0 | 0 | 0 | 0 | 0 | 0 | 0 | 0 | 0
1990 | 3 | 22 | 0 | 0 | 0 | 0 | 0 | 0 | 0 | 0 | 0 | 0 | 0 | 0 | 0
1990 | 3 | 23 | 0 | 0 | 0 | 0 | 0 | 0 | 0 | 0 | 0 | 0 | 0 | 0 | 0
1990 | 3 | 24 | 0.22 | 0.22 | 0.17 | 0 | 0.22 | 0.17 | 0 | 0 | 0 | 0 | 0 | 0 | 0
1990 | 3 | 25 | 0.1 | 0.1 | 0.05 | 0 | 0.1 | 0.05 | 0 | 0 | 0 | 0 | 0 | 0 | 0
1990 | 3 | 26 | 0 | 0 | 0 | 0 | 0 | 0 | 0 | 0 | 0 | 0 | 0 | 0 | 0
1990 | 3 | 27 | 0 | 0 | 0 | 0 | 0 | 0 | 0 | 0 | 0 | 0 | 0 | 0 | 0
1990 | 3 | 28 | 0 | 0 | 0 | 0 | 0 | 0 | 0 | 0 | 0 | 0 | 0 | 0 | 0
1990 | 3 | 29 | 0.06 | 0.06 | 0.01 | 0 | 0.06 | 0.01 | 0 | 0 | 0 | 0 | 0 | 0 | 0
1990 | 3 | 30 | 0.31 | 0.31 | 0.26 | 0 | 0.31 | 0.26 | 0 | 0 | 0 | 0 | 0 | 0 | 0
1990 | 3 | 31 | 0.31 | 0.31 | 0.26 | 0 | 0.31 | 0.26 | 0 | 0 | 0 | 0 | 0 | 0 | 0
1990 | 4 | 1 | 0.36 | 0.36 | 0.31 | 0 | 0.36 | 0.31 | 0 | 0 | 0 | 0 | 0 | 0 | 0
1990 | 4 | 2 | 0.56 | 0.56 | 0.51 | 0 | 0.56 | 0.51 | 0 | 0 | 0 | 0 | 0 | 0 | 0
1990 | 4 | 3 | 0.01 | 0.01 | 0 | 0 | 0.01 | 0 | 0 | 0 | 0 | 0 | 0 | 0 | 0
1990 | 4 | 4 | 0.02 | 0.02 | 0 | 0 | 0.02 | 0 | 0 | 0 | 0 | 0 | 0 | 0 | 0
1990 | 4 | 5 | 0 | 0 | 0 | 0 | 0 | 0 | 0 | 0 | 0 | 0 | 0 | 0 | 0
1990 | 4 | 6 | 0.55 | 0.55 | 0.5 | 0 | 0.55 | 0.5 | 0 | 0 | 0 | 0 | 0 | 0 | 0
1990 | 4 | 7 | 0.1 | 0.1 | 0.05 | 0 | 0.1 | 0.05 | 0 | 0 | 0 | 0 | 0 | 0 | 0
1990 | 4 | 8 | 0 | 0 | 0 | 0 | 0 | 0 | 0 | 0 | 0 | 0 | 0 | 0 | 0
1990 | 4 | 9 | 0 | 0 | 0 | 0 | 0 | 0 | 0 | 0 | 0 | 0 | 0 | 0 | 0
1990 | 4 | 10 | 0 | 0 | 0 | 0 | 0 | 0 | 0 | 0 | 0 | 0 | 0 | 0 | 0
1990 | 4 | 11 | 0.02 | 0.02 | 0 | 0 | 0.02 | 0 | 0 | 0 | 0 | 0 | 0 | 0 | 0
1990 | 4 | 12 | 0 | 0 | 0 | 0 | 0 | 0 | 0 | 0 | 0 | 0 | 0 | 0 | 0
1990 | 4 | 13 | 0 | 0 | 0 | 0 | 0 | 0 | 0 | 0 | 0 | 0 | 0 | 0 | 0
1990 | 4 | 14 | 0.33 | 0.33 | 0.28 | 0 | 0.33 | 0.28 | 0 | 0 | 0 | 0 | 0 | 0 | 0
1990 | 4 | 15 | 0.75 | 0.75 | 0.7 | 0 | 0.75 | 0.7 | 0 | 0 | 0 | 0 | 0 | 0 | 0
1990 | 4 | 16 | 0 | 0 | 0 | 0 | 0 | 0 | 0 | 0 | 0 | 0 | 0 | 0 | 0
1990 | 4 | 17 | 0.12 | 0.12 | 0.07 | 0 | 0.12 | 0.07 | 0 | 0 | 0 | 0 | 0 | 0 | 0
1990 | 4 | 18 | 0 | 0 | 0 | 0 | 0 | 0 | 0 | 0 | 0 | 0 | 0 | 0 | 0
1990 | 4 | 19 | 0 | 0 | 0 | 0 | 0 | 0 | 0 | 0 | 0 | 0 | 0 | 0 | 0
1990 | 4 | 20 | 0 | 0 | 0 | 0 | 0 | 0 | 0 | 0 | 0 | 0 | 0 | 0 | 0
1990 | 4 | 21 | 0.17 | 0.17 | 0.12 | 0 | 0.17 | 0.12 | 0 | 0 | 0 | 0 | 0 | 0 | 0
1990 | 4 | 22 | 0 | 0 | 0 | 0 | 0 | 0 | 0 | 0 | 0 | 0 | 0 | 0 | 0
1990 | 4 | 23 | 0 | 0 | 0 | 0 | 0 | 0 | 0 | 0 | 0 | 0 | 0 | 0 | 0
1990 | 4 | 24 | 0 | 0 | 0 | 0 | 0 | 0 | 0 | 0 | 0 | 0 | 0 | 0 | 0
1990 | 4 | 25 | 0 | 0 | 0 | 0 | 0 | 0 | 0 | 0 | 0 | 0 | 0 | 0 | 0
1990 | 4 | 26 | 0 | 0 | 0 | 0 | 0 | 0 | 0 | 0 | 0 | 0 | 0 | 0 | 0
1990 | 4 | 27 | 0 | 0 | 0 | 0 | 0 | 0 | 0 | 0 | 0 | 0 | 0 | 0 | 0
1990 | 4 | 28 | 0 | 0 | 0 | 0 | 0 | 0 | 0 | 0 | 0 | 0 | 0 | 0 | 0
1990 | 4 | 29 | 1 | 1 | 0.95 | 0 | 1 | 0.95 | 0 | 0 | 0 | 0 | 0 | 0 | 0
1990 | 4 | 30 | 0.1 | 0.1 | 0.05 | 0 | 0.1 | 0.05 | 0 | 0 | 0 | 0 | 0 | 0 | 0
1990 | 5 | 1 | 0 | 0 | 0 | 0 | 0 | 0 | 0 | 0 | 0 | 0 | 0 | 0 | 0
1990 | 5 | 2 | 0 | 0 | 0 | 0 | 0 | 0 | 0 | 0 | 0 | 0 | 0 | 0 | 0
1990 | 5 | 3 | 0 | 0 | 0 | 0 | 0 | 0 | 0 | 0 | 0 | 0 | 0 | 0 | 0
1990 | 5 | 4 | 0.18 | 0.18 | 0.13 | 0 | 0.18 | 0.13 | 0 | 0 | 0 | 0 | 0 | 0 | 0
1990 | 5 | 5 | 0.67 | 0.67 | 0.62 | 0 | 0.67 | 0.62 | 0 | 0 | 0 | 0 | 0 | 0 | 0
1990 | 5 | 6 | 0 | 0 | 0 | 0 | 0 | 0 | 0 | 0 | 0 | 0 | 0 | 0 | 0
1990 | 5 | 7 | 0 | 0 | 0 | 0 | 0 | 0 | 0 | 0 | 0 | 0 | 0 | 0 | 0
1990 | 5 | 8 | 0 | 0 | 0 | 0 | 0 | 0 | 0 | 0 | 0 | 0 | 0 | 0 | 0
1990 | 5 | 9 | 0.15 | 0.15 | 0.1 | 0 | 0.15 | 0.1 | 0 | 0 | 0 | 0 | 0 | 0 | 0
1990 | 5 | 10 | 1.38 | 1 | 0.95 | 0 | 1 | 0.95 | 0 | 0 | 0 | 0 | 0 | 0 | 0
1990 | 5 | 11 | 0 | 0 | 0 | 0 | 0 | 0 | 0 | 0 | 0 | 0 | 0 | 0 | 0
1990 | 5 | 12 | 0 | 0 | 0 | 0 | 0 | 0 | 0 | 0 | 0 | 0 | 0 | 0 | 0
1990 | 5 | 13 | 0.34 | 0.34 | 0.29 | 0 | 0.34 | 0.29 | 0 | 0 | 0 | 0 | 0 | 0 | 0
1990 | 5 | 14 | 0 | 0 | 0 | 0 | 0 | 0 | 0 | 0 | 0 | 0 | 0 | 0 | 0
1990 | 5 | 15 | 0 | 0 | 0 | 0 | 0 | 0 | 0 | 0 | 0 | 0 | 0 | 0 | 0
1990 | 5 | 16 | 0 | 0 | 0 | 0 | 0 | 0 | 0 | 0 | 0 | 0 | 0 | 0 | 0
1990 | 5 | 17 | 0 | 0 | 0 | 0 | 0 | 0 | 0 | 0 | 0 | 0 | 0 | 0 | 0
1990 | 5 | 18 | 0 | 0 | 0 | 0 | 0 | 0 | 0 | 0 | 0 | 0 | 0 | 0 | 0
1990 | 5 | 19 | 0 | 0 | 0 | 0 | 0 | 0 | 0 | 0 | 0 | 0 | 0 | 0 | 0
1990 | 5 | 20 | 0 | 0 | 0 | 0 | 0 | 0 | 0 | 0 | 0 | 0 | 0 | 0 | 0
1990 | 5 | 21 | 0.12 | 0.12 | 0.07 | 0 | 0.12 | 0.07 | 0 | 0 | 0 | 0 | 0 | 0 | 0
1990 | 5 | 22 | 0.08 | 0.08 | 0.03 | 0 | 0.08 | 0.03 | 0 | 0 | 0 | 0 | 0 | 0 | 0
1990 | 5 | 23 | 0 | 0 | 0 | 0 | 0 | 0 | 0 | 0 | 0 | 0 | 0 | 0 | 0
1990 | 5 | 24 | 0 | 0 | 0 | 0 | 0 | 0 | 0 | 0 | 0 | 0 | 0 | 0 | 0
1990 | 5 | 25 | 0.16 | 0.16 | 0.11 | 0 | 0.16 | 0.11 | 0 | 0 | 0 | 0 | 0 | 0 | 0
1990 | 5 | 26 | 0.62 | 0.62 | 0.57 | 0 | 0.62 | 0.57 | 0 | 0 | 0 | 0 | 0 | 0 | 0
1990 | 5 | 27 | 0 | 0 | 0 | 0 | 0 | 0 | 0 | 0 | 0 | 0 | 0 | 0 | 0
1990 | 5 | 28 | 0.1 | 0.1 | 0.05 | 0 | 0.1 | 0.05 | 0 | 0 | 0 | 0 | 0 | 0 | 0
1990 | 5 | 29 | 1.38 | 1 | 0.95 | 0 | 1 | 0.95 | 0 | 0 | 0 | 0 | 0 | 0 | 0
1990 | 5 | 30 | 0.02 | 0.02 | 0 | 0 | 0.02 | 0 | 0 | 0 | 0 | 0 | 0 | 0 | 0
1990 | 5 | 31 | 0 | 0 | 0 | 0 | 0 | 0 | 0 | 0 | 0 | 0 | 0 | 0 | 0
1990 | 6 | 1 | 0 | 0 | 0 | 0 | 0 | 0 | 0 | 0 | 0 | 0 | 0 | 0 | 0
1990 | 6 | 2 | 0 | 0 | 0 | 0 | 0 | 0 | 0 | 0 | 0 | 0 | 0 | 0 | 0
1990 | 6 | 3 | 0.08 | 0.08 | 0.03 | 0 | 0.08 | 0.03 | 0 | 0 | 0 | 0 | 0 | 0 | 0
1990 | 6 | 4 | 0 | 0 | 0 | 0 | 0 | 0 | 0 | 0 | 0 | 0 | 0 | 0 | 0
1990 | 6 | 5 | 0 | 0 | 0 | 0 | 0 | 0 | 0 | 0 | 0 | 0 | 0 | 0 | 0
1990 | 6 | 6 | 0 | 0 | 0 | 0 | 0 | 0 | 0 | 0 | 0 | 0 | 0 | 0 | 0
1990 | 6 | 7 | 0 | 0 | 0 | 0 | 0 | 0 | 0 | 0 | 0 | 0 | 0 | 0 | 0
1990 | 6 | 8 | 0 | 0 | 0 | 0 | 0 | 0 | 0 | 0 | 0 | 0 | 0 | 0 | 0
1990 | 6 | 9 | 2.19 | 1 | 0.95 | 0 | 1 | 0.95 | 0 | 0 | 0 | 0 | 0 | 0 | 0
1990 | 6 | 10 | 0 | 0 | 0 | 0 | 0 | 0 | 0 | 0 | 0 | 0 | 0 | 0 | 0
1990 | 6 | 11 | 0 | 0 | 0 | 0 | 0 | 0 | 0 | 0 | 0 | 0 | 0 | 0 | 0
1990 | 6 | 12 | 0 | 0 | 0 | 0 | 0 | 0 | 0 | 0 | 0 | 0 | 0 | 0 | 0
1990 | 6 | 13 | 0 | 0 | 0 | 0 | 0 | 0 | 0 | 0 | 0 | 0 | 0 | 0 | 0
1990 | 6 | 14 | 0 | 0 | 0 | 0 | 0 | 0 | 0 | 0 | 0 | 0 | 0 | 0 | 0
1990 | 6 | 15 | 0.21 | 0.21 | 0.16 | 0 | 0.21 | 0.16 | 0 | 0 | 0 | 0 | 0 | 0 | 0
1990 | 6 | 16 | 0 | 0 | 0 | 0 | 0 | 0 | 0 | 0 | 0 | 0 | 0 | 0 | 0
1990 | 6 | 17 | 0 | 0 | 0 | 0 | 0 | 0 | 0 | 0 | 0 | 0 | 0 | 0 | 0
1990 | 6 | 18 | 0.22 | 0.22 | 0.17 | 0 | 0.22 | 0.17 | 0 | 0 | 0 | 0 | 0 | 0 | 0
1990 | 6 | 19 | 0.15 | 0.15 | 0.1 | 0 | 0.15 | 0.1 | 0 | 0 | 0 | 0 | 0 | 0 | 0
1990 | 6 | 20 | 0 | 0 | 0 | 0 | 0 | 0 | 0 | 0 | 0 | 0 | 0 | 0 | 0
1990 | 6 | 21 | 0 | 0 | 0 | 0 | 0 | 0 | 0 | 0 | 0 | 0 | 0 | 0 | 0
1990 | 6 | 22 | 0.06 | 0.06 | 0.01 | 0 | 0.06 | 0.01 | 0 | 0 | 0 | 0 | 0 | 0 | 0
1990 | 6 | 23 | 0.03 | 0.03 | 0 | 0 | 0.03 | 0 | 0 | 0 | 0 | 0 | 0 | 0 | 0
1990 | 6 | 24 | 0.01 | 0.01 | 0 | 0 | 0.01 | 0 | 0 | 0 | 0 | 0 | 0 | 0 | 0
1990 | 6 | 25 | 0 | 0 | 0 | 0 | 0 | 0 | 0 | 0 | 0 | 0 | 0 | 0 | 0
1990 | 6 | 26 | 0 | 0 | 0 | 0 | 0 | 0 | 0 | 0 | 0 | 0 | 0 | 0 | 0
1990 | 6 | 27 | 0 | 0 | 0 | 0 | 0 | 0 | 0 | 0 | 0 | 0 | 0 | 0 | 0
1990 | 6 | 28 | 0 | 0 | 0 | 0 | 0 | 0 | 0 | 0 | 0 | 0 | 0 | 0 | 0
1990 | 6 | 29 | 0.13 | 0.13 | 0.08 | 0 | 0.13 | 0.08 | 0 | 0 | 0 | 0 | 0 | 0 | 0
1990 | 6 | 30 | 0.06 | 0.06 | 0.01 | 0 | 0.06 | 0.01 | 0 | 0 | 0 | 0 | 0 | 0 | 0
1990 | 7 | 1 | 0.44 | 0.44 | 0.39 | 0 | 0.44 | 0.39 | 0 | 0 | 0 | 0 | 0 | 0 | 0
1990 | 7 | 2 | 0 | 0 | 0 | 0 | 0 | 0 | 0 | 0 | 0 | 0 | 0 | 0 | 0
1990 | 7 | 3 | 0 | 0 | 0 | 0 | 0 | 0 | 0 | 0 | 0 | 0 | 0 | 0 | 0
1990 | 7 | 4 | 0 | 0 | 0 | 0 | 0 | 0 | 0 | 0 | 0 | 0 | 0 | 0 | 0
1990 | 7 | 5 | 0.78 | 0.78 | 0.73 | 0 | 0.78 | 0.73 | 0 | 0 | 0 | 0 | 0 | 0 | 0
1990 | 7 | 6 | 0 | 0 | 0 | 0 | 0 | 0 | 0 | 0 | 0 | 0 | 0 | 0 | 0
1990 | 7 | 7 | 0 | 0 | 0 | 0 | 0 | 0 | 0 | 0 | 0 | 0 | 0 | 0 | 0
1990 | 7 | 8 | 0 | 0 | 0 | 0 | 0 | 0 | 0 | 0 | 0 | 0 | 0 | 0 | 0
1990 | 7 | 9 | 0 | 0 | 0 | 0 | 0 | 0 | 0 | 0 | 0 | 0 | 0 | 0 | 0
1990 | 7 | 10 | 0 | 0 | 0 | 0 | 0 | 0 | 0 | 0 | 0 | 0 | 0 | 0 | 0
1990 | 7 | 11 | 0.14 | 0.14 | 0.09 | 0 | 0.14 | 0.09 | 0 | 0 | 0 | 0 | 0 | 0 | 0
1990 | 7 | 12 | 0.72 | 0.72 | 0.67 | 0 | 0.72 | 0.67 | 0 | 0 | 0 | 0 | 0 | 0 | 0
1990 | 7 | 13 | 0 | 0 | 0 | 0 | 0 | 0 | 0 | 0 | 0 | 0 | 0 | 0 | 0
1990 | 7 | 14 | 1.22 | 1 | 0.95 | 0 | 1 | 0.95 | 0 | 0 | 0 | 0 | 0 | 0 | 0
1990 | 7 | 15 | 0.01 | 0.01 | 0 | 0 | 0.01 | 0 | 0 | 0 | 0 | 0 | 0 | 0 | 0
1990 | 7 | 16 | 0 | 0 | 0 | 0 | 0 | 0 | 0 | 0 | 0 | 0 | 0 | 0 | 0
1990 | 7 | 17 | 0 | 0 | 0 | 0 | 0 | 0 | 0 | 0 | 0 | 0 | 0 | 0 | 0
1990 | 7 | 18 | 0 | 0 | 0 | 0 | 0 | 0 | 0 | 0 | 0 | 0 | 0 | 0 | 0
1990 | 7 | 19 | 0 | 0 | 0 | 0 | 0 | 0 | 0 | 0 | 0 | 0 | 0 | 0 | 0
1990 | 7 | 20 | 0 | 0 | 0 | 0 | 0 | 0 | 0 | 0 | 0 | 0 | 0 | 0 | 0
1990 | 7 | 21 | 0.39 | 0.39 | 0.34 | 0 | 0.39 | 0.34 | 0 | 0 | 0 | 0 | 0 | 0 | 0
1990 | 7 | 22 | 0 | 0 | 0 | 0 | 0 | 0 | 0 | 0 | 0 | 0 | 0 | 0 | 0
1990 | 7 | 23 | 0.03 | 0.03 | 0 | 0 | 0.03 | 0 | 0 | 0 | 0 | 0 | 0 | 0 | 0
1990 | 7 | 24 | 0 | 0 | 0 | 0 | 0 | 0 | 0 | 0 | 0 | 0 | 0 | 0 | 0
1990 | 7 | 25 | 0 | 0 | 0 | 0 | 0 | 0 | 0 | 0 | 0 | 0 | 0 | 0 | 0
1990 | 7 | 26 | 0 | 0 | 0 | 0 | 0 | 0 | 0 | 0 | 0 | 0 | 0 | 0 | 0
1990 | 7 | 27 | 0 | 0 | 0 | 0 | 0 | 0 | 0 | 0 | 0 | 0 | 0 | 0 | 0
1990 | 7 | 28 | 0 | 0 | 0 | 0 | 0 | 0 | 0 | 0 | 0 | 0 | 0 | 0 | 0
1990 | 7 | 29 | 0.05 | 0.05 | 0 | 0 | 0.05 | 0 | 0 | 0 | 0 | 0 | 0 | 0 | 0
1990 | 7 | 30 | 0 | 0 | 0 | 0 | 0 | 0 | 0 | 0 | 0 | 0 | 0 | 0 | 0
1990 | 7 | 31 | 0 | 0 | 0 | 0 | 0 | 0 | 0 | 0 | 0 | 0 | 0 | 0 | 0
1990 | 8 | 1 | 0 | 0 | 0 | 0 | 0 | 0 | 0 | 0 | 0 | 0 | 0 | 0 | 0
1990 | 8 | 2 | 0 | 0 | 0 | 0 | 0 | 0 | 0 | 0 | 0 | 0 | 0 | 0 | 0
1990 | 8 | 3 | 0 | 0 | 0 | 0 | 0 | 0 | 0 | 0 | 0 | 0 | 0 | 0 | 0
1990 | 8 | 4 | 0 | 0 | 0 | 0 | 0 | 0 | 0 | 0 | 0 | 0 | 0 | 0 | 0
1990 | 8 | 5 | 1.55 | 1 | 0.95 | 0 | 1 | 0.95 | 0 | 0 | 0 | 0 | 0 | 0 | 0
1990 | 8 | 6 | 0.4 | 0.4 | 0.35 | 0 | 0.4 | 0.35 | 0 | 0 | 0 | 0 | 0 | 0 | 0
1990 | 8 | 7 | 0 | 0 | 0 | 0 | 0 | 0 | 0 | 0 | 0 | 0 | 0 | 0 | 0
1990 | 8 | 8 | 0 | 0 | 0 | 0 | 0 | 0 | 0 | 0 | 0 | 0 | 0 | 0 | 0
1990 | 8 | 9 | 1.93 | 1 | 0.95 | 0 | 1 | 0.95 | 0 | 0 | 0 | 0 | 0 | 0 | 0
1990 | 8 | 10 | 0.51 | 0.51 | 0.46 | 0 | 0.51 | 0.46 | 0 | 0 | 0 | 0 | 0 | 0 | 0
1990 | 8 | 11 | 0 | 0 | 0 | 0 | 0 | 0 | 0 | 0 | 0 | 0 | 0 | 0 | 0
1990 | 8 | 12 | 0 | 0 | 0 | 0 | 0 | 0 | 0 | 0 | 0 | 0 | 0 | 0 | 0
1990 | 8 | 13 | 1.03 | 1 | 0.95 | 0 | 1 | 0.95 | 0 | 0 | 0 | 0 | 0 | 0 | 0
1990 | 8 | 14 | 0 | 0 | 0 | 0 | 0 | 0 | 0 | 0 | 0 | 0 | 0 | 0 | 0
1990 | 8 | 15 | 0 | 0 | 0 | 0 | 0 | 0 | 0 | 0 | 0 | 0 | 0 | 0 | 0
1990 | 8 | 16 | 0 | 0 | 0 | 0 | 0 | 0 | 0 | 0 | 0 | 0 | 0 | 0 | 0
1990 | 8 | 17 | 0 | 0 | 0 | 0 | 0 | 0 | 0 | 0 | 0 | 0 | 0 | 0 | 0
1990 | 8 | 18 | 0 | 0 | 0 | 0 | 0 | 0 | 0 | 0 | 0 | 0 | 0 | 0 | 0
1990 | 8 | 19 | 0 | 0 | 0 | 0 | 0 | 0 | 0 | 0 | 0 | 0 | 0 | 0 | 0
1990 | 8 | 20 | 0.57 | 0.57 | 0.52 | 0 | 0.57 | 0.52 | 0 | 0 | 0 | 0 | 0 | 0 | 0
1990 | 8 | 21 | 0.03 | 0.03 | 0 | 0 | 0.03 | 0 | 0 | 0 | 0 | 0 | 0 | 0 | 0
1990 | 8 | 22 | 0.53 | 0.53 | 0.48 | 0 | 0.53 | 0.48 | 0 | 0 | 0 | 0 | 0 | 0 | 0
1990 | 8 | 23 | 0.14 | 0.14 | 0.09 | 0 | 0.14 | 0.09 | 0 | 0 | 0 | 0 | 0 | 0 | 0
1990 | 8 | 24 | 0 | 0 | 0 | 0 | 0 | 0 | 0 | 0 | 0 | 0 | 0 | 0 | 0
1990 | 8 | 25 | 0.02 | 0.02 | 0 | 0 | 0.02 | 0 | 0 | 0 | 0 | 0 | 0 | 0 | 0
1990 | 8 | 26 | 0 | 0 | 0 | 0 | 0 | 0 | 0 | 0 | 0 | 0 | 0 | 0 | 0
1990 | 8 | 27 | 0 | 0 | 0 | 0 | 0 | 0 | 0 | 0 | 0 | 0 | 0 | 0 | 0
1990 | 8 | 28 | 0 | 0 | 0 | 0 | 0 | 0 | 0 | 0 | 0 | 0 | 0 | 0 | 0
1990 | 8 | 29 | 0.03 | 0.03 | 0 | 0 | 0.03 | 0 | 0 | 0 | 0 | 0 | 0 | 0 | 0
1990 | 8 | 30 | 0 | 0 | 0 | 0 | 0 | 0 | 0 | 0 | 0 | 0 | 0 | 0 | 0
1990 | 8 | 31 | 0 | 0 | 0 | 0 | 0 | 0 | 0 | 0 | 0 | 0 | 0 | 0 | 0
1990 | 9 | 1 | 0 | 0 | 0 | 0 | 0 | 0 | 0 | 0 | 0 | 0 | 0 | 0 | 0
1990 | 9 | 2 | 0 | 0 | 0 | 0 | 0 | 0 | 0 | 0 | 0 | 0 | 0 | 0 | 0
1990 | 9 | 3 | 0 | 0 | 0 | 0 | 0 | 0 | 0 | 0 | 0 | 0 | 0 | 0 | 0
1990 | 9 | 4 | 0 | 0 | 0 | 0 | 0 | 0 | 0 | 0 | 0 | 0 | 0 | 0 | 0
1990 | 9 | 5 | 0 | 0 | 0 | 0 | 0 | 0 | 0 | 0 | 0 | 0 | 0 | 0 | 0
1990 | 9 | 6 | 0 | 0 | 0 | 0 | 0 | 0 | 0 | 0 | 0 | 0 | 0 | 0 | 0
1990 | 9 | 7 | 0 | 0 | 0 | 0 | 0 | 0 | 0 | 0 | 0 | 0 | 0 | 0 | 0
1990 | 9 | 8 | 0 | 0 | 0 | 0 | 0 | 0 | 0 | 0 | 0 | 0 | 0 | 0 | 0
1990 | 9 | 9 | 0 | 0 | 0 | 0 | 0 | 0 | 0 | 0 | 0 | 0 | 0 | 0 | 0
1990 | 9 | 10 | 0 | 0 | 0 | 0 | 0 | 0 | 0 | 0 | 0 | 0 | 0 | 0 | 0
1990 | 9 | 11 | 0 | 0 | 0 | 0 | 0 | 0 | 0 | 0 | 0 | 0 | 0 | 0 | 0
1990 | 9 | 12 | 0 | 0 | 0 | 0 | 0 | 0 | 0 | 0 | 0 | 0 | 0 | 0 | 0
1990 | 9 | 13 | 0.14 | 0.14 | 0.09 | 0 | 0.14 | 0.09 | 0 | 0 | 0 | 0 | 0 | 0 | 0
1990 | 9 | 14 | 0 | 0 | 0 | 0 | 0 | 0 | 0 | 0 | 0 | 0 | 0 | 0 | 0
1990 | 9 | 15 | 0.01 | 0.01 | 0 | 0 | 0.01 | 0 | 0 | 0 | 0 | 0 | 0 | 0 | 0
1990 | 9 | 16 | 0.42 | 0.42 | 0.37 | 0 | 0.42 | 0.37 | 0 | 0 | 0 | 0 | 0 | 0 | 0
1990 | 9 | 17 | 0 | 0 | 0 | 0 | 0 | 0 | 0 | 0 | 0 | 0 | 0 | 0 | 0
1990 | 9 | 18 | 0 | 0 | 0 | 0 | 0 | 0 | 0 | 0 | 0 | 0 | 0 | 0 | 0
1990 | 9 | 19 | 0.01 | 0.01 | 0 | 0 | 0.01 | 0 | 0 | 0 | 0 | 0 | 0 | 0 | 0
1990 | 9 | 20 | 0 | 0 | 0 | 0 | 0 | 0 | 0 | 0 | 0 | 0 | 0 | 0 | 0
1990 | 9 | 21 | 0 | 0 | 0 | 0 | 0 | 0 | 0 | 0 | 0 | 0 | 0 | 0 | 0
1990 | 9 | 22 | 0.17 | 0.17 | 0.12 | 0 | 0.17 | 0.12 | 0 | 0 | 0 | 0 | 0 | 0 | 0
1990 | 9 | 23 | 0 | 0 | 0 | 0 | 0 | 0 | 0 | 0 | 0 | 0 | 0 | 0 | 0
1990 | 9 | 24 | 0 | 0 | 0 | 0 | 0 | 0 | 0 | 0 | 0 | 0 | 0 | 0 | 0
1990 | 9 | 25 | 0 | 0 | 0 | 0 | 0 | 0 | 0 | 0 | 0 | 0 | 0 | 0 | 0
1990 | 9 | 26 | 0.06 | 0.06 | 0.01 | 0 | 0.06 | 0.01 | 0 | 0 | 0 | 0 | 0 | 0 | 0
1990 | 9 | 27 | 0 | 0 | 0 | 0 | 0 | 0 | 0 | 0 | 0 | 0 | 0 | 0 | 0
1990 | 9 | 28 | 0 | 0 | 0 | 0 | 0 | 0 | 0 | 0 | 0 | 0 | 0 | 0 | 0
1990 | 9 | 29 | 0 | 0 | 0 | 0 | 0 | 0 | 0 | 0 | 0 | 0 | 0 | 0 | 0
1990 | 9 | 30 | 0.06 | 0.06 | 0.01 | 0 | 0.06 | 0.01 | 0 | 0 | 0 | 0 | 0 | 0 | 0
1990 | 10 | 1 | 0 | 0 | 0 | 0 | 0 | 0 | 0 | 0 | 0 | 0 | 0 | 0 | 0
1990 | 10 | 2 | 0 | 0 | 0 | 0 | 0 | 0 | 0 | 0 | 0 | 0 | 0 | 0 | 0
1990 | 10 | 3 | 0 | 0 | 0 | 0 | 0 | 0 | 0 | 0 | 0 | 0 | 0 | 0 | 0
1990 | 10 | 4 | 0.11 | 0.11 | 0.06 | 0 | 0.11 | 0.06 | 0 | 0 | 0 | 0 | 0 | 0 | 0
1990 | 10 | 5 | 0 | 0 | 0 | 0 | 0 | 0 | 0 | 0 | 0 | 0 | 0 | 0 | 0
1990 | 10 | 6 | 0 | 0 | 0 | 0 | 0 | 0 | 0 | 0 | 0 | 0 | 0 | 0 | 0
1990 | 10 | 7 | 0 | 0 | 0 | 0 | 0 | 0 | 0 | 0 | 0 | 0 | 0 | 0 | 0
1990 | 10 | 8 | 0 | 0 | 0 | 0 | 0 | 0 | 0 | 0 | 0 | 0 | 0 | 0 | 0
1990 | 10 | 9 | 0 | 0 | 0 | 0 | 0 | 0 | 0 | 0 | 0 | 0 | 0 | 0 | 0
1990 | 10 | 10 | 0.1 | 0.1 | 0.05 | 0 | 0.1 | 0.05 | 0 | 0 | 0 | 0 | 0 | 0 | 0
1990 | 10 | 11 | 0.06 | 0.06 | 0.01 | 0 | 0.06 | 0.01 | 0 | 0 | 0 | 0 | 0 | 0 | 0
1990 | 10 | 12 | 0.02 | 0.02 | 0 | 0 | 0.02 | 0 | 0 | 0 | 0 | 0 | 0 | 0 | 0
1990 | 10 | 13 | 0.03 | 0.03 | 0 | 0 | 0.03 | 0 | 0 | 0 | 0 | 0 | 0 | 0 | 0
1990 | 10 | 14 | 0 | 0 | 0 | 0 | 0 | 0 | 0 | 0 | 0 | 0 | 0 | 0 | 0
1990 | 10 | 15 | 0 | 0 | 0 | 0 | 0 | 0 | 0 | 0 | 0 | 0 | 0 | 0 | 0
1990 | 10 | 16 | 0 | 0 | 0 | 0 | 0 | 0 | 0 | 0 | 0 | 0 | 0 | 0 | 0
1990 | 10 | 17 | 0 | 0 | 0 | 0 | 0 | 0 | 0 | 0 | 0 | 0 | 0 | 0 | 0
1990 | 10 | 18 | 1.67 | 1 | 0.95 | 0 | 1 | 0.95 | 0 | 0 | 0 | 0 | 0 | 0 | 0
1990 | 10 | 19 | 0 | 0 | 0 | 0 | 0 | 0 | 0 | 0 | 0 | 0 | 0 | 0 | 0
1990 | 10 | 20 | 0 | 0 | 0 | 0 | 0 | 0 | 0 | 0 | 0 | 0 | 0 | 0 | 0
1990 | 10 | 21 | 0 | 0 | 0 | 0 | 0 | 0 | 0 | 0 | 0 | 0 | 0 | 0 | 0
1990 | 10 | 22 | 0.14 | 0.14 | 0.09 | 0 | 0.14 | 0.09 | 0 | 0 | 0 | 0 | 0 | 0 | 0
1990 | 10 | 23 | 1.17 | 1 | 0.95 | 0 | 1 | 0.95 | 0 | 0 | 0 | 0 | 0 | 0 | 0
1990 | 10 | 24 | 0 | 0 | 0 | 0 | 0 | 0 | 0 | 0 | 0 | 0 | 0 | 0 | 0
1990 | 10 | 25 | 0 | 0 | 0 | 0 | 0 | 0 | 0 | 0 | 0 | 0 | 0 | 0 | 0
1990 | 10 | 26 | 0 | 0 | 0 | 0 | 0 | 0 | 0 | 0 | 0 | 0 | 0 | 0 | 0
1990 | 10 | 27 | 0 | 0 | 0 | 0 | 0 | 0 | 0 | 0 | 0 | 0 | 0 | 0 | 0
1990 | 10 | 28 | 0 | 0 | 0 | 0 | 0 | 0 | 0 | 0 | 0 | 0 | 0 | 0 | 0
1990 | 10 | 29 | 0 | 0 | 0 | 0 | 0 | 0 | 0 | 0 | 0 | 0 | 0 | 0 | 0
1990 | 10 | 30 | 0 | 0 | 0 | 0 | 0 | 0 | 0 | 0 | 0 | 0 | 0 | 0 | 0
1990 | 10 | 31 | 0 | 0 | 0 | 0 | 0 | 0 | 0 | 0 | 0 | 0 | 0 | 0 | 0
1990 | 11 | 1 | 0 | 0 | 0 | 0 | 0 | 0 | 0 | 0 | 0 | 0 | 0 | 0 | 0
1990 | 11 | 2 | 0 | 0 | 0 | 0 | 0 | 0 | 0 | 0 | 0 | 0 | 0 | 0 | 0
1990 | 11 | 3 | 0 | 0 | 0 | 0 | 0 | 0 | 0 | 0 | 0 | 0 | 0 | 0 | 0
1990 | 11 | 4 | 0 | 0 | 0 | 0 | 0 | 0 | 0 | 0 | 0 | 0 | 0 | 0 | 0
1990 | 11 | 5 | 0 | 0 | 0 | 0 | 0 | 0 | 0 | 0 | 0 | 0 | 0 | 0 | 0
1990 | 11 | 6 | 0.06 | 0.06 | 0.01 | 0 | 0.06 | 0.01 | 0 | 0 | 0 | 0 | 0 | 0 | 0
1990 | 11 | 7 | 0 | 0 | 0 | 0 | 0 | 0 | 0 | 0 | 0 | 0 | 0 | 0 | 0
1990 | 11 | 8 | 0 | 0 | 0 | 0 | 0 | 0 | 0 | 0 | 0 | 0 | 0 | 0 | 0
1990 | 11 | 9 | 0.05 | 0.05 | 0 | 0 | 0.05 | 0 | 0 | 0 | 0 | 0 | 0 | 0 | 0
1990 | 11 | 10 | 1.77 | 1 | 0.95 | 0 | 1 | 0.95 | 0 | 0 | 0 | 0 | 0 | 0 | 0
1990 | 11 | 11 | 0 | 0 | 0 | 0 | 0 | 0 | 0 | 0 | 0 | 0 | 0 | 0 | 0
1990 | 11 | 12 | 0 | 0 | 0 | 0 | 0 | 0 | 0 | 0 | 0 | 0 | 0 | 0 | 0
1990 | 11 | 13 | 0 | 0 | 0 | 0 | 0 | 0 | 0 | 0 | 0 | 0 | 0 | 0 | 0
1990 | 11 | 14 | 0 | 0 | 0 | 0 | 0 | 0 | 0 | 0 | 0 | 0 | 0 | 0 | 0
1990 | 11 | 15 | 0 | 0 | 0 | 0 | 0 | 0 | 0 | 0 | 0 | 0 | 0 | 0 | 0
1990 | 11 | 16 | 0 | 0 | 0 | 0 | 0 | 0 | 0 | 0 | 0 | 0 | 0 | 0 | 0
1990 | 11 | 17 | 0.14 | 0.14 | 0.09 | 0 | 0.14 | 0.09 | 0 | 0 | 0 | 0 | 0 | 0 | 0
1990 | 11 | 18 | 0 | 0 | 0 | 0 | 0 | 0 | 0 | 0 | 0 | 0 | 0 | 0 | 0
1990 | 11 | 19 | 0 | 0 | 0 | 0 | 0 | 0 | 0 | 0 | 0 | 0 | 0 | 0 | 0
1990 | 11 | 20 | 0 | 0 | 0 | 0 | 0 | 0 | 0 | 0 | 0 | 0 | 0 | 0 | 0
1990 | 11 | 21 | 0 | 0 | 0 | 0 | 0 | 0 | 0 | 0 | 0 | 0 | 0 | 0 | 0
1990 | 11 | 22 | 0 | 0 | 0 | 0 | 0 | 0 | 0 | 0 | 0 | 0 | 0 | 0 | 0
1990 | 11 | 23 | 0.11 | 0.11 | 0.06 | 0 | 0.11 | 0.06 | 0 | 0 | 0 | 0 | 0 | 0 | 0
1990 | 11 | 24 | 0 | 0 | 0 | 0 | 0 | 0 | 0 | 0 | 0 | 0 | 0 | 0 | 0
1990 | 11 | 25 | 0 | 0 | 0 | 0 | 0 | 0 | 0 | 0 | 0 | 0 | 0 | 0 | 0
1990 | 11 | 26 | 0 | 0 | 0 | 0 | 0 | 0 | 0 | 0 | 0 | 0 | 0 | 0 | 0
1990 | 11 | 27 | 0 | 0 | 0 | 0 | 0 | 0 | 0 | 0 | 0 | 0 | 0 | 0 | 0
1990 | 11 | 28 | 0.03 | 0.03 | 0 | 0 | 0.03 | 0 | 0 | 0 | 0 | 0 | 0 | 0 | 0
1990 | 11 | 29 | 0.01 | 0.01 | 0 | 0 | 0.01 | 0 | 0 | 0 | 0 | 0 | 0 | 0 | 0
1990 | 11 | 30 | 0 | 0 | 0 | 0 | 0 | 0 | 0 | 0 | 0 | 0 | 0 | 0 | 0
1990 | 12 | 1 | 0 | 0 | 0 | 0 | 0 | 0 | 0 | 0 | 0 | 0 | 0 | 0 | 0
1990 | 12 | 2 | 0 | 0 | 0 | 0 | 0 | 0 | 0 | 0 | 0 | 0 | 0 | 0 | 0
1990 | 12 | 3 | 0.74 | 0.74 | 0.69 | 0 | 0.74 | 0.69 | 0 | 0 | 0 | 0 | 0 | 0 | 0
1990 | 12 | 4 | 0.32 | 0.32 | 0.27 | 0 | 0.32 | 0.27 | 0 | 0 | 0 | 0 | 0 | 0 | 0
1990 | 12 | 5 | 0 | 0 | 0 | 0 | 0 | 0 | 0 | 0 | 0 | 0 | 0 | 0 | 0
1990 | 12 | 6 | 0 | 0 | 0 | 0 | 0 | 0 | 0 | 0 | 0 | 0 | 0 | 0 | 0
1990 | 12 | 7 | 0 | 0 | 0 | 0 | 0 | 0 | 0 | 0 | 0 | 0 | 0 | 0 | 0
1990 | 12 | 8 | 0 | 0 | 0 | 0 | 0 | 0 | 0 | 0 | 0 | 0 | 0 | 0 | 0
1990 | 12 | 9 | 0 | 0 | 0 | 0 | 0 | 0 | 0 | 0 | 0 | 0 | 0 | 0 | 0
1990 | 12 | 10 | 0 | 0 | 0 | 0 | 0 | 0 | 0 | 0 | 0 | 0 | 0 | 0 | 0
1990 | 12 | 11 | 0 | 0 | 0 | 0 | 0 | 0 | 0 | 0 | 0 | 0 | 0 | 0 | 0
1990 | 12 | 12 | 0 | 0 | 0 | 0 | 0 | 0 | 0 | 0 | 0 | 0 | 0 | 0 | 0
1990 | 12 | 13 | 0 | 0 | 0 | 0 | 0 | 0 | 0 | 0 | 0 | 0 | 0 | 0 | 0
1990 | 12 | 14 | 0 | 0 | 0 | 0 | 0 | 0 | 0 | 0 | 0 | 0 | 0 | 0 | 0
1990 | 12 | 15 | 0.7 | 0.7 | 0.65 | 0 | 0.7 | 0.65 | 0 | 0 | 0 | 0 | 0 | 0 | 0
1990 | 12 | 16 | 0 | 0 | 0 | 0 | 0 | 0 | 0 | 0 | 0 | 0 | 0 | 0 | 0
1990 | 12 | 17 | 0.09 | 0.09 | 0.04 | 0 | 0.09 | 0.04 | 0 | 0 | 0 | 0 | 0 | 0 | 0
1990 | 12 | 18 | 0.2 | 0.2 | 0.15 | 0 | 0.2 | 0.15 | 0 | 0 | 0 | 0 | 0 | 0 | 0
1990 | 12 | 19 | 0.01 | 0.01 | 0 | 0 | 0.01 | 0 | 0 | 0 | 0 | 0 | 0 | 0 | 0
1990 | 12 | 20 | 0 | 0 | 0 | 0 | 0 | 0 | 0 | 0 | 0 | 0 | 0 | 0 | 0
1990 | 12 | 21 | 0.45 | 0.45 | 0.4 | 0 | 0.45 | 0.4 | 0 | 0 | 0 | 0 | 0 | 0 | 0
1990 | 12 | 22 | 0.01 | 0.01 | 0 | 0 | 0.01 | 0 | 0 | 0 | 0 | 0 | 0 | 0 | 0
1990 | 12 | 23 | 0.25 | 0.25 | 0.2 | 0 | 0.25 | 0.2 | 0 | 0 | 0 | 0 | 0 | 0 | 0
1990 | 12 | 24 | 0.67 | 0.67 | 0.62 | 0 | 0.67 | 0.62 | 0 | 0 | 0 | 0 | 0 | 0 | 0
1990 | 12 | 25 | 0 | 0 | 0 | 0 | 0 | 0 | 0 | 0 | 0 | 0 | 0 | 0 | 0
1990 | 12 | 26 | 0 | 0 | 0 | 0 | 0 | 0 | 0 | 0 | 0 | 0 | 0 | 0 | 0
1990 | 12 | 27 | 0.42 | 0.42 | 0.37 | 0 | 0.42 | 0.37 | 0 | 0 | 0 | 0 | 0 | 0 | 0
1990 | 12 | 28 | 0.55 | 0.55 | 0.5 | 0 | 0.55 | 0.5 | 0 | 0 | 0 | 0 | 0 | 0 | 0
1990 | 12 | 29 | 0 | 0 | 0 | 0 | 0 | 0 | 0 | 0 | 0 | 0 | 0 | 0 | 0
1990 | 12 | 30 | 0.31 | 0.31 | 0.26 | 0 | 0.31 | 0.26 | 0 | 0 | 0 | 0 | 0 | 0 | 0
1990 | 12 | 31 | 0.01 | 0.01 | 0 | 0 | 0.01 | 0 | 0 | 0 | 0 | 0 | 0 | 0 | 0
1991 | 1 | 1 | 0 | 0 | 0 | 0 | 0 | 0 | 0 | 0 | 0 | 0 | 0 | 0 | 0
1991 | 1 | 2 | 0 | 0 | 0 | 0 | 0 | 0 | 0 | 0 | 0 | 0 | 0 | 0 | 0
1991 | 1 | 3 | 0 | 0 | 0 | 0 | 0 | 0 | 0 | 0 | 0 | 0 | 0 | 0 | 0
1991 | 1 | 4 | 0 | 0 | 0 | 0 | 0 | 0 | 0 | 0 | 0 | 0 | 0 | 0 | 0
1991 | 1 | 5 | 0 | 0 | 0 | 0 | 0 | 0 | 0 | 0 | 0 | 0 | 0 | 0 | 0
1991 | 1 | 6 | 0.08 | 0.08 | 0.03 | 0 | 0.08 | 0.03 | 0 | 0 | 0 | 0 | 0 | 0 | 0
1991 | 1 | 7 | 0.51 | 0.51 | 0.46 | 0 | 0.51 | 0.46 | 0 | 0 | 0 | 0 | 0 | 0 | 0
1991 | 1 | 8 | 0.07 | 0.07 | 0.02 | 0 | 0.07 | 0.02 | 0 | 0 | 0 | 0 | 0 | 0 | 0
1991 | 1 | 9 | 0.02 | 0.02 | 0 | 0 | 0.02 | 0 | 0 | 0 | 0 | 0 | 0 | 0 | 0
1991 | 1 | 10 | 0 | 0 | 0 | 0 | 0 | 0 | 0 | 0 | 0 | 0 | 0 | 0 | 0
1991 | 1 | 11 | 1.59 | 1 | 0.95 | 0 | 1 | 0.95 | 0 | 0 | 0 | 0 | 0 | 0 | 0
1991 | 1 | 12 | 0.08 | 0.08 | 0.03 | 0 | 0.08 | 0.03 | 0 | 0 | 0 | 0 | 0 | 0 | 0
1991 | 1 | 13 | 0 | 0 | 0 | 0 | 0 | 0 | 0 | 0 | 0 | 0 | 0 | 0 | 0
1991 | 1 | 14 | 0 | 0 | 0 | 0 | 0 | 0 | 0 | 0 | 0 | 0 | 0 | 0 | 0
1991 | 1 | 15 | 0 | 0 | 0 | 0 | 0 | 0 | 0 | 0 | 0 | 0 | 0 | 0 | 0
1991 | 1 | 16 | 0.54 | 0.54 | 0.49 | 0 | 0.54 | 0.49 | 0 | 0 | 0 | 0 | 0 | 0 | 0
1991 | 1 | 17 | 0 | 0 | 0 | 0 | 0 | 0 | 0 | 0 | 0 | 0 | 0 | 0 | 0
1991 | 1 | 18 | 0 | 0 | 0 | 0 | 0 | 0 | 0 | 0 | 0 | 0 | 0 | 0 | 0
1991 | 1 | 19 | 0 | 0 | 0 | 0 | 0 | 0 | 0 | 0 | 0 | 0 | 0 | 0 | 0
1991 | 1 | 20 | 0 | 0 | 0 | 0 | 0 | 0 | 0 | 0 | 0 | 0 | 0 | 0 | 0
1991 | 1 | 21 | 0.01 | 0.01 | 0 | 0 | 0.01 | 0 | 0 | 0 | 0 | 0 | 0 | 0 | 0
1991 | 1 | 22 | 0 | 0 | 0 | 0 | 0 | 0 | 0 | 0 | 0 | 0 | 0 | 0 | 0
1991 | 1 | 23 | 0 | 0 | 0 | 0 | 0 | 0 | 0 | 0 | 0 | 0 | 0 | 0 | 0
1991 | 1 | 24 | 0 | 0 | 0 | 0 | 0 | 0 | 0 | 0 | 0 | 0 | 0 | 0 | 0
1991 | 1 | 25 | 0 | 0 | 0 | 0 | 0 | 0 | 0 | 0 | 0 | 0 | 0 | 0 | 0
1991 | 1 | 26 | 0 | 0 | 0 | 0 | 0 | 0 | 0 | 0 | 0 | 0 | 0 | 0 | 0
1991 | 1 | 27 | 0 | 0 | 0 | 0 | 0 | 0 | 0 | 0 | 0 | 0 | 0 | 0 | 0
1991 | 1 | 28 | 0 | 0 | 0 | 0 | 0 | 0 | 0 | 0 | 0 | 0 | 0 | 0 | 0
1991 | 1 | 29 | 0 | 0 | 0 | 0 | 0 | 0 | 0 | 0 | 0 | 0 | 0 | 0 | 0
1991 | 1 | 30 | 0 | 0 | 0 | 0 | 0 | 0 | 0 | 0 | 0 | 0 | 0 | 0 | 0
1991 | 1 | 31 | 0 | 0 | 0 | 0 | 0 | 0 | 0 | 0 | 0 | 0 | 0 | 0 | 0
1991 | 2 | 1 | 0 | 0 | 0 | 0 | 0 | 0 | 0 | 0 | 0 | 0 | 0 | 0 | 0
1991 | 2 | 2 | 0 | 0 | 0 | 0 | 0 | 0 | 0 | 0 | 0 | 0 | 0 | 0 | 0
1991 | 2 | 3 | 0 | 0 | 0 | 0 | 0 | 0 | 0 | 0 | 0 | 0 | 0 | 0 | 0
1991 | 2 | 4 | 0 | 0 | 0 | 0 | 0 | 0 | 0 | 0 | 0 | 0 | 0 | 0 | 0
1991 | 2 | 5 | 0 | 0 | 0 | 0 | 0 | 0 | 0 | 0 | 0 | 0 | 0 | 0 | 0
1991 | 2 | 6 | 0.07 | 0.07 | 0.02 | 0 | 0.07 | 0.02 | 0 | 0 | 0 | 0 | 0 | 0 | 0
1991 | 2 | 7 | 0.13 | 0.13 | 0.08 | 0 | 0.13 | 0.08 | 0 | 0 | 0 | 0 | 0 | 0 | 0
1991 | 2 | 8 | 0.01 | 0.01 | 0 | 0 | 0.01 | 0 | 0 | 0 | 0 | 0 | 0 | 0 | 0
1991 | 2 | 9 | 0 | 0 | 0 | 0 | 0 | 0 | 0 | 0 | 0 | 0 | 0 | 0 | 0
1991 | 2 | 10 | 0 | 0 | 0 | 0 | 0 | 0 | 0 | 0 | 0 | 0 | 0 | 0 | 0
1991 | 2 | 11 | 0 | 0 | 0 | 0 | 0 | 0 | 0 | 0 | 0 | 0 | 0 | 0 | 0
1991 | 2 | 12 | 0 | 0 | 0 | 0 | 0 | 0 | 0 | 0 | 0 | 0 | 0 | 0 | 0
1991 | 2 | 13 | 0.31 | 0.31 | 0.26 | 0 | 0.31 | 0.26 | 0 | 0 | 0 | 0 | 0 | 0 | 0
1991 | 2 | 14 | 0.03 | 0.03 | 0 | 0 | 0.03 | 0 | 0 | 0 | 0 | 0 | 0 | 0 | 0
1991 | 2 | 15 | 0 | 0 | 0 | 0 | 0 | 0 | 0 | 0 | 0 | 0 | 0 | 0 | 0
1991 | 2 | 16 | 0 | 0 | 0 | 0 | 0 | 0 | 0 | 0 | 0 | 0 | 0 | 0 | 0
1991 | 2 | 17 | 0.08 | 0.08 | 0.03 | 0 | 0.08 | 0.03 | 0 | 0 | 0 | 0 | 0 | 0 | 0
1991 | 2 | 18 | 0.03 | 0.03 | 0 | 0 | 0.03 | 0 | 0 | 0 | 0 | 0 | 0 | 0 | 0
1991 | 2 | 19 | 0.12 | 0.12 | 0.07 | 0 | 0.12 | 0.07 | 0 | 0 | 0 | 0 | 0 | 0 | 0
1991 | 2 | 20 | 0 | 0 | 0 | 0 | 0 | 0 | 0 | 0 | 0 | 0 | 0 | 0 | 0
1991 | 2 | 21 | 0 | 0 | 0 | 0 | 0 | 0 | 0 | 0 | 0 | 0 | 0 | 0 | 0
1991 | 2 | 22 | 0 | 0 | 0 | 0 | 0 | 0 | 0 | 0 | 0 | 0 | 0 | 0 | 0
1991 | 2 | 23 | 0 | 0 | 0 | 0 | 0 | 0 | 0 | 0 | 0 | 0 | 0 | 0 | 0
1991 | 2 | 24 | 0 | 0 | 0 | 0 | 0 | 0 | 0 | 0 | 0 | 0 | 0 | 0 | 0
1991 | 2 | 25 | 0.01 | 0.01 | 0 | 0 | 0.01 | 0 | 0 | 0 | 0 | 0 | 0 | 0 | 0
1991 | 2 | 26 | 0.04 | 0.04 | 0 | 0 | 0.04 | 0 | 0 | 0 | 0 | 0 | 0 | 0 | 0
1991 | 2 | 27 | 0 | 0 | 0 | 0 | 0 | 0 | 0 | 0 | 0 | 0 | 0 | 0 | 0
1991 | 2 | 28 | 0 | 0 | 0 | 0 | 0 | 0 | 0 | 0 | 0 | 0 | 0 | 0 | 0
1991 | 3 | 1 | 0 | 0 | 0 | 0 | 0 | 0 | 0 | 0 | 0 | 0 | 0 | 0 | 0
1991 | 3 | 2 | 0.1 | 0.1 | 0.05 | 0 | 0.1 | 0.05 | 0 | 0 | 0 | 0 | 0 | 0 | 0
1991 | 3 | 3 | 0.33 | 0.33 | 0.28 | 0 | 0.33 | 0.28 | 0 | 0 | 0 | 0 | 0 | 0 | 0
1991 | 3 | 4 | 0.14 | 0.14 | 0.09 | 0 | 0.14 | 0.09 | 0 | 0 | 0 | 0 | 0 | 0 | 0
1991 | 3 | 5 | 0 | 0 | 0 | 0 | 0 | 0 | 0 | 0 | 0 | 0 | 0 | 0 | 0
1991 | 3 | 6 | 0.08 | 0.08 | 0.03 | 0 | 0.08 | 0.03 | 0 | 0 | 0 | 0 | 0 | 0 | 0
1991 | 3 | 7 | 0 | 0 | 0 | 0 | 0 | 0 | 0 | 0 | 0 | 0 | 0 | 0 | 0
1991 | 3 | 8 | 0 | 0 | 0 | 0 | 0 | 0 | 0 | 0 | 0 | 0 | 0 | 0 | 0
1991 | 3 | 9 | 0 | 0 | 0 | 0 | 0 | 0 | 0 | 0 | 0 | 0 | 0 | 0 | 0
1991 | 3 | 10 | 0 | 0 | 0 | 0 | 0 | 0 | 0 | 0 | 0 | 0 | 0 | 0 | 0
1991 | 3 | 11 | 0 | 0 | 0 | 0 | 0 | 0 | 0 | 0 | 0 | 0 | 0 | 0 | 0
1991 | 3 | 12 | 0 | 0 | 0 | 0 | 0 | 0 | 0 | 0 | 0 | 0 | 0 | 0 | 0
1991 | 3 | 13 | 0.17 | 0.17 | 0.12 | 0 | 0.17 | 0.12 | 0 | 0 | 0 | 0 | 0 | 0 | 0
1991 | 3 | 14 | 0.25 | 0.25 | 0.2 | 0 | 0.25 | 0.2 | 0 | 0 | 0 | 0 | 0 | 0 | 0
1991 | 3 | 15 | 0 | 0 | 0 | 0 | 0 | 0 | 0 | 0 | 0 | 0 | 0 | 0 | 0
1991 | 3 | 16 | 0 | 0 | 0 | 0 | 0 | 0 | 0 | 0 | 0 | 0 | 0 | 0 | 0
1991 | 3 | 17 | 0 | 0 | 0 | 0 | 0 | 0 | 0 | 0 | 0 | 0 | 0 | 0 | 0
1991 | 3 | 18 | 0.96 | 0.96 | 0.91 | 0 | 0.96 | 0.91 | 0 | 0 | 0 | 0 | 0 | 0 | 0
1991 | 3 | 19 | 0 | 0 | 0 | 0 | 0 | 0 | 0 | 0 | 0 | 0 | 0 | 0 | 0
1991 | 3 | 20 | 0 | 0 | 0 | 0 | 0 | 0 | 0 | 0 | 0 | 0 | 0 | 0 | 0
1991 | 3 | 21 | 0 | 0 | 0 | 0 | 0 | 0 | 0 | 0 | 0 | 0 | 0 | 0 | 0
1991 | 3 | 22 | 0.07 | 0.07 | 0.02 | 0 | 0.07 | 0.02 | 0 | 0 | 0 | 0 | 0 | 0 | 0
1991 | 3 | 23 | 1.29 | 1 | 0.95 | 0 | 1 | 0.95 | 0 | 0 | 0 | 0 | 0 | 0 | 0
1991 | 3 | 24 | 0 | 0 | 0 | 0 | 0 | 0 | 0 | 0 | 0 | 0 | 0 | 0 | 0
1991 | 3 | 25 | 0 | 0 | 0 | 0 | 0 | 0 | 0 | 0 | 0 | 0 | 0 | 0 | 0
1991 | 3 | 26 | 0 | 0 | 0 | 0 | 0 | 0 | 0 | 0 | 0 | 0 | 0 | 0 | 0
1991 | 3 | 27 | 0.07 | 0.07 | 0.02 | 0 | 0.07 | 0.02 | 0 | 0 | 0 | 0 | 0 | 0 | 0
1991 | 3 | 28 | 0 | 0 | 0 | 0 | 0 | 0 | 0 | 0 | 0 | 0 | 0 | 0 | 0
1991 | 3 | 29 | 0.84 | 0.84 | 0.79 | 0 | 0.84 | 0.79 | 0 | 0 | 0 | 0 | 0 | 0 | 0
1991 | 3 | 30 | 0.12 | 0.12 | 0.07 | 0 | 0.12 | 0.07 | 0 | 0 | 0 | 0 | 0 | 0 | 0
1991 | 3 | 31 | 0 | 0 | 0 | 0 | 0 | 0 | 0 | 0 | 0 | 0 | 0 | 0 | 0
1991 | 4 | 1 | 0 | 0 | 0 | 0 | 0 | 0 | 0 | 0 | 0 | 0 | 0 | 0 | 0
1991 | 4 | 2 | 0 | 0 | 0 | 0 | 0 | 0 | 0 | 0 | 0 | 0 | 0 | 0 | 0
1991 | 4 | 3 | 0 | 0 | 0 | 0 | 0 | 0 | 0 | 0 | 0 | 0 | 0 | 0 | 0
1991 | 4 | 4 | 0 | 0 | 0 | 0 | 0 | 0 | 0 | 0 | 0 | 0 | 0 | 0 | 0
1991 | 4 | 5 | 0.08 | 0.08 | 0.03 | 0 | 0.08 | 0.03 | 0 | 0 | 0 | 0 | 0 | 0 | 0
1991 | 4 | 6 | 0 | 0 | 0 | 0 | 0 | 0 | 0 | 0 | 0 | 0 | 0 | 0 | 0
1991 | 4 | 7 | 0 | 0 | 0 | 0 | 0 | 0 | 0 | 0 | 0 | 0 | 0 | 0 | 0
1991 | 4 | 8 | 0 | 0 | 0 | 0 | 0 | 0 | 0 | 0 | 0 | 0 | 0 | 0 | 0
1991 | 4 | 9 | 0 | 0 | 0 | 0 | 0 | 0 | 0 | 0 | 0 | 0 | 0 | 0 | 0
1991 | 4 | 10 | 0 | 0 | 0 | 0 | 0 | 0 | 0 | 0 | 0 | 0 | 0 | 0 | 0
1991 | 4 | 11 | 0 | 0 | 0 | 0 | 0 | 0 | 0 | 0 | 0 | 0 | 0 | 0 | 0
1991 | 4 | 12 | 0 | 0 | 0 | 0 | 0 | 0 | 0 | 0 | 0 | 0 | 0 | 0 | 0
1991 | 4 | 13 | 0.7 | 0.7 | 0.65 | 0 | 0.7 | 0.65 | 0 | 0 | 0 | 0 | 0 | 0 | 0
1991 | 4 | 14 | 0.12 | 0.12 | 0.07 | 0 | 0.12 | 0.07 | 0 | 0 | 0 | 0 | 0 | 0 | 0
1991 | 4 | 15 | 0.18 | 0.18 | 0.13 | 0 | 0.18 | 0.13 | 0 | 0 | 0 | 0 | 0 | 0 | 0
1991 | 4 | 16 | 0 | 0 | 0 | 0 | 0 | 0 | 0 | 0 | 0 | 0 | 0 | 0 | 0
1991 | 4 | 17 | 0 | 0 | 0 | 0 | 0 | 0 | 0 | 0 | 0 | 0 | 0 | 0 | 0
1991 | 4 | 18 | 0 | 0 | 0 | 0 | 0 | 0 | 0 | 0 | 0 | 0 | 0 | 0 | 0
1991 | 4 | 19 | 0.04 | 0.04 | 0 | 0 | 0.04 | 0 | 0 | 0 | 0 | 0 | 0 | 0 | 0
1991 | 4 | 20 | 0.01 | 0.01 | 0 | 0 | 0.01 | 0 | 0 | 0 | 0 | 0 | 0 | 0 | 0
1991 | 4 | 21 | 0.03 | 0.03 | 0 | 0 | 0.03 | 0 | 0 | 0 | 0 | 0 | 0 | 0 | 0
1991 | 4 | 22 | 0 | 0 | 0 | 0 | 0 | 0 | 0 | 0 | 0 | 0 | 0 | 0 | 0
1991 | 4 | 23 | 0 | 0 | 0 | 0 | 0 | 0 | 0 | 0 | 0 | 0 | 0 | 0 | 0
1991 | 4 | 24 | 0.04 | 0.04 | 0 | 0 | 0.04 | 0 | 0 | 0 | 0 | 0 | 0 | 0 | 0
1991 | 4 | 25 | 0 | 0 | 0 | 0 | 0 | 0 | 0 | 0 | 0 | 0 | 0 | 0 | 0
1991 | 4 | 26 | 0 | 0 | 0 | 0 | 0 | 0 | 0 | 0 | 0 | 0 | 0 | 0 | 0
1991 | 4 | 27 | 0.02 | 0.02 | 0 | 0 | 0.02 | 0 | 0 | 0 | 0 | 0 | 0 | 0 | 0
1991 | 4 | 28 | 0 | 0 | 0 | 0 | 0 | 0 | 0 | 0 | 0 | 0 | 0 | 0 | 0
1991 | 4 | 29 | 0.07 | 0.07 | 0.02 | 0 | 0.07 | 0.02 | 0 | 0 | 0 | 0 | 0 | 0 | 0
1991 | 4 | 30 | 0.1 | 0.1 | 0.05 | 0 | 0.1 | 0.05 | 0 | 0 | 0 | 0 | 0 | 0 | 0
1991 | 5 | 1 | 0 | 0 | 0 | 0 | 0 | 0 | 0 | 0 | 0 | 0 | 0 | 0 | 0
1991 | 5 | 2 | 0 | 0 | 0 | 0 | 0 | 0 | 0 | 0 | 0 | 0 | 0 | 0 | 0
1991 | 5 | 3 | 0 | 0 | 0 | 0 | 0 | 0 | 0 | 0 | 0 | 0 | 0 | 0 | 0
1991 | 5 | 4 | 0 | 0 | 0 | 0 | 0 | 0 | 0 | 0 | 0 | 0 | 0 | 0 | 0
1991 | 5 | 5 | 0.09 | 0.09 | 0.04 | 0 | 0.09 | 0.04 | 0 | 0 | 0 | 0 | 0 | 0 | 0
1991 | 5 | 6 | 0.87 | 0.87 | 0.82 | 0 | 0.87 | 0.82 | 0 | 0 | 0 | 0 | 0 | 0 | 0
1991 | 5 | 7 | 0 | 0 | 0 | 0 | 0 | 0 | 0 | 0 | 0 | 0 | 0 | 0 | 0
1991 | 5 | 8 | 0 | 0 | 0 | 0 | 0 | 0 | 0 | 0 | 0 | 0 | 0 | 0 | 0
1991 | 5 | 9 | 0.12 | 0.12 | 0.07 | 0 | 0.12 | 0.07 | 0 | 0 | 0 | 0 | 0 | 0 | 0
1991 | 5 | 10 | 0 | 0 | 0 | 0 | 0 | 0 | 0 | 0 | 0 | 0 | 0 | 0 | 0
1991 | 5 | 11 | 0 | 0 | 0 | 0 | 0 | 0 | 0 | 0 | 0 | 0 | 0 | 0 | 0
1991 | 5 | 12 | 0 | 0 | 0 | 0 | 0 | 0 | 0 | 0 | 0 | 0 | 0 | 0 | 0
1991 | 5 | 13 | 0 | 0 | 0 | 0 | 0 | 0 | 0 | 0 | 0 | 0 | 0 | 0 | 0
1991 | 5 | 14 | 0.02 | 0.02 | 0 | 0 | 0.02 | 0 | 0 | 0 | 0 | 0 | 0 | 0 | 0
1991 | 5 | 15 | 0 | 0 | 0 | 0 | 0 | 0 | 0 | 0 | 0 | 0 | 0 | 0 | 0
1991 | 5 | 16 | 0 | 0 | 0 | 0 | 0 | 0 | 0 | 0 | 0 | 0 | 0 | 0 | 0
1991 | 5 | 17 | 0.3 | 0.3 | 0.25 | 0 | 0.3 | 0.25 | 0 | 0 | 0 | 0 | 0 | 0 | 0
1991 | 5 | 18 | 0 | 0 | 0 | 0 | 0 | 0 | 0 | 0 | 0 | 0 | 0 | 0 | 0
1991 | 5 | 19 | 0.02 | 0.02 | 0 | 0 | 0.02 | 0 | 0 | 0 | 0 | 0 | 0 | 0 | 0
1991 | 5 | 20 | 0 | 0 | 0 | 0 | 0 | 0 | 0 | 0 | 0 | 0 | 0 | 0 | 0
1991 | 5 | 21 | 0 | 0 | 0 | 0 | 0 | 0 | 0 | 0 | 0 | 0 | 0 | 0 | 0
1991 | 5 | 22 | 0 | 0 | 0 | 0 | 0 | 0 | 0 | 0 | 0 | 0 | 0 | 0 | 0
1991 | 5 | 23 | 0 | 0 | 0 | 0 | 0 | 0 | 0 | 0 | 0 | 0 | 0 | 0 | 0
1991 | 5 | 24 | 0 | 0 | 0 | 0 | 0 | 0 | 0 | 0 | 0 | 0 | 0 | 0 | 0
1991 | 5 | 25 | 0 | 0 | 0 | 0 | 0 | 0 | 0 | 0 | 0 | 0 | 0 | 0 | 0
1991 | 5 | 26 | 0 | 0 | 0 | 0 | 0 | 0 | 0 | 0 | 0 | 0 | 0 | 0 | 0
1991 | 5 | 27 | 0.02 | 0.02 | 0 | 0 | 0.02 | 0 | 0 | 0 | 0 | 0 | 0 | 0 | 0
1991 | 5 | 28 | 0 | 0 | 0 | 0 | 0 | 0 | 0 | 0 | 0 | 0 | 0 | 0 | 0
1991 | 5 | 29 | 0 | 0 | 0 | 0 | 0 | 0 | 0 | 0 | 0 | 0 | 0 | 0 | 0
1991 | 5 | 30 | 0.02 | 0.02 | 0 | 0 | 0.02 | 0 | 0 | 0 | 0 | 0 | 0 | 0 | 0
1991 | 5 | 31 | 0.11 | 0.11 | 0.06 | 0 | 0.11 | 0.06 | 0 | 0 | 0 | 0 | 0 | 0 | 0
1991 | 6 | 1 | 0.42 | 0.42 | 0.37 | 0 | 0.42 | 0.37 | 0 | 0 | 0 | 0 | 0 | 0 | 0
1991 | 6 | 2 | 0 | 0 | 0 | 0 | 0 | 0 | 0 | 0 | 0 | 0 | 0 | 0 | 0
1991 | 6 | 3 | 0.22 | 0.22 | 0.17 | 0 | 0.22 | 0.17 | 0 | 0 | 0 | 0 | 0 | 0 | 0
1991 | 6 | 4 | 0 | 0 | 0 | 0 | 0 | 0 | 0 | 0 | 0 | 0 | 0 | 0 | 0
1991 | 6 | 5 | 0 | 0 | 0 | 0 | 0 | 0 | 0 | 0 | 0 | 0 | 0 | 0 | 0
1991 | 6 | 6 | 0 | 0 | 0 | 0 | 0 | 0 | 0 | 0 | 0 | 0 | 0 | 0 | 0
1991 | 6 | 7 | 0 | 0 | 0 | 0 | 0 | 0 | 0 | 0 | 0 | 0 | 0 | 0 | 0
1991 | 6 | 8 | 0 | 0 | 0 | 0 | 0 | 0 | 0 | 0 | 0 | 0 | 0 | 0 | 0
1991 | 6 | 9 | 0 | 0 | 0 | 0 | 0 | 0 | 0 | 0 | 0 | 0 | 0 | 0 | 0
1991 | 6 | 10 | 0 | 0 | 0 | 0 | 0 | 0 | 0 | 0 | 0 | 0 | 0 | 0 | 0
1991 | 6 | 11 | 0 | 0 | 0 | 0 | 0 | 0 | 0 | 0 | 0 | 0 | 0 | 0 | 0
1991 | 6 | 12 | 0 | 0 | 0 | 0 | 0 | 0 | 0 | 0 | 0 | 0 | 0 | 0 | 0
1991 | 6 | 13 | 0 | 0 | 0 | 0 | 0 | 0 | 0 | 0 | 0 | 0 | 0 | 0 | 0
1991 | 6 | 14 | 0 | 0 | 0 | 0 | 0 | 0 | 0 | 0 | 0 | 0 | 0 | 0 | 0
1991 | 6 | 15 | 0 | 0 | 0 | 0 | 0 | 0 | 0 | 0 | 0 | 0 | 0 | 0 | 0
1991 | 6 | 16 | 0.01 | 0.01 | 0 | 0 | 0.01 | 0 | 0 | 0 | 0 | 0 | 0 | 0 | 0
1991 | 6 | 17 | 0 | 0 | 0 | 0 | 0 | 0 | 0 | 0 | 0 | 0 | 0 | 0 | 0
1991 | 6 | 18 | 0.1 | 0.1 | 0.05 | 0 | 0.1 | 0.05 | 0 | 0 | 0 | 0 | 0 | 0 | 0
1991 | 6 | 19 | 0 | 0 | 0 | 0 | 0 | 0 | 0 | 0 | 0 | 0 | 0 | 0 | 0
1991 | 6 | 20 | 0 | 0 | 0 | 0 | 0 | 0 | 0 | 0 | 0 | 0 | 0 | 0 | 0
1991 | 6 | 21 | 0 | 0 | 0 | 0 | 0 | 0 | 0 | 0 | 0 | 0 | 0 | 0 | 0
1991 | 6 | 22 | 0.34 | 0.34 | 0.29 | 0 | 0.34 | 0.29 | 0 | 0 | 0 | 0 | 0 | 0 | 0
1991 | 6 | 23 | 0.18 | 0.18 | 0.13 | 0 | 0.18 | 0.13 | 0 | 0 | 0 | 0 | 0 | 0 | 0
1991 | 6 | 24 | 0 | 0 | 0 | 0 | 0 | 0 | 0 | 0 | 0 | 0 | 0 | 0 | 0
1991 | 6 | 25 | 0 | 0 | 0 | 0 | 0 | 0 | 0 | 0 | 0 | 0 | 0 | 0 | 0
1991 | 6 | 26 | 0 | 0 | 0 | 0 | 0 | 0 | 0 | 0 | 0 | 0 | 0 | 0 | 0
1991 | 6 | 27 | 0 | 0 | 0 | 0 | 0 | 0 | 0 | 0 | 0 | 0 | 0 | 0 | 0
1991 | 6 | 28 | 0 | 0 | 0 | 0 | 0 | 0 | 0 | 0 | 0 | 0 | 0 | 0 | 0
1991 | 6 | 29 | 0 | 0 | 0 | 0 | 0 | 0 | 0 | 0 | 0 | 0 | 0 | 0 | 0
1991 | 6 | 30 | 0 | 0 | 0 | 0 | 0 | 0 | 0 | 0 | 0 | 0 | 0 | 0 | 0
1991 | 7 | 1 | 0 | 0 | 0 | 0 | 0 | 0 | 0 | 0 | 0 | 0 | 0 | 0 | 0
1991 | 7 | 2 | 0.04 | 0.04 | 0 | 0 | 0.04 | 0 | 0 | 0 | 0 | 0 | 0 | 0 | 0
1991 | 7 | 3 | 0.02 | 0.02 | 0 | 0 | 0.02 | 0 | 0 | 0 | 0 | 0 | 0 | 0 | 0
1991 | 7 | 4 | 0 | 0 | 0 | 0 | 0 | 0 | 0 | 0 | 0 | 0 | 0 | 0 | 0
1991 | 7 | 5 | 0.41 | 0.41 | 0.36 | 0 | 0.41 | 0.36 | 0 | 0 | 0 | 0 | 0 | 0 | 0
1991 | 7 | 6 | 0 | 0 | 0 | 0 | 0 | 0 | 0 | 0 | 0 | 0 | 0 | 0 | 0
1991 | 7 | 7 | 0.08 | 0.08 | 0.03 | 0 | 0.08 | 0.03 | 0 | 0 | 0 | 0 | 0 | 0 | 0
1991 | 7 | 8 | 0.96 | 0.96 | 0.91 | 0 | 0.96 | 0.91 | 0 | 0 | 0 | 0 | 0 | 0 | 0
1991 | 7 | 9 | 0 | 0 | 0 | 0 | 0 | 0 | 0 | 0 | 0 | 0 | 0 | 0 | 0
1991 | 7 | 10 | 0.01 | 0.01 | 0 | 0 | 0.01 | 0 | 0 | 0 | 0 | 0 | 0 | 0 | 0
1991 | 7 | 11 | 0 | 0 | 0 | 0 | 0 | 0 | 0 | 0 | 0 | 0 | 0 | 0 | 0
1991 | 7 | 12 | 0 | 0 | 0 | 0 | 0 | 0 | 0 | 0 | 0 | 0 | 0 | 0 | 0
1991 | 7 | 13 | 0 | 0 | 0 | 0 | 0 | 0 | 0 | 0 | 0 | 0 | 0 | 0 | 0
1991 | 7 | 14 | 0 | 0 | 0 | 0 | 0 | 0 | 0 | 0 | 0 | 0 | 0 | 0 | 0
1991 | 7 | 15 | 0 | 0 | 0 | 0 | 0 | 0 | 0 | 0 | 0 | 0 | 0 | 0 | 0
1991 | 7 | 16 | 0 | 0 | 0 | 0 | 0 | 0 | 0 | 0 | 0 | 0 | 0 | 0 | 0
1991 | 7 | 17 | 0 | 0 | 0 | 0 | 0 | 0 | 0 | 0 | 0 | 0 | 0 | 0 | 0
1991 | 7 | 18 | 0 | 0 | 0 | 0 | 0 | 0 | 0 | 0 | 0 | 0 | 0 | 0 | 0
1991 | 7 | 19 | 0 | 0 | 0 | 0 | 0 | 0 | 0 | 0 | 0 | 0 | 0 | 0 | 0
1991 | 7 | 20 | 0 | 0 | 0 | 0 | 0 | 0 | 0 | 0 | 0 | 0 | 0 | 0 | 0
1991 | 7 | 21 | 0.34 | 0.34 | 0.29 | 0 | 0.34 | 0.29 | 0 | 0 | 0 | 0 | 0 | 0 | 0
1991 | 7 | 22 | 0.05 | 0.05 | 0 | 0 | 0.05 | 0 | 0 | 0 | 0 | 0 | 0 | 0 | 0
1991 | 7 | 23 | 0.15 | 0.15 | 0.1 | 0 | 0.15 | 0.1 | 0 | 0 | 0 | 0 | 0 | 0 | 0
1991 | 7 | 24 | 0 | 0 | 0 | 0 | 0 | 0 | 0 | 0 | 0 | 0 | 0 | 0 | 0
1991 | 7 | 25 | 0.61 | 0.61 | 0.56 | 0 | 0.61 | 0.56 | 0 | 0 | 0 | 0 | 0 | 0 | 0
1991 | 7 | 26 | 0.46 | 0.46 | 0.41 | 0 | 0.46 | 0.41 | 0 | 0 | 0 | 0 | 0 | 0 | 0
1991 | 7 | 27 | 0.27 | 0.27 | 0.22 | 0 | 0.27 | 0.22 | 0 | 0 | 0 | 0 | 0 | 0 | 0
1991 | 7 | 28 | 0 | 0 | 0 | 0 | 0 | 0 | 0 | 0 | 0 | 0 | 0 | 0 | 0
1991 | 7 | 29 | 0.36 | 0.36 | 0.31 | 0 | 0.36 | 0.31 | 0 | 0 | 0 | 0 | 0 | 0 | 0
1991 | 7 | 30 | 0 | 0 | 0 | 0 | 0 | 0 | 0 | 0 | 0 | 0 | 0 | 0 | 0
1991 | 7 | 31 | 0 | 0 | 0 | 0 | 0 | 0 | 0 | 0 | 0 | 0 | 0 | 0 | 0
1991 | 8 | 1 | 0 | 0 | 0 | 0 | 0 | 0 | 0 | 0 | 0 | 0 | 0 | 0 | 0
1991 | 8 | 2 | 0 | 0 | 0 | 0 | 0 | 0 | 0 | 0 | 0 | 0 | 0 | 0 | 0
1991 | 8 | 3 | 0 | 0 | 0 | 0 | 0 | 0 | 0 | 0 | 0 | 0 | 0 | 0 | 0
1991 | 8 | 4 | 0 | 0 | 0 | 0 | 0 | 0 | 0 | 0 | 0 | 0 | 0 | 0 | 0
1991 | 8 | 5 | 0 | 0 | 0 | 0 | 0 | 0 | 0 | 0 | 0 | 0 | 0 | 0 | 0
1991 | 8 | 6 | 0 | 0 | 0 | 0 | 0 | 0 | 0 | 0 | 0 | 0 | 0 | 0 | 0
1991 | 8 | 7 | 0 | 0 | 0 | 0 | 0 | 0 | 0 | 0 | 0 | 0 | 0 | 0 | 0
1991 | 8 | 8 | 0 | 0 | 0 | 0 | 0 | 0 | 0 | 0 | 0 | 0 | 0 | 0 | 0
1991 | 8 | 9 | 1.35 | 1 | 0.95 | 0 | 1 | 0.95 | 0 | 0 | 0 | 0 | 0 | 0 | 0
1991 | 8 | 10 | 0.08 | 0.08 | 0.03 | 0 | 0.08 | 0.03 | 0 | 0 | 0 | 0 | 0 | 0 | 0
1991 | 8 | 11 | 0 | 0 | 0 | 0 | 0 | 0 | 0 | 0 | 0 | 0 | 0 | 0 | 0
1991 | 8 | 12 | 0 | 0 | 0 | 0 | 0 | 0 | 0 | 0 | 0 | 0 | 0 | 0 | 0
1991 | 8 | 13 | 0 | 0 | 0 | 0 | 0 | 0 | 0 | 0 | 0 | 0 | 0 | 0 | 0
1991 | 8 | 14 | 0 | 0 | 0 | 0 | 0 | 0 | 0 | 0 | 0 | 0 | 0 | 0 | 0
1991 | 8 | 15 | 0.01 | 0.01 | 0 | 0 | 0.01 | 0 | 0 | 0 | 0 | 0 | 0 | 0 | 0
1991 | 8 | 16 | 0 | 0 | 0 | 0 | 0 | 0 | 0 | 0 | 0 | 0 | 0 | 0 | 0
1991 | 8 | 17 | 0 | 0 | 0 | 0 | 0 | 0 | 0 | 0 | 0 | 0 | 0 | 0 | 0
1991 | 8 | 18 | 0.03 | 0.03 | 0 | 0 | 0.03 | 0 | 0 | 0 | 0 | 0 | 0 | 0 | 0
1991 | 8 | 19 | 0 | 0 | 0 | 0 | 0 | 0 | 0 | 0 | 0 | 0 | 0 | 0 | 0
1991 | 8 | 20 | 0.05 | 0.05 | 0 | 0 | 0.05 | 0 | 0 | 0 | 0 | 0 | 0 | 0 | 0
1991 | 8 | 21 | 0 | 0 | 0 | 0 | 0 | 0 | 0 | 0 | 0 | 0 | 0 | 0 | 0
1991 | 8 | 22 | 0 | 0 | 0 | 0 | 0 | 0 | 0 | 0 | 0 | 0 | 0 | 0 | 0
1991 | 8 | 23 | 0 | 0 | 0 | 0 | 0 | 0 | 0 | 0 | 0 | 0 | 0 | 0 | 0
1991 | 8 | 24 | 0 | 0 | 0 | 0 | 0 | 0 | 0 | 0 | 0 | 0 | 0 | 0 | 0
1991 | 8 | 25 | 0 | 0 | 0 | 0 | 0 | 0 | 0 | 0 | 0 | 0 | 0 | 0 | 0
1991 | 8 | 26 | 0 | 0 | 0 | 0 | 0 | 0 | 0 | 0 | 0 | 0 | 0 | 0 | 0
1991 | 8 | 27 | 0.51 | 0.51 | 0.46 | 0 | 0.51 | 0.46 | 0 | 0 | 0 | 0 | 0 | 0 | 0
1991 | 8 | 28 | 0 | 0 | 0 | 0 | 0 | 0 | 0 | 0 | 0 | 0 | 0 | 0 | 0
1991 | 8 | 29 | 0 | 0 | 0 | 0 | 0 | 0 | 0 | 0 | 0 | 0 | 0 | 0 | 0
1991 | 8 | 30 | 0 | 0 | 0 | 0 | 0 | 0 | 0 | 0 | 0 | 0 | 0 | 0 | 0
1991 | 8 | 31 | 0 | 0 | 0 | 0 | 0 | 0 | 0 | 0 | 0 | 0 | 0 | 0 | 0
1991 | 9 | 1 | 0 | 0 | 0 | 0 | 0 | 0 | 0 | 0 | 0 | 0 | 0 | 0 | 0
1991 | 9 | 2 | 0 | 0 | 0 | 0 | 0 | 0 | 0 | 0 | 0 | 0 | 0 | 0 | 0
1991 | 9 | 3 | 0 | 0 | 0 | 0 | 0 | 0 | 0 | 0 | 0 | 0 | 0 | 0 | 0
1991 | 9 | 4 | 0.91 | 0.91 | 0.86 | 0 | 0.91 | 0.86 | 0 | 0 | 0 | 0 | 0 | 0 | 0
1991 | 9 | 5 | 0.08 | 0.08 | 0.03 | 0 | 0.08 | 0.03 | 0 | 0 | 0 | 0 | 0 | 0 | 0
1991 | 9 | 6 | 0.36 | 0.36 | 0.31 | 0 | 0.36 | 0.31 | 0 | 0 | 0 | 0 | 0 | 0 | 0
1991 | 9 | 7 | 0 | 0 | 0 | 0 | 0 | 0 | 0 | 0 | 0 | 0 | 0 | 0 | 0
1991 | 9 | 8 | 0 | 0 | 0 | 0 | 0 | 0 | 0 | 0 | 0 | 0 | 0 | 0 | 0
1991 | 9 | 9 | 0 | 0 | 0 | 0 | 0 | 0 | 0 | 0 | 0 | 0 | 0 | 0 | 0
1991 | 9 | 10 | 0 | 0 | 0 | 0 | 0 | 0 | 0 | 0 | 0 | 0 | 0 | 0 | 0
1991 | 9 | 11 | 0 | 0 | 0 | 0 | 0 | 0 | 0 | 0 | 0 | 0 | 0 | 0 | 0
1991 | 9 | 12 | 0 | 0 | 0 | 0 | 0 | 0 | 0 | 0 | 0 | 0 | 0 | 0 | 0
1991 | 9 | 13 | 0 | 0 | 0 | 0 | 0 | 0 | 0 | 0 | 0 | 0 | 0 | 0 | 0
1991 | 9 | 14 | 0.05 | 0.05 | 0 | 0 | 0.05 | 0 | 0 | 0 | 0 | 0 | 0 | 0 | 0
1991 | 9 | 15 | 0 | 0 | 0 | 0 | 0 | 0 | 0 | 0 | 0 | 0 | 0 | 0 | 0
1991 | 9 | 16 | 0 | 0 | 0 | 0 | 0 | 0 | 0 | 0 | 0 | 0 | 0 | 0 | 0
1991 | 9 | 17 | 0.5 | 0.5 | 0.45 | 0 | 0.5 | 0.45 | 0 | 0 | 0 | 0 | 0 | 0 | 0
1991 | 9 | 18 | 0.15 | 0.15 | 0.1 | 0 | 0.15 | 0.1 | 0 | 0 | 0 | 0 | 0 | 0 | 0
1991 | 9 | 19 | 0.08 | 0.08 | 0.03 | 0 | 0.08 | 0.03 | 0 | 0 | 0 | 0 | 0 | 0 | 0
1991 | 9 | 20 | 0 | 0 | 0 | 0 | 0 | 0 | 0 | 0 | 0 | 0 | 0 | 0 | 0
1991 | 9 | 21 | 0 | 0 | 0 | 0 | 0 | 0 | 0 | 0 | 0 | 0 | 0 | 0 | 0
1991 | 9 | 22 | 0 | 0 | 0 | 0 | 0 | 0 | 0 | 0 | 0 | 0 | 0 | 0 | 0
1991 | 9 | 23 | 0.03 | 0.03 | 0 | 0 | 0.03 | 0 | 0 | 0 | 0 | 0 | 0 | 0 | 0
1991 | 9 | 24 | 0.84 | 0.84 | 0.79 | 0 | 0.84 | 0.79 | 0 | 0 | 0 | 0 | 0 | 0 | 0
1991 | 9 | 25 | 0.49 | 0.49 | 0.44 | 0 | 0.49 | 0.44 | 0 | 0 | 0 | 0 | 0 | 0 | 0
1991 | 9 | 26 | 0.01 | 0.01 | 0 | 0 | 0.01 | 0 | 0 | 0 | 0 | 0 | 0 | 0 | 0
1991 | 9 | 27 | 0 | 0 | 0 | 0 | 0 | 0 | 0 | 0 | 0 | 0 | 0 | 0 | 0
1991 | 9 | 28 | 0 | 0 | 0 | 0 | 0 | 0 | 0 | 0 | 0 | 0 | 0 | 0 | 0
1991 | 9 | 29 | 0 | 0 | 0 | 0 | 0 | 0 | 0 | 0 | 0 | 0 | 0 | 0 | 0
1991 | 9 | 30 | 0 | 0 | 0 | 0 | 0 | 0 | 0 | 0 | 0 | 0 | 0 | 0 | 0
1991 | 10 | 1 | 0 | 0 | 0 | 0 | 0 | 0 | 0 | 0 | 0 | 0 | 0 | 0 | 0
1991 | 10 | 2 | 0 | 0 | 0 | 0 | 0 | 0 | 0 | 0 | 0 | 0 | 0 | 0 | 0
1991 | 10 | 3 | 0.03 | 0.03 | 0 | 0 | 0.03 | 0 | 0 | 0 | 0 | 0 | 0 | 0 | 0
1991 | 10 | 4 | 0 | 0 | 0 | 0 | 0 | 0 | 0 | 0 | 0 | 0 | 0 | 0 | 0
1991 | 10 | 5 | 0 | 0 | 0 | 0 | 0 | 0 | 0 | 0 | 0 | 0 | 0 | 0 | 0
1991 | 10 | 6 | 0.35 | 0.35 | 0.3 | 0 | 0.35 | 0.3 | 0 | 0 | 0 | 0 | 0 | 0 | 0
1991 | 10 | 7 | 0 | 0 | 0 | 0 | 0 | 0 | 0 | 0 | 0 | 0 | 0 | 0 | 0
1991 | 10 | 8 | 0 | 0 | 0 | 0 | 0 | 0 | 0 | 0 | 0 | 0 | 0 | 0 | 0
1991 | 10 | 9 | 0 | 0 | 0 | 0 | 0 | 0 | 0 | 0 | 0 | 0 | 0 | 0 | 0
1991 | 10 | 10 | 0 | 0 | 0 | 0 | 0 | 0 | 0 | 0 | 0 | 0 | 0 | 0 | 0
1991 | 10 | 11 | 0.04 | 0.04 | 0 | 0 | 0.04 | 0 | 0 | 0 | 0 | 0 | 0 | 0 | 0
1991 | 10 | 12 | 0.03 | 0.03 | 0 | 0 | 0.03 | 0 | 0 | 0 | 0 | 0 | 0 | 0 | 0
1991 | 10 | 13 | 0 | 0 | 0 | 0 | 0 | 0 | 0 | 0 | 0 | 0 | 0 | 0 | 0
1991 | 10 | 14 | 0 | 0 | 0 | 0 | 0 | 0 | 0 | 0 | 0 | 0 | 0 | 0 | 0
1991 | 10 | 15 | 0.3 | 0.3 | 0.25 | 0 | 0.3 | 0.25 | 0 | 0 | 0 | 0 | 0 | 0 | 0
1991 | 10 | 16 | 0.04 | 0.04 | 0 | 0 | 0.04 | 0 | 0 | 0 | 0 | 0 | 0 | 0 | 0
1991 | 10 | 17 | 1.24 | 1 | 0.95 | 0 | 1 | 0.95 | 0 | 0 | 0 | 0 | 0 | 0 | 0
1991 | 10 | 18 | 0 | 0 | 0 | 0 | 0 | 0 | 0 | 0 | 0 | 0 | 0 | 0 | 0
1991 | 10 | 19 | 0 | 0 | 0 | 0 | 0 | 0 | 0 | 0 | 0 | 0 | 0 | 0 | 0
1991 | 10 | 20 | 0 | 0 | 0 | 0 | 0 | 0 | 0 | 0 | 0 | 0 | 0 | 0 | 0
1991 | 10 | 21 | 0 | 0 | 0 | 0 | 0 | 0 | 0 | 0 | 0 | 0 | 0 | 0 | 0
1991 | 10 | 22 | 0 | 0 | 0 | 0 | 0 | 0 | 0 | 0 | 0 | 0 | 0 | 0 | 0
1991 | 10 | 23 | 0 | 0 | 0 | 0 | 0 | 0 | 0 | 0 | 0 | 0 | 0 | 0 | 0
1991 | 10 | 24 | 0 | 0 | 0 | 0 | 0 | 0 | 0 | 0 | 0 | 0 | 0 | 0 | 0
1991 | 10 | 25 | 0 | 0 | 0 | 0 | 0 | 0 | 0 | 0 | 0 | 0 | 0 | 0 | 0
1991 | 10 | 26 | 0 | 0 | 0 | 0 | 0 | 0 | 0 | 0 | 0 | 0 | 0 | 0 | 0
1991 | 10 | 27 | 0 | 0 | 0 | 0 | 0 | 0 | 0 | 0 | 0 | 0 | 0 | 0 | 0
1991 | 10 | 28 | 0 | 0 | 0 | 0 | 0 | 0 | 0 | 0 | 0 | 0 | 0 | 0 | 0
1991 | 10 | 29 | 0 | 0 | 0 | 0 | 0 | 0 | 0 | 0 | 0 | 0 | 0 | 0 | 0
1991 | 10 | 30 | 0 | 0 | 0 | 0 | 0 | 0 | 0 | 0 | 0 | 0 | 0 | 0 | 0
1991 | 10 | 31 | 0 | 0 | 0 | 0 | 0 | 0 | 0 | 0 | 0 | 0 | 0 | 0 | 0
1991 | 11 | 1 | 0 | 0 | 0 | 0 | 0 | 0 | 0 | 0 | 0 | 0 | 0 | 0 | 0
1991 | 11 | 2 | 0 | 0 | 0 | 0 | 0 | 0 | 0 | 0 | 0 | 0 | 0 | 0 | 0
1991 | 11 | 3 | 0 | 0 | 0 | 0 | 0 | 0 | 0 | 0 | 0 | 0 | 0 | 0 | 0
1991 | 11 | 4 | 0 | 0 | 0 | 0 | 0 | 0 | 0 | 0 | 0 | 0 | 0 | 0 | 0
1991 | 11 | 5 | 0 | 0 | 0 | 0 | 0 | 0 | 0 | 0 | 0 | 0 | 0 | 0 | 0
1991 | 11 | 6 | 0 | 0 | 0 | 0 | 0 | 0 | 0 | 0 | 0 | 0 | 0 | 0 | 0
1991 | 11 | 7 | 0 | 0 | 0 | 0 | 0 | 0 | 0 | 0 | 0 | 0 | 0 | 0 | 0
1991 | 11 | 8 | 0 | 0 | 0 | 0 | 0 | 0 | 0 | 0 | 0 | 0 | 0 | 0 | 0
1991 | 11 | 9 | 0.01 | 0.01 | 0 | 0 | 0.01 | 0 | 0 | 0 | 0 | 0 | 0 | 0 | 0
1991 | 11 | 10 | 0.1 | 0.1 | 0.05 | 0 | 0.1 | 0.05 | 0 | 0 | 0 | 0 | 0 | 0 | 0
1991 | 11 | 11 | 0.01 | 0.01 | 0 | 0 | 0.01 | 0 | 0 | 0 | 0 | 0 | 0 | 0 | 0
1991 | 11 | 12 | 0.11 | 0.11 | 0.06 | 0 | 0.11 | 0.06 | 0 | 0 | 0 | 0 | 0 | 0 | 0
1991 | 11 | 13 | 0 | 0 | 0 | 0 | 0 | 0 | 0 | 0 | 0 | 0 | 0 | 0 | 0
1991 | 11 | 14 | 0 | 0 | 0 | 0 | 0 | 0 | 0 | 0 | 0 | 0 | 0 | 0 | 0
1991 | 11 | 15 | 0 | 0 | 0 | 0 | 0 | 0 | 0 | 0 | 0 | 0 | 0 | 0 | 0
1991 | 11 | 16 | 0 | 0 | 0 | 0 | 0 | 0 | 0 | 0 | 0 | 0 | 0 | 0 | 0
1991 | 11 | 17 | 0 | 0 | 0 | 0 | 0 | 0 | 0 | 0 | 0 | 0 | 0 | 0 | 0
1991 | 11 | 18 | 0 | 0 | 0 | 0 | 0 | 0 | 0 | 0 | 0 | 0 | 0 | 0 | 0
1991 | 11 | 19 | 0 | 0 | 0 | 0 | 0 | 0 | 0 | 0 | 0 | 0 | 0 | 0 | 0
1991 | 11 | 20 | 0 | 0 | 0 | 0 | 0 | 0 | 0 | 0 | 0 | 0 | 0 | 0 | 0
1991 | 11 | 21 | 0.01 | 0.01 | 0 | 0 | 0.01 | 0 | 0 | 0 | 0 | 0 | 0 | 0 | 0
1991 | 11 | 22 | 0.5 | 0.5 | 0.45 | 0 | 0.5 | 0.45 | 0 | 0 | 0 | 0 | 0 | 0 | 0
1991 | 11 | 23 | 0 | 0 | 0 | 0 | 0 | 0 | 0 | 0 | 0 | 0 | 0 | 0 | 0
1991 | 11 | 24 | 0 | 0 | 0 | 0 | 0 | 0 | 0 | 0 | 0 | 0 | 0 | 0 | 0
1991 | 11 | 25 | 0 | 0 | 0 | 0 | 0 | 0 | 0 | 0 | 0 | 0 | 0 | 0 | 0
1991 | 11 | 26 | 0 | 0 | 0 | 0 | 0 | 0 | 0 | 0 | 0 | 0 | 0 | 0 | 0
1991 | 11 | 27 | 0 | 0 | 0 | 0 | 0 | 0 | 0 | 0 | 0 | 0 | 0 | 0 | 0
1991 | 11 | 28 | 0 | 0 | 0 | 0 | 0 | 0 | 0 | 0 | 0 | 0 | 0 | 0 | 0
1991 | 11 | 29 | 0 | 0 | 0 | 0 | 0 | 0 | 0 | 0 | 0 | 0 | 0 | 0 | 0
1991 | 11 | 30 | 0.11 | 0.11 | 0.06 | 0 | 0.11 | 0.06 | 0 | 0 | 0 | 0 | 0 | 0 | 0
1991 | 12 | 1 | 0.87 | 0.87 | 0.82 | 0 | 0.87 | 0.82 | 0 | 0 | 0 | 0 | 0 | 0 | 0
1991 | 12 | 2 | 0.76 | 0.76 | 0.71 | 0 | 0.76 | 0.71 | 0 | 0 | 0 | 0 | 0 | 0 | 0
1991 | 12 | 3 | 0.88 | 0.88 | 0.83 | 0 | 0.88 | 0.83 | 0 | 0 | 0 | 0 | 0 | 0 | 0
1991 | 12 | 4 | 0 | 0 | 0 | 0 | 0 | 0 | 0 | 0 | 0 | 0 | 0 | 0 | 0
1991 | 12 | 5 | 0 | 0 | 0 | 0 | 0 | 0 | 0 | 0 | 0 | 0 | 0 | 0 | 0
1991 | 12 | 6 | 0 | 0 | 0 | 0 | 0 | 0 | 0 | 0 | 0 | 0 | 0 | 0 | 0
1991 | 12 | 7 | 0 | 0 | 0 | 0 | 0 | 0 | 0 | 0 | 0 | 0 | 0 | 0 | 0
1991 | 12 | 8 | 0 | 0 | 0 | 0 | 0 | 0 | 0 | 0 | 0 | 0 | 0 | 0 | 0
1991 | 12 | 9 | 1.02 | 1 | 0.95 | 0 | 1 | 0.95 | 0 | 0 | 0 | 0 | 0 | 0 | 0
1991 | 12 | 10 | 0.05 | 0.05 | 0 | 0 | 0.05 | 0 | 0 | 0 | 0 | 0 | 0 | 0 | 0
1991 | 12 | 11 | 0 | 0 | 0 | 0 | 0 | 0 | 0 | 0 | 0 | 0 | 0 | 0 | 0
1991 | 12 | 12 | 0 | 0 | 0 | 0 | 0 | 0 | 0 | 0 | 0 | 0 | 0 | 0 | 0
1991 | 12 | 13 | 0.03 | 0.03 | 0 | 0 | 0.03 | 0 | 0 | 0 | 0 | 0 | 0 | 0 | 0
1991 | 12 | 14 | 0.11 | 0.11 | 0.06 | 0 | 0.11 | 0.06 | 0 | 0 | 0 | 0 | 0 | 0 | 0
1991 | 12 | 15 | 0 | 0 | 0 | 0 | 0 | 0 | 0 | 0 | 0 | 0 | 0 | 0 | 0
1991 | 12 | 16 | 0 | 0 | 0 | 0 | 0 | 0 | 0 | 0 | 0 | 0 | 0 | 0 | 0
1991 | 12 | 17 | 0 | 0 | 0 | 0 | 0 | 0 | 0 | 0 | 0 | 0 | 0 | 0 | 0
1991 | 12 | 18 | 0 | 0 | 0 | 0 | 0 | 0 | 0 | 0 | 0 | 0 | 0 | 0 | 0
1991 | 12 | 19 | 0 | 0 | 0 | 0 | 0 | 0 | 0 | 0 | 0 | 0 | 0 | 0 | 0
1991 | 12 | 20 | 0 | 0 | 0 | 0 | 0 | 0 | 0 | 0 | 0 | 0 | 0 | 0 | 0
1991 | 12 | 21 | 0 | 0 | 0 | 0 | 0 | 0 | 0 | 0 | 0 | 0 | 0 | 0 | 0
1991 | 12 | 22 | 0 | 0 | 0 | 0 | 0 | 0 | 0 | 0 | 0 | 0 | 0 | 0 | 0
1991 | 12 | 23 | 0.25 | 0.25 | 0.2 | 0 | 0.25 | 0.2 | 0 | 0 | 0 | 0 | 0 | 0 | 0
1991 | 12 | 24 | 0.01 | 0.01 | 0 | 0 | 0.01 | 0 | 0 | 0 | 0 | 0 | 0 | 0 | 0
1991 | 12 | 25 | 0 | 0 | 0 | 0 | 0 | 0 | 0 | 0 | 0 | 0 | 0 | 0 | 0
1991 | 12 | 26 | 0 | 0 | 0 | 0 | 0 | 0 | 0 | 0 | 0 | 0 | 0 | 0 | 0
1991 | 12 | 27 | 0 | 0 | 0 | 0 | 0 | 0 | 0 | 0 | 0 | 0 | 0 | 0 | 0
1991 | 12 | 28 | 0.47 | 0.47 | 0.42 | 0 | 0.47 | 0.42 | 0 | 0 | 0 | 0 | 0 | 0 | 0
1991 | 12 | 29 | 0.62 | 0.62 | 0.57 | 0 | 0.62 | 0.57 | 0 | 0 | 0 | 0 | 0 | 0 | 0
1991 | 12 | 30 | 0 | 0 | 0 | 0 | 0 | 0 | 0 | 0 | 0 | 0 | 0 | 0 | 0
1991 | 12 | 31 | 0 | 0 | 0 | 0 | 0 | 0 | 0 | 0 | 0 | 0 | 0 | 0 | 0
1992 | 1 | 1 | 0 | 0 | 0 | 0 | 0 | 0 | 0 | 0 | 0 | 0 | 0 | 0 | 0
1992 | 1 | 2 | 0.01 | 0.01 | 0 | 0 | 0.01 | 0 | 0 | 0 | 0 | 0 | 0 | 0 | 0
1992 | 1 | 3 | 0.06 | 0.06 | 0.01 | 0 | 0.06 | 0.01 | 0 | 0 | 0 | 0 | 0 | 0 | 0
1992 | 1 | 4 | 1.84 | 1 | 0.95 | 0 | 1 | 0.95 | 0 | 0 | 0 | 0 | 0 | 0 | 0
1992 | 1 | 5 | 0 | 0 | 0 | 0 | 0 | 0 | 0 | 0 | 0 | 0 | 0 | 0 | 0
1992 | 1 | 6 | 0 | 0 | 0 | 0 | 0 | 0 | 0 | 0 | 0 | 0 | 0 | 0 | 0
1992 | 1 | 7 | 0 | 0 | 0 | 0 | 0 | 0 | 0 | 0 | 0 | 0 | 0 | 0 | 0
1992 | 1 | 8 | 0 | 0 | 0 | 0 | 0 | 0 | 0 | 0 | 0 | 0 | 0 | 0 | 0
1992 | 1 | 9 | 0.09 | 0.09 | 0.04 | 0 | 0.09 | 0.04 | 0 | 0 | 0 | 0 | 0 | 0 | 0
1992 | 1 | 10 | 0 | 0 | 0 | 0 | 0 | 0 | 0 | 0 | 0 | 0 | 0 | 0 | 0
1992 | 1 | 11 | 0 | 0 | 0 | 0 | 0 | 0 | 0 | 0 | 0 | 0 | 0 | 0 | 0
1992 | 1 | 12 | 0 | 0 | 0 | 0 | 0 | 0 | 0 | 0 | 0 | 0 | 0 | 0 | 0
1992 | 1 | 13 | 0 | 0 | 0 | 0 | 0 | 0 | 0 | 0 | 0 | 0 | 0 | 0 | 0
1992 | 1 | 14 | 0.31 | 0.31 | 0.26 | 0 | 0.31 | 0.26 | 0 | 0 | 0 | 0 | 0 | 0 | 0
1992 | 1 | 15 | 0 | 0 | 0 | 0 | 0 | 0 | 0 | 0 | 0 | 0 | 0 | 0 | 0
1992 | 1 | 16 | 0.02 | 0.02 | 0 | 0 | 0.02 | 0 | 0 | 0 | 0 | 0 | 0 | 0 | 0
1992 | 1 | 17 | 0 | 0 | 0 | 0 | 0 | 0 | 0 | 0 | 0 | 0 | 0 | 0 | 0
1992 | 1 | 18 | 0 | 0 | 0 | 0 | 0 | 0 | 0 | 0 | 0 | 0 | 0 | 0 | 0
1992 | 1 | 19 | 0 | 0 | 0 | 0 | 0 | 0 | 0 | 0 | 0 | 0 | 0 | 0 | 0
1992 | 1 | 20 | 0 | 0 | 0 | 0 | 0 | 0 | 0 | 0 | 0 | 0 | 0 | 0 | 0
1992 | 1 | 21 | 0 | 0 | 0 | 0 | 0 | 0 | 0 | 0 | 0 | 0 | 0 | 0 | 0
1992 | 1 | 22 | 0 | 0 | 0 | 0 | 0 | 0 | 0 | 0 | 0 | 0 | 0 | 0 | 0
1992 | 1 | 23 | 0.3 | 0.3 | 0.25 | 0 | 0.3 | 0.25 | 0 | 0 | 0 | 0 | 0 | 0 | 0
1992 | 1 | 24 | 0 | 0 | 0 | 0 | 0 | 0 | 0 | 0 | 0 | 0 | 0 | 0 | 0
1992 | 1 | 25 | 0.15 | 0.15 | 0.1 | 0 | 0.15 | 0.1 | 0 | 0 | 0 | 0 | 0 | 0 | 0
1992 | 1 | 26 | 0 | 0 | 0 | 0 | 0 | 0 | 0 | 0 | 0 | 0 | 0 | 0 | 0
1992 | 1 | 27 | 0 | 0 | 0 | 0 | 0 | 0 | 0 | 0 | 0 | 0 | 0 | 0 | 0
1992 | 1 | 28 | 0 | 0 | 0 | 0 | 0 | 0 | 0 | 0 | 0 | 0 | 0 | 0 | 0
1992 | 1 | 29 | 0 | 0 | 0 | 0 | 0 | 0 | 0 | 0 | 0 | 0 | 0 | 0 | 0
1992 | 1 | 30 | 0 | 0 | 0 | 0 | 0 | 0 | 0 | 0 | 0 | 0 | 0 | 0 | 0
1992 | 1 | 31 | 0 | 0 | 0 | 0 | 0 | 0 | 0 | 0 | 0 | 0 | 0 | 0 | 0
1992 | 2 | 1 | 0 | 0 | 0 | 0 | 0 | 0 | 0 | 0 | 0 | 0 | 0 | 0 | 0
1992 | 2 | 2 | 0 | 0 | 0 | 0 | 0 | 0 | 0 | 0 | 0 | 0 | 0 | 0 | 0
1992 | 2 | 3 | 0 | 0 | 0 | 0 | 0 | 0 | 0 | 0 | 0 | 0 | 0 | 0 | 0
1992 | 2 | 4 | 0 | 0 | 0 | 0 | 0 | 0 | 0 | 0 | 0 | 0 | 0 | 0 | 0
1992 | 2 | 5 | 0 | 0 | 0 | 0 | 0 | 0 | 0 | 0 | 0 | 0 | 0 | 0 | 0
1992 | 2 | 6 | 0 | 0 | 0 | 0 | 0 | 0 | 0 | 0 | 0 | 0 | 0 | 0 | 0
1992 | 2 | 7 | 0 | 0 | 0 | 0 | 0 | 0 | 0 | 0 | 0 | 0 | 0 | 0 | 0
1992 | 2 | 8 | 0.04 | 0.04 | 0 | 0 | 0.04 | 0 | 0 | 0 | 0 | 0 | 0 | 0 | 0
1992 | 2 | 9 | 0 | 0 | 0 | 0 | 0 | 0 | 0 | 0 | 0 | 0 | 0 | 0 | 0
1992 | 2 | 10 | 0 | 0 | 0 | 0 | 0 | 0 | 0 | 0 | 0 | 0 | 0 | 0 | 0
1992 | 2 | 11 | 0 | 0 | 0 | 0 | 0 | 0 | 0 | 0 | 0 | 0 | 0 | 0 | 0
1992 | 2 | 12 | 0 | 0 | 0 | 0 | 0 | 0 | 0 | 0 | 0 | 0 | 0 | 0 | 0
1992 | 2 | 13 | 0.28 | 0.28 | 0.23 | 0 | 0.28 | 0.23 | 0 | 0 | 0 | 0 | 0 | 0 | 0
1992 | 2 | 14 | 0 | 0 | 0 | 0 | 0 | 0 | 0 | 0 | 0 | 0 | 0 | 0 | 0
1992 | 2 | 15 | 0.66 | 0.66 | 0.61 | 0 | 0.66 | 0.61 | 0 | 0 | 0 | 0 | 0 | 0 | 0
1992 | 2 | 16 | 0 | 0 | 0 | 0 | 0 | 0 | 0 | 0 | 0 | 0 | 0 | 0 | 0
1992 | 2 | 17 | 0 | 0 | 0 | 0 | 0 | 0 | 0 | 0 | 0 | 0 | 0 | 0 | 0
1992 | 2 | 18 | 0.31 | 0.31 | 0.26 | 0 | 0.31 | 0.26 | 0 | 0 | 0 | 0 | 0 | 0 | 0
1992 | 2 | 19 | 0 | 0 | 0 | 0 | 0 | 0 | 0 | 0 | 0 | 0 | 0 | 0 | 0
1992 | 2 | 20 | 0 | 0 | 0 | 0 | 0 | 0 | 0 | 0 | 0 | 0 | 0 | 0 | 0
1992 | 2 | 21 | 0 | 0 | 0 | 0 | 0 | 0 | 0 | 0 | 0 | 0 | 0 | 0 | 0
1992 | 2 | 22 | 0 | 0 | 0 | 0 | 0 | 0 | 0 | 0 | 0 | 0 | 0 | 0 | 0
1992 | 2 | 23 | 0 | 0 | 0 | 0 | 0 | 0 | 0 | 0 | 0 | 0 | 0 | 0 | 0
1992 | 2 | 24 | 0.15 | 0.15 | 0.1 | 0 | 0.15 | 0.1 | 0 | 0 | 0 | 0 | 0 | 0 | 0
1992 | 2 | 25 | 0.36 | 0.36 | 0.31 | 0 | 0.36 | 0.31 | 0 | 0 | 0 | 0 | 0 | 0 | 0
1992 | 2 | 26 | 0.43 | 0.43 | 0.38 | 0 | 0.43 | 0.38 | 0 | 0 | 0 | 0 | 0 | 0 | 0
1992 | 2 | 27 | 0 | 0 | 0 | 0 | 0 | 0 | 0 | 0 | 0 | 0 | 0 | 0 | 0
1992 | 2 | 28 | 0 | 0 | 0 | 0 | 0 | 0 | 0 | 0 | 0 | 0 | 0 | 0 | 0
1992 | 2 | 29 | 0 | 0 | 0 | 0 | 0 | 0 | 0 | 0 | 0 | 0 | 0 | 0 | 0
1992 | 3 | 1 | 0 | 0 | 0 | 0 | 0 | 0 | 0 | 0 | 0 | 0 | 0 | 0 | 0
1992 | 3 | 2 | 0 | 0 | 0 | 0 | 0 | 0 | 0 | 0 | 0 | 0 | 0 | 0 | 0
1992 | 3 | 3 | 0 | 0 | 0 | 0 | 0 | 0 | 0 | 0 | 0 | 0 | 0 | 0 | 0
1992 | 3 | 4 | 0 | 0 | 0 | 0 | 0 | 0 | 0 | 0 | 0 | 0 | 0 | 0 | 0
1992 | 3 | 5 | 0 | 0 | 0 | 0 | 0 | 0 | 0 | 0 | 0 | 0 | 0 | 0 | 0
1992 | 3 | 6 | 0.32 | 0.32 | 0.27 | 0 | 0.32 | 0.27 | 0 | 0 | 0 | 0 | 0 | 0 | 0
1992 | 3 | 7 | 0.38 | 0.38 | 0.33 | 0 | 0.38 | 0.33 | 0 | 0 | 0 | 0 | 0 | 0 | 0
1992 | 3 | 8 | 0 | 0 | 0 | 0 | 0 | 0 | 0 | 0 | 0 | 0 | 0 | 0 | 0
1992 | 3 | 9 | 0 | 0 | 0 | 0 | 0 | 0 | 0 | 0 | 0 | 0 | 0 | 0 | 0
1992 | 3 | 10 | 0.37 | 0.37 | 0.32 | 0 | 0.37 | 0.32 | 0 | 0 | 0 | 0 | 0 | 0 | 0
1992 | 3 | 11 | 0.26 | 0.26 | 0.21 | 0 | 0.26 | 0.21 | 0 | 0 | 0 | 0 | 0 | 0 | 0
1992 | 3 | 12 | 0 | 0 | 0 | 0 | 0 | 0 | 0 | 0 | 0 | 0 | 0 | 0 | 0
1992 | 3 | 13 | 0 | 0 | 0 | 0 | 0 | 0 | 0 | 0 | 0 | 0 | 0 | 0 | 0
1992 | 3 | 14 | 0 | 0 | 0 | 0 | 0 | 0 | 0 | 0 | 0 | 0 | 0 | 0 | 0
1992 | 3 | 15 | 0 | 0 | 0 | 0 | 0 | 0 | 0 | 0 | 0 | 0 | 0 | 0 | 0
1992 | 3 | 16 | 0 | 0 | 0 | 0 | 0 | 0 | 0 | 0 | 0 | 0 | 0 | 0 | 0
1992 | 3 | 17 | 0 | 0 | 0 | 0 | 0 | 0 | 0 | 0 | 0 | 0 | 0 | 0 | 0
1992 | 3 | 18 | 0.29 | 0.29 | 0.24 | 0 | 0.29 | 0.24 | 0 | 0 | 0 | 0 | 0 | 0 | 0
1992 | 3 | 19 | 0.13 | 0.13 | 0.08 | 0 | 0.13 | 0.08 | 0 | 0 | 0 | 0 | 0 | 0 | 0
1992 | 3 | 20 | 0 | 0 | 0 | 0 | 0 | 0 | 0 | 0 | 0 | 0 | 0 | 0 | 0
1992 | 3 | 21 | 0 | 0 | 0 | 0 | 0 | 0 | 0 | 0 | 0 | 0 | 0 | 0 | 0
1992 | 3 | 22 | 0.12 | 0.12 | 0.07 | 0 | 0.12 | 0.07 | 0 | 0 | 0 | 0 | 0 | 0 | 0
1992 | 3 | 23 | 0 | 0 | 0 | 0 | 0 | 0 | 0 | 0 | 0 | 0 | 0 | 0 | 0
1992 | 3 | 24 | 0 | 0 | 0 | 0 | 0 | 0 | 0 | 0 | 0 | 0 | 0 | 0 | 0
1992 | 3 | 25 | 0.02 | 0.02 | 0 | 0 | 0.02 | 0 | 0 | 0 | 0 | 0 | 0 | 0 | 0
1992 | 3 | 26 | 1.5 | 1 | 0.95 | 0 | 1 | 0.95 | 0 | 0 | 0 | 0 | 0 | 0 | 0
1992 | 3 | 27 | 0.01 | 0.01 | 0 | 0 | 0.01 | 0 | 0 | 0 | 0 | 0 | 0 | 0 | 0
1992 | 3 | 28 | 0 | 0 | 0 | 0 | 0 | 0 | 0 | 0 | 0 | 0 | 0 | 0 | 0
1992 | 3 | 29 | 0 | 0 | 0 | 0 | 0 | 0 | 0 | 0 | 0 | 0 | 0 | 0 | 0
1992 | 3 | 30 | 0.06 | 0.06 | 0.01 | 0 | 0.06 | 0.01 | 0 | 0 | 0 | 0 | 0 | 0 | 0
1992 | 3 | 31 | 0.02 | 0.02 | 0 | 0 | 0.02 | 0 | 0 | 0 | 0 | 0 | 0 | 0 | 0
1992 | 4 | 1 | 0.06 | 0.06 | 0.01 | 0 | 0.06 | 0.01 | 0 | 0 | 0 | 0 | 0 | 0 | 0
1992 | 4 | 2 | 0 | 0 | 0 | 0 | 0 | 0 | 0 | 0 | 0 | 0 | 0 | 0 | 0
1992 | 4 | 3 | 0 | 0 | 0 | 0 | 0 | 0 | 0 | 0 | 0 | 0 | 0 | 0 | 0
1992 | 4 | 4 | 0 | 0 | 0 | 0 | 0 | 0 | 0 | 0 | 0 | 0 | 0 | 0 | 0
1992 | 4 | 5 | 0 | 0 | 0 | 0 | 0 | 0 | 0 | 0 | 0 | 0 | 0 | 0 | 0
1992 | 4 | 6 | 0 | 0 | 0 | 0 | 0 | 0 | 0 | 0 | 0 | 0 | 0 | 0 | 0
1992 | 4 | 7 | 0 | 0 | 0 | 0 | 0 | 0 | 0 | 0 | 0 | 0 | 0 | 0 | 0
1992 | 4 | 8 | 0 | 0 | 0 | 0 | 0 | 0 | 0 | 0 | 0 | 0 | 0 | 0 | 0
1992 | 4 | 9 | 0.08 | 0.08 | 0.03 | 0 | 0.08 | 0.03 | 0 | 0 | 0 | 0 | 0 | 0 | 0
1992 | 4 | 10 | 0.01 | 0.01 | 0 | 0 | 0.01 | 0 | 0 | 0 | 0 | 0 | 0 | 0 | 0
1992 | 4 | 11 | 0 | 0 | 0 | 0 | 0 | 0 | 0 | 0 | 0 | 0 | 0 | 0 | 0
1992 | 4 | 12 | 0 | 0 | 0 | 0 | 0 | 0 | 0 | 0 | 0 | 0 | 0 | 0 | 0
1992 | 4 | 13 | 0 | 0 | 0 | 0 | 0 | 0 | 0 | 0 | 0 | 0 | 0 | 0 | 0
1992 | 4 | 14 | 0 | 0 | 0 | 0 | 0 | 0 | 0 | 0 | 0 | 0 | 0 | 0 | 0
1992 | 4 | 15 | 0 | 0 | 0 | 0 | 0 | 0 | 0 | 0 | 0 | 0 | 0 | 0 | 0
1992 | 4 | 16 | 0.08 | 0.08 | 0.03 | 0 | 0.08 | 0.03 | 0 | 0 | 0 | 0 | 0 | 0 | 0
1992 | 4 | 17 | 0.01 | 0.01 | 0 | 0 | 0.01 | 0 | 0 | 0 | 0 | 0 | 0 | 0 | 0
1992 | 4 | 18 | 0.09 | 0.09 | 0.04 | 0 | 0.09 | 0.04 | 0 | 0 | 0 | 0 | 0 | 0 | 0
1992 | 4 | 19 | 0 | 0 | 0 | 0 | 0 | 0 | 0 | 0 | 0 | 0 | 0 | 0 | 0
1992 | 4 | 20 | 0 | 0 | 0 | 0 | 0 | 0 | 0 | 0 | 0 | 0 | 0 | 0 | 0
1992 | 4 | 21 | 1.03 | 1 | 0.95 | 0 | 1 | 0.95 | 0 | 0 | 0 | 0 | 0 | 0 | 0
1992 | 4 | 22 | 0.25 | 0.25 | 0.2 | 0 | 0.25 | 0.2 | 0 | 0 | 0 | 0 | 0 | 0 | 0
1992 | 4 | 23 | 0 | 0 | 0 | 0 | 0 | 0 | 0 | 0 | 0 | 0 | 0 | 0 | 0
1992 | 4 | 24 | 0.32 | 0.32 | 0.27 | 0 | 0.32 | 0.27 | 0 | 0 | 0 | 0 | 0 | 0 | 0
1992 | 4 | 25 | 0 | 0 | 0 | 0 | 0 | 0 | 0 | 0 | 0 | 0 | 0 | 0 | 0
1992 | 4 | 26 | 0.6 | 0.6 | 0.55 | 0 | 0.6 | 0.55 | 0 | 0 | 0 | 0 | 0 | 0 | 0
1992 | 4 | 27 | 0 | 0 | 0 | 0 | 0 | 0 | 0 | 0 | 0 | 0 | 0 | 0 | 0
1992 | 4 | 28 | 0 | 0 | 0 | 0 | 0 | 0 | 0 | 0 | 0 | 0 | 0 | 0 | 0
1992 | 4 | 29 | 0 | 0 | 0 | 0 | 0 | 0 | 0 | 0 | 0 | 0 | 0 | 0 | 0
1992 | 4 | 30 | 0.02 | 0.02 | 0 | 0 | 0.02 | 0 | 0 | 0 | 0 | 0 | 0 | 0 | 0
1992 | 5 | 1 | 0 | 0 | 0 | 0 | 0 | 0 | 0 | 0 | 0 | 0 | 0 | 0 | 0
1992 | 5 | 2 | 0 | 0 | 0 | 0 | 0 | 0 | 0 | 0 | 0 | 0 | 0 | 0 | 0
1992 | 5 | 3 | 0 | 0 | 0 | 0 | 0 | 0 | 0 | 0 | 0 | 0 | 0 | 0 | 0
1992 | 5 | 4 | 0 | 0 | 0 | 0 | 0 | 0 | 0 | 0 | 0 | 0 | 0 | 0 | 0
1992 | 5 | 5 | 0.01 | 0.01 | 0 | 0 | 0.01 | 0 | 0 | 0 | 0 | 0 | 0 | 0 | 0
1992 | 5 | 6 | 0 | 0 | 0 | 0 | 0 | 0 | 0 | 0 | 0 | 0 | 0 | 0 | 0
1992 | 5 | 7 | 0.01 | 0.01 | 0 | 0 | 0.01 | 0 | 0 | 0 | 0 | 0 | 0 | 0 | 0
1992 | 5 | 8 | 0.71 | 0.71 | 0.66 | 0 | 0.71 | 0.66 | 0 | 0 | 0 | 0 | 0 | 0 | 0
1992 | 5 | 9 | 0 | 0 | 0 | 0 | 0 | 0 | 0 | 0 | 0 | 0 | 0 | 0 | 0
1992 | 5 | 10 | 0 | 0 | 0 | 0 | 0 | 0 | 0 | 0 | 0 | 0 | 0 | 0 | 0
1992 | 5 | 11 | 0 | 0 | 0 | 0 | 0 | 0 | 0 | 0 | 0 | 0 | 0 | 0 | 0
1992 | 5 | 12 | 0 | 0 | 0 | 0 | 0 | 0 | 0 | 0 | 0 | 0 | 0 | 0 | 0
1992 | 5 | 13 | 0 | 0 | 0 | 0 | 0 | 0 | 0 | 0 | 0 | 0 | 0 | 0 | 0
1992 | 5 | 14 | 0 | 0 | 0 | 0 | 0 | 0 | 0 | 0 | 0 | 0 | 0 | 0 | 0
1992 | 5 | 15 | 0.38 | 0.38 | 0.33 | 0 | 0.38 | 0.33 | 0 | 0 | 0 | 0 | 0 | 0 | 0
1992 | 5 | 16 | 0 | 0 | 0 | 0 | 0 | 0 | 0 | 0 | 0 | 0 | 0 | 0 | 0
1992 | 5 | 17 | 0 | 0 | 0 | 0 | 0 | 0 | 0 | 0 | 0 | 0 | 0 | 0 | 0
1992 | 5 | 18 | 0.25 | 0.25 | 0.2 | 0 | 0.25 | 0.2 | 0 | 0 | 0 | 0 | 0 | 0 | 0
1992 | 5 | 19 | 0 | 0 | 0 | 0 | 0 | 0 | 0 | 0 | 0 | 0 | 0 | 0 | 0
1992 | 5 | 20 | 0 | 0 | 0 | 0 | 0 | 0 | 0 | 0 | 0 | 0 | 0 | 0 | 0
1992 | 5 | 21 | 0 | 0 | 0 | 0 | 0 | 0 | 0 | 0 | 0 | 0 | 0 | 0 | 0
1992 | 5 | 22 | 0 | 0 | 0 | 0 | 0 | 0 | 0 | 0 | 0 | 0 | 0 | 0 | 0
1992 | 5 | 23 | 0 | 0 | 0 | 0 | 0 | 0 | 0 | 0 | 0 | 0 | 0 | 0 | 0
1992 | 5 | 24 | 0.25 | 0.25 | 0.2 | 0 | 0.25 | 0.2 | 0 | 0 | 0 | 0 | 0 | 0 | 0
1992 | 5 | 25 | 0 | 0 | 0 | 0 | 0 | 0 | 0 | 0 | 0 | 0 | 0 | 0 | 0
1992 | 5 | 26 | 0.23 | 0.23 | 0.18 | 0 | 0.23 | 0.18 | 0 | 0 | 0 | 0 | 0 | 0 | 0
1992 | 5 | 27 | 0 | 0 | 0 | 0 | 0 | 0 | 0 | 0 | 0 | 0 | 0 | 0 | 0
1992 | 5 | 28 | 0 | 0 | 0 | 0 | 0 | 0 | 0 | 0 | 0 | 0 | 0 | 0 | 0
1992 | 5 | 29 | 0 | 0 | 0 | 0 | 0 | 0 | 0 | 0 | 0 | 0 | 0 | 0 | 0
1992 | 5 | 30 | 0.93 | 0.93 | 0.88 | 0 | 0.93 | 0.88 | 0 | 0 | 0 | 0 | 0 | 0 | 0
1992 | 5 | 31 | 0.64 | 0.64 | 0.59 | 0 | 0.64 | 0.59 | 0 | 0 | 0 | 0 | 0 | 0 | 0
1992 | 6 | 1 | 0 | 0 | 0 | 0 | 0 | 0 | 0 | 0 | 0 | 0 | 0 | 0 | 0
1992 | 6 | 2 | 0 | 0 | 0 | 0 | 0 | 0 | 0 | 0 | 0 | 0 | 0 | 0 | 0
1992 | 6 | 3 | 0 | 0 | 0 | 0 | 0 | 0 | 0 | 0 | 0 | 0 | 0 | 0 | 0
1992 | 6 | 4 | 0.08 | 0.08 | 0.03 | 0 | 0.08 | 0.03 | 0 | 0 | 0 | 0 | 0 | 0 | 0
1992 | 6 | 5 | 0.55 | 0.55 | 0.5 | 0 | 0.55 | 0.5 | 0 | 0 | 0 | 0 | 0 | 0 | 0
1992 | 6 | 6 | 0 | 0 | 0 | 0 | 0 | 0 | 0 | 0 | 0 | 0 | 0 | 0 | 0
1992 | 6 | 7 | 0 | 0 | 0 | 0 | 0 | 0 | 0 | 0 | 0 | 0 | 0 | 0 | 0
1992 | 6 | 8 | 0.04 | 0.04 | 0 | 0 | 0.04 | 0 | 0 | 0 | 0 | 0 | 0 | 0 | 0
1992 | 6 | 9 | 0.01 | 0.01 | 0 | 0 | 0.01 | 0 | 0 | 0 | 0 | 0 | 0 | 0 | 0
1992 | 6 | 10 | 0 | 0 | 0 | 0 | 0 | 0 | 0 | 0 | 0 | 0 | 0 | 0 | 0
1992 | 6 | 11 | 0 | 0 | 0 | 0 | 0 | 0 | 0 | 0 | 0 | 0 | 0 | 0 | 0
1992 | 6 | 12 | 0 | 0 | 0 | 0 | 0 | 0 | 0 | 0 | 0 | 0 | 0 | 0 | 0
1992 | 6 | 13 | 0 | 0 | 0 | 0 | 0 | 0 | 0 | 0 | 0 | 0 | 0 | 0 | 0
1992 | 6 | 14 | 0 | 0 | 0 | 0 | 0 | 0 | 0 | 0 | 0 | 0 | 0 | 0 | 0
1992 | 6 | 15 | 0 | 0 | 0 | 0 | 0 | 0 | 0 | 0 | 0 | 0 | 0 | 0 | 0
1992 | 6 | 16 | 0 | 0 | 0 | 0 | 0 | 0 | 0 | 0 | 0 | 0 | 0 | 0 | 0
1992 | 6 | 17 | 0 | 0 | 0 | 0 | 0 | 0 | 0 | 0 | 0 | 0 | 0 | 0 | 0
1992 | 6 | 18 | 0 | 0 | 0 | 0 | 0 | 0 | 0 | 0 | 0 | 0 | 0 | 0 | 0
1992 | 6 | 19 | 0.58 | 0.58 | 0.53 | 0 | 0.58 | 0.53 | 0 | 0 | 0 | 0 | 0 | 0 | 0
1992 | 6 | 20 | 0 | 0 | 0 | 0 | 0 | 0 | 0 | 0 | 0 | 0 | 0 | 0 | 0
1992 | 6 | 21 | 0 | 0 | 0 | 0 | 0 | 0 | 0 | 0 | 0 | 0 | 0 | 0 | 0
1992 | 6 | 22 | 0 | 0 | 0 | 0 | 0 | 0 | 0 | 0 | 0 | 0 | 0 | 0 | 0
1992 | 6 | 23 | 0 | 0 | 0 | 0 | 0 | 0 | 0 | 0 | 0 | 0 | 0 | 0 | 0
1992 | 6 | 24 | 0.06 | 0.06 | 0.01 | 0 | 0.06 | 0.01 | 0 | 0 | 0 | 0 | 0 | 0 | 0
1992 | 6 | 25 | 0.67 | 0.67 | 0.62 | 0 | 0.67 | 0.62 | 0 | 0 | 0 | 0 | 0 | 0 | 0
1992 | 6 | 26 | 0 | 0 | 0 | 0 | 0 | 0 | 0 | 0 | 0 | 0 | 0 | 0 | 0
1992 | 6 | 27 | 0 | 0 | 0 | 0 | 0 | 0 | 0 | 0 | 0 | 0 | 0 | 0 | 0
1992 | 6 | 28 | 0 | 0 | 0 | 0 | 0 | 0 | 0 | 0 | 0 | 0 | 0 | 0 | 0
1992 | 6 | 29 | 0 | 0 | 0 | 0 | 0 | 0 | 0 | 0 | 0 | 0 | 0 | 0 | 0
1992 | 6 | 30 | 0.36 | 0.36 | 0.31 | 0 | 0.36 | 0.31 | 0 | 0 | 0 | 0 | 0 | 0 | 0
1992 | 7 | 1 | 1.02 | 1 | 0.95 | 0 | 1 | 0.95 | 0 | 0 | 0 | 0 | 0 | 0 | 0
1992 | 7 | 2 | 0 | 0 | 0 | 0 | 0 | 0 | 0 | 0 | 0 | 0 | 0 | 0 | 0
1992 | 7 | 3 | 0.16 | 0.16 | 0.11 | 0 | 0.16 | 0.11 | 0 | 0 | 0 | 0 | 0 | 0 | 0
1992 | 7 | 4 | 0 | 0 | 0 | 0 | 0 | 0 | 0 | 0 | 0 | 0 | 0 | 0 | 0
1992 | 7 | 5 | 0 | 0 | 0 | 0 | 0 | 0 | 0 | 0 | 0 | 0 | 0 | 0 | 0
1992 | 7 | 6 | 0.03 | 0.03 | 0 | 0 | 0.03 | 0 | 0 | 0 | 0 | 0 | 0 | 0 | 0
1992 | 7 | 7 | 0 | 0 | 0 | 0 | 0 | 0 | 0 | 0 | 0 | 0 | 0 | 0 | 0
1992 | 7 | 8 | 0 | 0 | 0 | 0 | 0 | 0 | 0 | 0 | 0 | 0 | 0 | 0 | 0
1992 | 7 | 9 | 0.01 | 0.01 | 0 | 0 | 0.01 | 0 | 0 | 0 | 0 | 0 | 0 | 0 | 0
1992 | 7 | 10 | 0 | 0 | 0 | 0 | 0 | 0 | 0 | 0 | 0 | 0 | 0 | 0 | 0
1992 | 7 | 11 | 0 | 0 | 0 | 0 | 0 | 0 | 0 | 0 | 0 | 0 | 0 | 0 | 0
1992 | 7 | 12 | 0.03 | 0.03 | 0 | 0 | 0.03 | 0 | 0 | 0 | 0 | 0 | 0 | 0 | 0
1992 | 7 | 13 | 0 | 0 | 0 | 0 | 0 | 0 | 0 | 0 | 0 | 0 | 0 | 0 | 0
1992 | 7 | 14 | 0.13 | 0.13 | 0.08 | 0 | 0.13 | 0.08 | 0 | 0 | 0 | 0 | 0 | 0 | 0
1992 | 7 | 15 | 0 | 0 | 0 | 0 | 0 | 0 | 0 | 0 | 0 | 0 | 0 | 0 | 0
1992 | 7 | 16 | 0 | 0 | 0 | 0 | 0 | 0 | 0 | 0 | 0 | 0 | 0 | 0 | 0
1992 | 7 | 17 | 0 | 0 | 0 | 0 | 0 | 0 | 0 | 0 | 0 | 0 | 0 | 0 | 0
1992 | 7 | 18 | 0 | 0 | 0 | 0 | 0 | 0 | 0 | 0 | 0 | 0 | 0 | 0 | 0
1992 | 7 | 19 | 0 | 0 | 0 | 0 | 0 | 0 | 0 | 0 | 0 | 0 | 0 | 0 | 0
1992 | 7 | 20 | 0 | 0 | 0 | 0 | 0 | 0 | 0 | 0 | 0 | 0 | 0 | 0 | 0
1992 | 7 | 21 | 0.62 | 0.62 | 0.57 | 0 | 0.62 | 0.57 | 0 | 0 | 0 | 0 | 0 | 0 | 0
1992 | 7 | 22 | 0 | 0 | 0 | 0 | 0 | 0 | 0 | 0 | 0 | 0 | 0 | 0 | 0
1992 | 7 | 23 | 0.72 | 0.72 | 0.67 | 0 | 0.72 | 0.67 | 0 | 0 | 0 | 0 | 0 | 0 | 0
1992 | 7 | 24 | 1.14 | 1 | 0.95 | 0 | 1 | 0.95 | 0 | 0 | 0 | 0 | 0 | 0 | 0
1992 | 7 | 25 | 0.46 | 0.46 | 0.41 | 0 | 0.46 | 0.41 | 0 | 0 | 0 | 0 | 0 | 0 | 0
1992 | 7 | 26 | 0 | 0 | 0 | 0 | 0 | 0 | 0 | 0 | 0 | 0 | 0 | 0 | 0
1992 | 7 | 27 | 0.29 | 0.29 | 0.24 | 0 | 0.29 | 0.24 | 0 | 0 | 0 | 0 | 0 | 0 | 0
1992 | 7 | 28 | 0 | 0 | 0 | 0 | 0 | 0 | 0 | 0 | 0 | 0 | 0 | 0 | 0
1992 | 7 | 29 | 0 | 0 | 0 | 0 | 0 | 0 | 0 | 0 | 0 | 0 | 0 | 0 | 0
1992 | 7 | 30 | 0 | 0 | 0 | 0 | 0 | 0 | 0 | 0 | 0 | 0 | 0 | 0 | 0
1992 | 7 | 31 | 0.73 | 0.73 | 0.68 | 0 | 0.73 | 0.68 | 0 | 0 | 0 | 0 | 0 | 0 | 0
1992 | 8 | 1 | 0 | 0 | 0 | 0 | 0 | 0 | 0 | 0 | 0 | 0 | 0 | 0 | 0
1992 | 8 | 2 | 0 | 0 | 0 | 0 | 0 | 0 | 0 | 0 | 0 | 0 | 0 | 0 | 0
1992 | 8 | 3 | 0 | 0 | 0 | 0 | 0 | 0 | 0 | 0 | 0 | 0 | 0 | 0 | 0
1992 | 8 | 4 | 0.5 | 0.5 | 0.45 | 0 | 0.5 | 0.45 | 0 | 0 | 0 | 0 | 0 | 0 | 0
1992 | 8 | 5 | 0 | 0 | 0 | 0 | 0 | 0 | 0 | 0 | 0 | 0 | 0 | 0 | 0
1992 | 8 | 6 | 0 | 0 | 0 | 0 | 0 | 0 | 0 | 0 | 0 | 0 | 0 | 0 | 0
1992 | 8 | 7 | 0 | 0 | 0 | 0 | 0 | 0 | 0 | 0 | 0 | 0 | 0 | 0 | 0
1992 | 8 | 8 | 0 | 0 | 0 | 0 | 0 | 0 | 0 | 0 | 0 | 0 | 0 | 0 | 0
1992 | 8 | 9 | 0.01 | 0.01 | 0 | 0 | 0.01 | 0 | 0 | 0 | 0 | 0 | 0 | 0 | 0
1992 | 8 | 10 | 0 | 0 | 0 | 0 | 0 | 0 | 0 | 0 | 0 | 0 | 0 | 0 | 0
1992 | 8 | 11 | 0.55 | 0.55 | 0.5 | 0 | 0.55 | 0.5 | 0 | 0 | 0 | 0 | 0 | 0 | 0
1992 | 8 | 12 | 0 | 0 | 0 | 0 | 0 | 0 | 0 | 0 | 0 | 0 | 0 | 0 | 0
1992 | 8 | 13 | 0.5 | 0.5 | 0.45 | 0 | 0.5 | 0.45 | 0 | 0 | 0 | 0 | 0 | 0 | 0
1992 | 8 | 14 | 0.02 | 0.02 | 0 | 0 | 0.02 | 0 | 0 | 0 | 0 | 0 | 0 | 0 | 0
1992 | 8 | 15 | 0.43 | 0.43 | 0.38 | 0 | 0.43 | 0.38 | 0 | 0 | 0 | 0 | 0 | 0 | 0
1992 | 8 | 16 | 0.22 | 0.22 | 0.17 | 0 | 0.22 | 0.17 | 0 | 0 | 0 | 0 | 0 | 0 | 0
1992 | 8 | 17 | 0.05 | 0.05 | 0 | 0 | 0.05 | 0 | 0 | 0 | 0 | 0 | 0 | 0 | 0
1992 | 8 | 18 | 0 | 0 | 0 | 0 | 0 | 0 | 0 | 0 | 0 | 0 | 0 | 0 | 0
1992 | 8 | 19 | 0 | 0 | 0 | 0 | 0 | 0 | 0 | 0 | 0 | 0 | 0 | 0 | 0
1992 | 8 | 20 | 0 | 0 | 0 | 0 | 0 | 0 | 0 | 0 | 0 | 0 | 0 | 0 | 0
1992 | 8 | 21 | 0 | 0 | 0 | 0 | 0 | 0 | 0 | 0 | 0 | 0 | 0 | 0 | 0
1992 | 8 | 22 | 0 | 0 | 0 | 0 | 0 | 0 | 0 | 0 | 0 | 0 | 0 | 0 | 0
1992 | 8 | 23 | 0 | 0 | 0 | 0 | 0 | 0 | 0 | 0 | 0 | 0 | 0 | 0 | 0
1992 | 8 | 24 | 0 | 0 | 0 | 0 | 0 | 0 | 0 | 0 | 0 | 0 | 0 | 0 | 0
1992 | 8 | 25 | 0 | 0 | 0 | 0 | 0 | 0 | 0 | 0 | 0 | 0 | 0 | 0 | 0
1992 | 8 | 26 | 0 | 0 | 0 | 0 | 0 | 0 | 0 | 0 | 0 | 0 | 0 | 0 | 0
1992 | 8 | 27 | 0 | 0 | 0 | 0 | 0 | 0 | 0 | 0 | 0 | 0 | 0 | 0 | 0
1992 | 8 | 28 | 0.2 | 0.2 | 0.15 | 0 | 0.2 | 0.15 | 0 | 0 | 0 | 0 | 0 | 0 | 0
1992 | 8 | 29 | 0 | 0 | 0 | 0 | 0 | 0 | 0 | 0 | 0 | 0 | 0 | 0 | 0
1992 | 8 | 30 | 0 | 0 | 0 | 0 | 0 | 0 | 0 | 0 | 0 | 0 | 0 | 0 | 0
1992 | 8 | 31 | 0 | 0 | 0 | 0 | 0 | 0 | 0 | 0 | 0 | 0 | 0 | 0 | 0
1992 | 9 | 1 | 0 | 0 | 0 | 0 | 0 | 0 | 0 | 0 | 0 | 0 | 0 | 0 | 0
1992 | 9 | 2 | 0.31 | 0.31 | 0.26 | 0 | 0.31 | 0.26 | 0 | 0 | 0 | 0 | 0 | 0 | 0
1992 | 9 | 3 | 0.05 | 0.05 | 0 | 0 | 0.05 | 0 | 0 | 0 | 0 | 0 | 0 | 0 | 0
1992 | 9 | 4 | 0 | 0 | 0 | 0 | 0 | 0 | 0 | 0 | 0 | 0 | 0 | 0 | 0
1992 | 9 | 5 | 0.12 | 0.12 | 0.07 | 0 | 0.12 | 0.07 | 0 | 0 | 0 | 0 | 0 | 0 | 0
1992 | 9 | 6 | 0.56 | 0.56 | 0.51 | 0 | 0.56 | 0.51 | 0 | 0 | 0 | 0 | 0 | 0 | 0
1992 | 9 | 7 | 0.15 | 0.15 | 0.1 | 0 | 0.15 | 0.1 | 0 | 0 | 0 | 0 | 0 | 0 | 0
1992 | 9 | 8 | 0.04 | 0.04 | 0 | 0 | 0.04 | 0 | 0 | 0 | 0 | 0 | 0 | 0 | 0
1992 | 9 | 9 | 0 | 0 | 0 | 0 | 0 | 0 | 0 | 0 | 0 | 0 | 0 | 0 | 0
1992 | 9 | 10 | 0.44 | 0.44 | 0.39 | 0 | 0.44 | 0.39 | 0 | 0 | 0 | 0 | 0 | 0 | 0
1992 | 9 | 11 | 0 | 0 | 0 | 0 | 0 | 0 | 0 | 0 | 0 | 0 | 0 | 0 | 0
1992 | 9 | 12 | 0 | 0 | 0 | 0 | 0 | 0 | 0 | 0 | 0 | 0 | 0 | 0 | 0
1992 | 9 | 13 | 0 | 0 | 0 | 0 | 0 | 0 | 0 | 0 | 0 | 0 | 0 | 0 | 0
1992 | 9 | 14 | 0 | 0 | 0 | 0 | 0 | 0 | 0 | 0 | 0 | 0 | 0 | 0 | 0
1992 | 9 | 15 | 0 | 0 | 0 | 0 | 0 | 0 | 0 | 0 | 0 | 0 | 0 | 0 | 0
1992 | 9 | 16 | 0 | 0 | 0 | 0 | 0 | 0 | 0 | 0 | 0 | 0 | 0 | 0 | 0
1992 | 9 | 17 | 0 | 0 | 0 | 0 | 0 | 0 | 0 | 0 | 0 | 0 | 0 | 0 | 0
1992 | 9 | 18 | 0 | 0 | 0 | 0 | 0 | 0 | 0 | 0 | 0 | 0 | 0 | 0 | 0
1992 | 9 | 19 | 0.02 | 0.02 | 0 | 0 | 0.02 | 0 | 0 | 0 | 0 | 0 | 0 | 0 | 0
1992 | 9 | 20 | 0 | 0 | 0 | 0 | 0 | 0 | 0 | 0 | 0 | 0 | 0 | 0 | 0
1992 | 9 | 21 | 0 | 0 | 0 | 0 | 0 | 0 | 0 | 0 | 0 | 0 | 0 | 0 | 0
1992 | 9 | 22 | 0.44 | 0.44 | 0.39 | 0 | 0.44 | 0.39 | 0 | 0 | 0 | 0 | 0 | 0 | 0
1992 | 9 | 23 | 0 | 0 | 0 | 0 | 0 | 0 | 0 | 0 | 0 | 0 | 0 | 0 | 0
1992 | 9 | 24 | 0 | 0 | 0 | 0 | 0 | 0 | 0 | 0 | 0 | 0 | 0 | 0 | 0
1992 | 9 | 25 | 1.14 | 1 | 0.95 | 0 | 1 | 0.95 | 0 | 0 | 0 | 0 | 0 | 0 | 0
1992 | 9 | 26 | 0 | 0 | 0 | 0 | 0 | 0 | 0 | 0 | 0 | 0 | 0 | 0 | 0
1992 | 9 | 27 | 0.07 | 0.07 | 0.02 | 0 | 0.07 | 0.02 | 0 | 0 | 0 | 0 | 0 | 0 | 0
1992 | 9 | 28 | 0.15 | 0.15 | 0.1 | 0 | 0.15 | 0.1 | 0 | 0 | 0 | 0 | 0 | 0 | 0
1992 | 9 | 29 | 0 | 0 | 0 | 0 | 0 | 0 | 0 | 0 | 0 | 0 | 0 | 0 | 0
1992 | 9 | 30 | 0 | 0 | 0 | 0 | 0 | 0 | 0 | 0 | 0 | 0 | 0 | 0 | 0
1992 | 10 | 1 | 0 | 0 | 0 | 0 | 0 | 0 | 0 | 0 | 0 | 0 | 0 | 0 | 0
1992 | 10 | 2 | 0 | 0 | 0 | 0 | 0 | 0 | 0 | 0 | 0 | 0 | 0 | 0 | 0
1992 | 10 | 3 | 0 | 0 | 0 | 0 | 0 | 0 | 0 | 0 | 0 | 0 | 0 | 0 | 0
1992 | 10 | 4 | 0 | 0 | 0 | 0 | 0 | 0 | 0 | 0 | 0 | 0 | 0 | 0 | 0
1992 | 10 | 5 | 0 | 0 | 0 | 0 | 0 | 0 | 0 | 0 | 0 | 0 | 0 | 0 | 0
1992 | 10 | 6 | 0 | 0 | 0 | 0 | 0 | 0 | 0 | 0 | 0 | 0 | 0 | 0 | 0
1992 | 10 | 7 | 0 | 0 | 0 | 0 | 0 | 0 | 0 | 0 | 0 | 0 | 0 | 0 | 0
1992 | 10 | 8 | 0 | 0 | 0 | 0 | 0 | 0 | 0 | 0 | 0 | 0 | 0 | 0 | 0
1992 | 10 | 9 | 0.98 | 0.98 | 0.93 | 0 | 0.98 | 0.93 | 0 | 0 | 0 | 0 | 0 | 0 | 0
1992 | 10 | 10 | 0.01 | 0.01 | 0 | 0 | 0.01 | 0 | 0 | 0 | 0 | 0 | 0 | 0 | 0
1992 | 10 | 11 | 0.25 | 0.25 | 0.2 | 0 | 0.25 | 0.2 | 0 | 0 | 0 | 0 | 0 | 0 | 0
1992 | 10 | 12 | 0 | 0 | 0 | 0 | 0 | 0 | 0 | 0 | 0 | 0 | 0 | 0 | 0
1992 | 10 | 13 | 0 | 0 | 0 | 0 | 0 | 0 | 0 | 0 | 0 | 0 | 0 | 0 | 0
1992 | 10 | 14 | 0 | 0 | 0 | 0 | 0 | 0 | 0 | 0 | 0 | 0 | 0 | 0 | 0
1992 | 10 | 15 | 0 | 0 | 0 | 0 | 0 | 0 | 0 | 0 | 0 | 0 | 0 | 0 | 0
1992 | 10 | 16 | 0 | 0 | 0 | 0 | 0 | 0 | 0 | 0 | 0 | 0 | 0 | 0 | 0
1992 | 10 | 17 | 0 | 0 | 0 | 0 | 0 | 0 | 0 | 0 | 0 | 0 | 0 | 0 | 0
1992 | 10 | 18 | 0 | 0 | 0 | 0 | 0 | 0 | 0 | 0 | 0 | 0 | 0 | 0 | 0
1992 | 10 | 19 | 0 | 0 | 0 | 0 | 0 | 0 | 0 | 0 | 0 | 0 | 0 | 0 | 0
1992 | 10 | 20 | 0 | 0 | 0 | 0 | 0 | 0 | 0 | 0 | 0 | 0 | 0 | 0 | 0
1992 | 10 | 21 | 0 | 0 | 0 | 0 | 0 | 0 | 0 | 0 | 0 | 0 | 0 | 0 | 0
1992 | 10 | 22 | 0 | 0 | 0 | 0 | 0 | 0 | 0 | 0 | 0 | 0 | 0 | 0 | 0
1992 | 10 | 23 | 0 | 0 | 0 | 0 | 0 | 0 | 0 | 0 | 0 | 0 | 0 | 0 | 0
1992 | 10 | 24 | 0.32 | 0.32 | 0.27 | 0 | 0.32 | 0.27 | 0 | 0 | 0 | 0 | 0 | 0 | 0
1992 | 10 | 25 | 0 | 0 | 0 | 0 | 0 | 0 | 0 | 0 | 0 | 0 | 0 | 0 | 0
1992 | 10 | 26 | 0 | 0 | 0 | 0 | 0 | 0 | 0 | 0 | 0 | 0 | 0 | 0 | 0
1992 | 10 | 27 | 0 | 0 | 0 | 0 | 0 | 0 | 0 | 0 | 0 | 0 | 0 | 0 | 0
1992 | 10 | 28 | 0 | 0 | 0 | 0 | 0 | 0 | 0 | 0 | 0 | 0 | 0 | 0 | 0
1992 | 10 | 29 | 0 | 0 | 0 | 0 | 0 | 0 | 0 | 0 | 0 | 0 | 0 | 0 | 0
1992 | 10 | 30 | 0.33 | 0.33 | 0.28 | 0 | 0.33 | 0.28 | 0 | 0 | 0 | 0 | 0 | 0 | 0
1992 | 10 | 31 | 0.14 | 0.14 | 0.09 | 0 | 0.14 | 0.09 | 0 | 0 | 0 | 0 | 0 | 0 | 0
1992 | 11 | 1 | 0.1 | 0.1 | 0.05 | 0 | 0.1 | 0.05 | 0 | 0 | 0 | 0 | 0 | 0 | 0
1992 | 11 | 2 | 0.5 | 0.5 | 0.45 | 0 | 0.5 | 0.45 | 0 | 0 | 0 | 0 | 0 | 0 | 0
1992 | 11 | 3 | 0.44 | 0.44 | 0.39 | 0 | 0.44 | 0.39 | 0 | 0 | 0 | 0 | 0 | 0 | 0
1992 | 11 | 4 | 0.01 | 0.01 | 0 | 0 | 0.01 | 0 | 0 | 0 | 0 | 0 | 0 | 0 | 0
1992 | 11 | 5 | 0.26 | 0.26 | 0.21 | 0 | 0.26 | 0.21 | 0 | 0 | 0 | 0 | 0 | 0 | 0
1992 | 11 | 6 | 0 | 0 | 0 | 0 | 0 | 0 | 0 | 0 | 0 | 0 | 0 | 0 | 0
1992 | 11 | 7 | 0.02 | 0.02 | 0 | 0 | 0.02 | 0 | 0 | 0 | 0 | 0 | 0 | 0 | 0
1992 | 11 | 8 | 0 | 0 | 0 | 0 | 0 | 0 | 0 | 0 | 0 | 0 | 0 | 0 | 0
1992 | 11 | 9 | 0 | 0 | 0 | 0 | 0 | 0 | 0 | 0 | 0 | 0 | 0 | 0 | 0
1992 | 11 | 10 | 0 | 0 | 0 | 0 | 0 | 0 | 0 | 0 | 0 | 0 | 0 | 0 | 0
1992 | 11 | 11 | 0.06 | 0.06 | 0.01 | 0 | 0.06 | 0.01 | 0 | 0 | 0 | 0 | 0 | 0 | 0
1992 | 11 | 12 | 0.54 | 0.54 | 0.49 | 0 | 0.54 | 0.49 | 0 | 0 | 0 | 0 | 0 | 0 | 0
1992 | 11 | 13 | 0.04 | 0.04 | 0 | 0 | 0.04 | 0 | 0 | 0 | 0 | 0 | 0 | 0 | 0
1992 | 11 | 14 | 0 | 0 | 0 | 0 | 0 | 0 | 0 | 0 | 0 | 0 | 0 | 0 | 0
1992 | 11 | 15 | 0 | 0 | 0 | 0 | 0 | 0 | 0 | 0 | 0 | 0 | 0 | 0 | 0
1992 | 11 | 16 | 0 | 0 | 0 | 0 | 0 | 0 | 0 | 0 | 0 | 0 | 0 | 0 | 0
1992 | 11 | 17 | 0 | 0 | 0 | 0 | 0 | 0 | 0 | 0 | 0 | 0 | 0 | 0 | 0
1992 | 11 | 18 | 0.02 | 0.02 | 0 | 0 | 0.02 | 0 | 0 | 0 | 0 | 0 | 0 | 0 | 0
1992 | 11 | 19 | 0.01 | 0.01 | 0 | 0 | 0.01 | 0 | 0 | 0 | 0 | 0 | 0 | 0 | 0
1992 | 11 | 20 | 0 | 0 | 0 | 0 | 0 | 0 | 0 | 0 | 0 | 0 | 0 | 0 | 0
1992 | 11 | 21 | 0 | 0 | 0 | 0 | 0 | 0 | 0 | 0 | 0 | 0 | 0 | 0 | 0
1992 | 11 | 22 | 0.07 | 0.07 | 0.02 | 0 | 0.07 | 0.02 | 0 | 0 | 0 | 0 | 0 | 0 | 0
1992 | 11 | 23 | 0.99 | 0.99 | 0.94 | 0 | 0.99 | 0.94 | 0 | 0 | 0 | 0 | 0 | 0 | 0
1992 | 11 | 24 | 0.04 | 0.04 | 0 | 0 | 0.04 | 0 | 0 | 0 | 0 | 0 | 0 | 0 | 0
1992 | 11 | 25 | 0.06 | 0.06 | 0.01 | 0 | 0.06 | 0.01 | 0 | 0 | 0 | 0 | 0 | 0 | 0
1992 | 11 | 26 | 0.22 | 0.22 | 0.17 | 0 | 0.22 | 0.17 | 0 | 0 | 0 | 0 | 0 | 0 | 0
1992 | 11 | 27 | 0 | 0 | 0 | 0 | 0 | 0 | 0 | 0 | 0 | 0 | 0 | 0 | 0
1992 | 11 | 28 | 0 | 0 | 0 | 0 | 0 | 0 | 0 | 0 | 0 | 0 | 0 | 0 | 0
1992 | 11 | 29 | 0 | 0 | 0 | 0 | 0 | 0 | 0 | 0 | 0 | 0 | 0 | 0 | 0
1992 | 11 | 30 | 0 | 0 | 0 | 0 | 0 | 0 | 0 | 0 | 0 | 0 | 0 | 0 | 0
1992 | 12 | 1 | 0.03 | 0.03 | 0 | 0 | 0.03 | 0 | 0 | 0 | 0 | 0 | 0 | 0 | 0
1992 | 12 | 2 | 0 | 0 | 0 | 0 | 0 | 0 | 0 | 0 | 0 | 0 | 0 | 0 | 0
1992 | 12 | 3 | 0 | 0 | 0 | 0 | 0 | 0 | 0 | 0 | 0 | 0 | 0 | 0 | 0
1992 | 12 | 4 | 0.05 | 0.05 | 0 | 0 | 0.05 | 0 | 0 | 0 | 0 | 0 | 0 | 0 | 0
1992 | 12 | 5 | 0.01 | 0.01 | 0 | 0 | 0.01 | 0 | 0 | 0 | 0 | 0 | 0 | 0 | 0
1992 | 12 | 6 | 0 | 0 | 0 | 0 | 0 | 0 | 0 | 0 | 0 | 0 | 0 | 0 | 0
1992 | 12 | 7 | 0 | 0 | 0 | 0 | 0 | 0 | 0 | 0 | 0 | 0 | 0 | 0 | 0
1992 | 12 | 8 | 0 | 0 | 0 | 0 | 0 | 0 | 0 | 0 | 0 | 0 | 0 | 0 | 0
1992 | 12 | 9 | 0 | 0 | 0 | 0 | 0 | 0 | 0 | 0 | 0 | 0 | 0 | 0 | 0
1992 | 12 | 10 | 0.96 | 0.96 | 0.91 | 0 | 0.96 | 0.91 | 0 | 0 | 0 | 0 | 0 | 0 | 0
1992 | 12 | 11 | 0.54 | 0.54 | 0.49 | 0 | 0.54 | 0.49 | 0 | 0 | 0 | 0 | 0 | 0 | 0
1992 | 12 | 12 | 0.01 | 0.01 | 0 | 0 | 0.01 | 0 | 0 | 0 | 0 | 0 | 0 | 0 | 0
1992 | 12 | 13 | 0 | 0 | 0 | 0 | 0 | 0 | 0 | 0 | 0 | 0 | 0 | 0 | 0
1992 | 12 | 14 | 0 | 0 | 0 | 0 | 0 | 0 | 0 | 0 | 0 | 0 | 0 | 0 | 0
1992 | 12 | 15 | 0 | 0 | 0 | 0 | 0 | 0 | 0 | 0 | 0 | 0 | 0 | 0 | 0
1992 | 12 | 16 | 0.02 | 0.02 | 0 | 0 | 0.02 | 0 | 0 | 0 | 0 | 0 | 0 | 0 | 0
1992 | 12 | 17 | 0.28 | 0.28 | 0.23 | 0 | 0.28 | 0.23 | 0 | 0 | 0 | 0 | 0 | 0 | 0
1992 | 12 | 18 | 0 | 0 | 0 | 0 | 0 | 0 | 0 | 0 | 0 | 0 | 0 | 0 | 0
1992 | 12 | 19 | 0 | 0 | 0 | 0 | 0 | 0 | 0 | 0 | 0 | 0 | 0 | 0 | 0
1992 | 12 | 20 | 0.2 | 0.2 | 0.15 | 0 | 0.2 | 0.15 | 0 | 0 | 0 | 0 | 0 | 0 | 0
1992 | 12 | 21 | 0 | 0 | 0 | 0 | 0 | 0 | 0 | 0 | 0 | 0 | 0 | 0 | 0
1992 | 12 | 22 | 0 | 0 | 0 | 0 | 0 | 0 | 0 | 0 | 0 | 0 | 0 | 0 | 0
1992 | 12 | 23 | 0.22 | 0.22 | 0.17 | 0 | 0.22 | 0.17 | 0 | 0 | 0 | 0 | 0 | 0 | 0
1992 | 12 | 24 | 0 | 0 | 0 | 0 | 0 | 0 | 0 | 0 | 0 | 0 | 0 | 0 | 0
1992 | 12 | 25 | 0 | 0 | 0 | 0 | 0 | 0 | 0 | 0 | 0 | 0 | 0 | 0 | 0
1992 | 12 | 26 | 0 | 0 | 0 | 0 | 0 | 0 | 0 | 0 | 0 | 0 | 0 | 0 | 0
1992 | 12 | 27 | 0 | 0 | 0 | 0 | 0 | 0 | 0 | 0 | 0 | 0 | 0 | 0 | 0
1992 | 12 | 28 | 0.53 | 0.53 | 0.48 | 0 | 0.53 | 0.48 | 0 | 0 | 0 | 0 | 0 | 0 | 0
1992 | 12 | 29 | 0.01 | 0.01 | 0 | 0 | 0.01 | 0 | 0 | 0 | 0 | 0 | 0 | 0 | 0
1992 | 12 | 30 | 0 | 0 | 0 | 0 | 0 | 0 | 0 | 0 | 0 | 0 | 0 | 0 | 0
1992 | 12 | 31 | 0 | 0 | 0 | 0 | 0 | 0 | 0 | 0 | 0 | 0 | 0 | 0 | 0
1993 | 1 | 1 | 0 | 0 | 0 | 0 | 0 | 0 | 0 | 0 | 0 | 0 | 0 | 0 | 0
1993 | 1 | 2 | 0 | 0 | 0 | 0 | 0 | 0 | 0 | 0 | 0 | 0 | 0 | 0 | 0
1993 | 1 | 3 | 0 | 0 | 0 | 0 | 0 | 0 | 0 | 0 | 0 | 0 | 0 | 0 | 0
1993 | 1 | 4 | 0 | 0 | 0 | 0 | 0 | 0 | 0 | 0 | 0 | 0 | 0 | 0 | 0
1993 | 1 | 5 | 1.01 | 1 | 0.95 | 0 | 1 | 0.95 | 0 | 0 | 0 | 0 | 0 | 0 | 0
1993 | 1 | 6 | 0 | 0 | 0 | 0 | 0 | 0 | 0 | 0 | 0 | 0 | 0 | 0 | 0
1993 | 1 | 7 | 0 | 0 | 0 | 0 | 0 | 0 | 0 | 0 | 0 | 0 | 0 | 0 | 0
1993 | 1 | 8 | 0.73 | 0.73 | 0.68 | 0 | 0.73 | 0.68 | 0 | 0 | 0 | 0 | 0 | 0 | 0
1993 | 1 | 9 | 0.32 | 0.32 | 0.27 | 0 | 0.32 | 0.27 | 0 | 0 | 0 | 0 | 0 | 0 | 0
1993 | 1 | 10 | 0.01 | 0.01 | 0 | 0 | 0.01 | 0 | 0 | 0 | 0 | 0 | 0 | 0 | 0
1993 | 1 | 11 | 0.11 | 0.11 | 0.06 | 0 | 0.11 | 0.06 | 0 | 0 | 0 | 0 | 0 | 0 | 0
1993 | 1 | 12 | 0.07 | 0.07 | 0.02 | 0 | 0.07 | 0.02 | 0 | 0 | 0 | 0 | 0 | 0 | 0
1993 | 1 | 13 | 0.13 | 0.13 | 0.08 | 0 | 0.13 | 0.08 | 0 | 0 | 0 | 0 | 0 | 0 | 0
1993 | 1 | 14 | 0 | 0 | 0 | 0 | 0 | 0 | 0 | 0 | 0 | 0 | 0 | 0 | 0
1993 | 1 | 15 | 0 | 0 | 0 | 0 | 0 | 0 | 0 | 0 | 0 | 0 | 0 | 0 | 0
1993 | 1 | 16 | 0 | 0 | 0 | 0 | 0 | 0 | 0 | 0 | 0 | 0 | 0 | 0 | 0
1993 | 1 | 17 | 0 | 0 | 0 | 0 | 0 | 0 | 0 | 0 | 0 | 0 | 0 | 0 | 0
1993 | 1 | 18 | 0 | 0 | 0 | 0 | 0 | 0 | 0 | 0 | 0 | 0 | 0 | 0 | 0
1993 | 1 | 19 | 0 | 0 | 0 | 0 | 0 | 0 | 0 | 0 | 0 | 0 | 0 | 0 | 0
1993 | 1 | 20 | 0 | 0 | 0 | 0 | 0 | 0 | 0 | 0 | 0 | 0 | 0 | 0 | 0
1993 | 1 | 21 | 0.42 | 0.42 | 0.37 | 0 | 0.42 | 0.37 | 0 | 0 | 0 | 0 | 0 | 0 | 0
1993 | 1 | 22 | 0.08 | 0.08 | 0.03 | 0 | 0.08 | 0.03 | 0 | 0 | 0 | 0 | 0 | 0 | 0
1993 | 1 | 23 | 0 | 0 | 0 | 0 | 0 | 0 | 0 | 0 | 0 | 0 | 0 | 0 | 0
1993 | 1 | 24 | 0.02 | 0.02 | 0 | 0 | 0.02 | 0 | 0 | 0 | 0 | 0 | 0 | 0 | 0
1993 | 1 | 25 | 0 | 0 | 0 | 0 | 0 | 0 | 0 | 0 | 0 | 0 | 0 | 0 | 0
1993 | 1 | 26 | 0 | 0 | 0 | 0 | 0 | 0 | 0 | 0 | 0 | 0 | 0 | 0 | 0
1993 | 1 | 27 | 0 | 0 | 0 | 0 | 0 | 0 | 0 | 0 | 0 | 0 | 0 | 0 | 0
1993 | 1 | 28 | 0 | 0 | 0 | 0 | 0 | 0 | 0 | 0 | 0 | 0 | 0 | 0 | 0
1993 | 1 | 29 | 0 | 0 | 0 | 0 | 0 | 0 | 0 | 0 | 0 | 0 | 0 | 0 | 0
1993 | 1 | 30 | 0 | 0 | 0 | 0 | 0 | 0 | 0 | 0 | 0 | 0 | 0 | 0 | 0
1993 | 1 | 31 | 0 | 0 | 0 | 0 | 0 | 0 | 0 | 0 | 0 | 0 | 0 | 0 | 0
1993 | 2 | 1 | 0 | 0 | 0 | 0 | 0 | 0 | 0 | 0 | 0 | 0 | 0 | 0 | 0
1993 | 2 | 2 | 0 | 0 | 0 | 0 | 0 | 0 | 0 | 0 | 0 | 0 | 0 | 0 | 0
1993 | 2 | 3 | 0 | 0 | 0 | 0 | 0 | 0 | 0 | 0 | 0 | 0 | 0 | 0 | 0
1993 | 2 | 4 | 0 | 0 | 0 | 0 | 0 | 0 | 0 | 0 | 0 | 0 | 0 | 0 | 0
1993 | 2 | 5 | 0 | 0 | 0 | 0 | 0 | 0 | 0 | 0 | 0 | 0 | 0 | 0 | 0
1993 | 2 | 6 | 0 | 0 | 0 | 0 | 0 | 0 | 0 | 0 | 0 | 0 | 0 | 0 | 0
1993 | 2 | 7 | 0 | 0 | 0 | 0 | 0 | 0 | 0 | 0 | 0 | 0 | 0 | 0 | 0
1993 | 2 | 8 | 0 | 0 | 0 | 0 | 0 | 0 | 0 | 0 | 0 | 0 | 0 | 0 | 0
1993 | 2 | 9 | 0 | 0 | 0 | 0 | 0 | 0 | 0 | 0 | 0 | 0 | 0 | 0 | 0
1993 | 2 | 10 | 0 | 0 | 0 | 0 | 0 | 0 | 0 | 0 | 0 | 0 | 0 | 0 | 0
1993 | 2 | 11 | 0 | 0 | 0 | 0 | 0 | 0 | 0 | 0 | 0 | 0 | 0 | 0 | 0
1993 | 2 | 12 | 0.9 | 0.9 | 0.85 | 0 | 0.9 | 0.85 | 0 | 0 | 0 | 0 | 0 | 0 | 0
1993 | 2 | 13 | 0.01 | 0.01 | 0 | 0 | 0.01 | 0 | 0 | 0 | 0 | 0 | 0 | 0 | 0
1993 | 2 | 14 | 0 | 0 | 0 | 0 | 0 | 0 | 0 | 0 | 0 | 0 | 0 | 0 | 0
1993 | 2 | 15 | 0 | 0 | 0 | 0 | 0 | 0 | 0 | 0 | 0 | 0 | 0 | 0 | 0
1993 | 2 | 16 | 0.35 | 0.35 | 0.3 | 0 | 0.35 | 0.3 | 0 | 0 | 0 | 0 | 0 | 0 | 0
1993 | 2 | 17 | 0 | 0 | 0 | 0 | 0 | 0 | 0 | 0 | 0 | 0 | 0 | 0 | 0
1993 | 2 | 18 | 0 | 0 | 0 | 0 | 0 | 0 | 0 | 0 | 0 | 0 | 0 | 0 | 0
1993 | 2 | 19 | 0 | 0 | 0 | 0 | 0 | 0 | 0 | 0 | 0 | 0 | 0 | 0 | 0
1993 | 2 | 20 | 0 | 0 | 0 | 0 | 0 | 0 | 0 | 0 | 0 | 0 | 0 | 0 | 0
1993 | 2 | 21 | 0.76 | 0.76 | 0.71 | 0 | 0.76 | 0.71 | 0 | 0 | 0 | 0 | 0 | 0 | 0
1993 | 2 | 22 | 0 | 0 | 0 | 0 | 0 | 0 | 0 | 0 | 0 | 0 | 0 | 0 | 0
1993 | 2 | 23 | 0 | 0 | 0 | 0 | 0 | 0 | 0 | 0 | 0 | 0 | 0 | 0 | 0
1993 | 2 | 24 | 0 | 0 | 0 | 0 | 0 | 0 | 0 | 0 | 0 | 0 | 0 | 0 | 0
1993 | 2 | 25 | 0 | 0 | 0 | 0 | 0 | 0 | 0 | 0 | 0 | 0 | 0 | 0 | 0
1993 | 2 | 26 | 0.25 | 0.25 | 0.2 | 0 | 0.25 | 0.2 | 0 | 0 | 0 | 0 | 0 | 0 | 0
1993 | 2 | 27 | 0 | 0 | 0 | 0 | 0 | 0 | 0 | 0 | 0 | 0 | 0 | 0 | 0
1993 | 2 | 28 | 0 | 0 | 0 | 0 | 0 | 0 | 0 | 0 | 0 | 0 | 0 | 0 | 0
1993 | 3 | 1 | 0 | 0 | 0 | 0 | 0 | 0 | 0 | 0 | 0 | 0 | 0 | 0 | 0
1993 | 3 | 2 | 0 | 0 | 0 | 0 | 0 | 0 | 0 | 0 | 0 | 0 | 0 | 0 | 0
1993 | 3 | 3 | 0.15 | 0.15 | 0.1 | 0 | 0.15 | 0.1 | 0 | 0 | 0 | 0 | 0 | 0 | 0
1993 | 3 | 4 | 1.24 | 1 | 0.95 | 0 | 1 | 0.95 | 0 | 0 | 0 | 0 | 0 | 0 | 0
1993 | 3 | 5 | 0.09 | 0.09 | 0.04 | 0 | 0.09 | 0.04 | 0 | 0 | 0 | 0 | 0 | 0 | 0
1993 | 3 | 6 | 0 | 0 | 0 | 0 | 0 | 0 | 0 | 0 | 0 | 0 | 0 | 0 | 0
1993 | 3 | 7 | 0 | 0 | 0 | 0 | 0 | 0 | 0 | 0 | 0 | 0 | 0 | 0 | 0
1993 | 3 | 8 | 0.08 | 0.08 | 0.03 | 0 | 0.08 | 0.03 | 0 | 0 | 0 | 0 | 0 | 0 | 0
1993 | 3 | 9 | 0 | 0 | 0 | 0 | 0 | 0 | 0 | 0 | 0 | 0 | 0 | 0 | 0
1993 | 3 | 10 | 0.15 | 0.15 | 0.1 | 0 | 0.15 | 0.1 | 0 | 0 | 0 | 0 | 0 | 0 | 0
1993 | 3 | 11 | 0 | 0 | 0 | 0 | 0 | 0 | 0 | 0 | 0 | 0 | 0 | 0 | 0
1993 | 3 | 12 | 0.02 | 0.02 | 0 | 0 | 0.02 | 0 | 0 | 0 | 0 | 0 | 0 | 0 | 0
1993 | 3 | 13 | 2.29 | 1 | 0.95 | 0 | 1 | 0.95 | 0 | 0 | 0 | 0 | 0 | 0 | 0
1993 | 3 | 14 | 0 | 0 | 0 | 0 | 0 | 0 | 0 | 0 | 0 | 0 | 0 | 0 | 0
1993 | 3 | 15 | 0 | 0 | 0 | 0 | 0 | 0 | 0 | 0 | 0 | 0 | 0 | 0 | 0
1993 | 3 | 16 | 0.01 | 0.01 | 0 | 0 | 0.01 | 0 | 0 | 0 | 0 | 0 | 0 | 0 | 0
1993 | 3 | 17 | 0.94 | 0.94 | 0.89 | 0 | 0.94 | 0.89 | 0 | 0 | 0 | 0 | 0 | 0 | 0
1993 | 3 | 18 | 0 | 0 | 0 | 0 | 0 | 0 | 0 | 0 | 0 | 0 | 0 | 0 | 0
1993 | 3 | 19 | 0 | 0 | 0 | 0 | 0 | 0 | 0 | 0 | 0 | 0 | 0 | 0 | 0
1993 | 3 | 20 | 0 | 0 | 0 | 0 | 0 | 0 | 0 | 0 | 0 | 0 | 0 | 0 | 0
1993 | 3 | 21 | 0.1 | 0.1 | 0.05 | 0 | 0.1 | 0.05 | 0 | 0 | 0 | 0 | 0 | 0 | 0
1993 | 3 | 22 | 0 | 0 | 0 | 0 | 0 | 0 | 0 | 0 | 0 | 0 | 0 | 0 | 0
1993 | 3 | 23 | 0.41 | 0.41 | 0.36 | 0 | 0.41 | 0.36 | 0 | 0 | 0 | 0 | 0 | 0 | 0
1993 | 3 | 24 | 0.28 | 0.28 | 0.23 | 0 | 0.28 | 0.23 | 0 | 0 | 0 | 0 | 0 | 0 | 0
1993 | 3 | 25 | 0 | 0 | 0 | 0 | 0 | 0 | 0 | 0 | 0 | 0 | 0 | 0 | 0
1993 | 3 | 26 | 0 | 0 | 0 | 0 | 0 | 0 | 0 | 0 | 0 | 0 | 0 | 0 | 0
1993 | 3 | 27 | 0.65 | 0.65 | 0.6 | 0 | 0.65 | 0.6 | 0 | 0 | 0 | 0 | 0 | 0 | 0
1993 | 3 | 28 | 0.04 | 0.04 | 0 | 0 | 0.04 | 0 | 0 | 0 | 0 | 0 | 0 | 0 | 0
1993 | 3 | 29 | 0.12 | 0.12 | 0.07 | 0 | 0.12 | 0.07 | 0 | 0 | 0 | 0 | 0 | 0 | 0
1993 | 3 | 30 | 0 | 0 | 0 | 0 | 0 | 0 | 0 | 0 | 0 | 0 | 0 | 0 | 0
1993 | 3 | 31 | 0.25 | 0.25 | 0.2 | 0 | 0.25 | 0.2 | 0 | 0 | 0 | 0 | 0 | 0 | 0
1993 | 4 | 1 | 0.06 | 0.06 | 0.01 | 0 | 0.06 | 0.01 | 0 | 0 | 0 | 0 | 0 | 0 | 0
1993 | 4 | 2 | 0.31 | 0.31 | 0.26 | 0 | 0.31 | 0.26 | 0 | 0 | 0 | 0 | 0 | 0 | 0
1993 | 4 | 3 | 0 | 0 | 0 | 0 | 0 | 0 | 0 | 0 | 0 | 0 | 0 | 0 | 0
1993 | 4 | 4 | 0 | 0 | 0 | 0 | 0 | 0 | 0 | 0 | 0 | 0 | 0 | 0 | 0
1993 | 4 | 5 | 0 | 0 | 0 | 0 | 0 | 0 | 0 | 0 | 0 | 0 | 0 | 0 | 0
1993 | 4 | 6 | 0 | 0 | 0 | 0 | 0 | 0 | 0 | 0 | 0 | 0 | 0 | 0 | 0
1993 | 4 | 7 | 0 | 0 | 0 | 0 | 0 | 0 | 0 | 0 | 0 | 0 | 0 | 0 | 0
1993 | 4 | 8 | 0 | 0 | 0 | 0 | 0 | 0 | 0 | 0 | 0 | 0 | 0 | 0 | 0
1993 | 4 | 9 | 0 | 0 | 0 | 0 | 0 | 0 | 0 | 0 | 0 | 0 | 0 | 0 | 0
1993 | 4 | 10 | 0.63 | 0.63 | 0.58 | 0 | 0.63 | 0.58 | 0 | 0 | 0 | 0 | 0 | 0 | 0
1993 | 4 | 11 | 0.03 | 0.03 | 0 | 0 | 0.03 | 0 | 0 | 0 | 0 | 0 | 0 | 0 | 0
1993 | 4 | 12 | 0.05 | 0.05 | 0 | 0 | 0.05 | 0 | 0 | 0 | 0 | 0 | 0 | 0 | 0
1993 | 4 | 13 | 0 | 0 | 0 | 0 | 0 | 0 | 0 | 0 | 0 | 0 | 0 | 0 | 0
1993 | 4 | 14 | 0 | 0 | 0 | 0 | 0 | 0 | 0 | 0 | 0 | 0 | 0 | 0 | 0
1993 | 4 | 15 | 0 | 0 | 0 | 0 | 0 | 0 | 0 | 0 | 0 | 0 | 0 | 0 | 0
1993 | 4 | 16 | 0.96 | 0.96 | 0.91 | 0 | 0.96 | 0.91 | 0 | 0 | 0 | 0 | 0 | 0 | 0
1993 | 4 | 17 | 0 | 0 | 0 | 0 | 0 | 0 | 0 | 0 | 0 | 0 | 0 | 0 | 0
1993 | 4 | 18 | 0 | 0 | 0 | 0 | 0 | 0 | 0 | 0 | 0 | 0 | 0 | 0 | 0
1993 | 4 | 19 | 0 | 0 | 0 | 0 | 0 | 0 | 0 | 0 | 0 | 0 | 0 | 0 | 0
1993 | 4 | 20 | 0 | 0 | 0 | 0 | 0 | 0 | 0 | 0 | 0 | 0 | 0 | 0 | 0
1993 | 4 | 21 | 0.99 | 0.99 | 0.94 | 0 | 0.99 | 0.94 | 0 | 0 | 0 | 0 | 0 | 0 | 0
1993 | 4 | 22 | 0.13 | 0.13 | 0.08 | 0 | 0.13 | 0.08 | 0 | 0 | 0 | 0 | 0 | 0 | 0
1993 | 4 | 23 | 0 | 0 | 0 | 0 | 0 | 0 | 0 | 0 | 0 | 0 | 0 | 0 | 0
1993 | 4 | 24 | 0 | 0 | 0 | 0 | 0 | 0 | 0 | 0 | 0 | 0 | 0 | 0 | 0
1993 | 4 | 25 | 0 | 0 | 0 | 0 | 0 | 0 | 0 | 0 | 0 | 0 | 0 | 0 | 0
1993 | 4 | 26 | 0.46 | 0.46 | 0.41 | 0 | 0.46 | 0.41 | 0 | 0 | 0 | 0 | 0 | 0 | 0
1993 | 4 | 27 | 0 | 0 | 0 | 0 | 0 | 0 | 0 | 0 | 0 | 0 | 0 | 0 | 0
1993 | 4 | 28 | 0 | 0 | 0 | 0 | 0 | 0 | 0 | 0 | 0 | 0 | 0 | 0 | 0
1993 | 4 | 29 | 0 | 0 | 0 | 0 | 0 | 0 | 0 | 0 | 0 | 0 | 0 | 0 | 0
1993 | 4 | 30 | 0 | 0 | 0 | 0 | 0 | 0 | 0 | 0 | 0 | 0 | 0 | 0 | 0
1993 | 5 | 1 | 0 | 0 | 0 | 0 | 0 | 0 | 0 | 0 | 0 | 0 | 0 | 0 | 0
1993 | 5 | 2 | 0 | 0 | 0 | 0 | 0 | 0 | 0 | 0 | 0 | 0 | 0 | 0 | 0
1993 | 5 | 3 | 0 | 0 | 0 | 0 | 0 | 0 | 0 | 0 | 0 | 0 | 0 | 0 | 0
1993 | 5 | 4 | 0 | 0 | 0 | 0 | 0 | 0 | 0 | 0 | 0 | 0 | 0 | 0 | 0
1993 | 5 | 5 | 1.26 | 1 | 0.95 | 0 | 1 | 0.95 | 0 | 0 | 0 | 0 | 0 | 0 | 0
1993 | 5 | 6 | 0 | 0 | 0 | 0 | 0 | 0 | 0 | 0 | 0 | 0 | 0 | 0 | 0
1993 | 5 | 7 | 0 | 0 | 0 | 0 | 0 | 0 | 0 | 0 | 0 | 0 | 0 | 0 | 0
1993 | 5 | 8 | 0 | 0 | 0 | 0 | 0 | 0 | 0 | 0 | 0 | 0 | 0 | 0 | 0
1993 | 5 | 9 | 0 | 0 | 0 | 0 | 0 | 0 | 0 | 0 | 0 | 0 | 0 | 0 | 0
1993 | 5 | 10 | 0 | 0 | 0 | 0 | 0 | 0 | 0 | 0 | 0 | 0 | 0 | 0 | 0
1993 | 5 | 11 | 0 | 0 | 0 | 0 | 0 | 0 | 0 | 0 | 0 | 0 | 0 | 0 | 0
1993 | 5 | 12 | 0.28 | 0.28 | 0.23 | 0 | 0.28 | 0.23 | 0 | 0 | 0 | 0 | 0 | 0 | 0
1993 | 5 | 13 | 0.03 | 0.03 | 0 | 0 | 0.03 | 0 | 0 | 0 | 0 | 0 | 0 | 0 | 0
1993 | 5 | 14 | 0 | 0 | 0 | 0 | 0 | 0 | 0 | 0 | 0 | 0 | 0 | 0 | 0
1993 | 5 | 15 | 0 | 0 | 0 | 0 | 0 | 0 | 0 | 0 | 0 | 0 | 0 | 0 | 0
1993 | 5 | 16 | 0.34 | 0.34 | 0.29 | 0 | 0.34 | 0.29 | 0 | 0 | 0 | 0 | 0 | 0 | 0
1993 | 5 | 17 | 0 | 0 | 0 | 0 | 0 | 0 | 0 | 0 | 0 | 0 | 0 | 0 | 0
1993 | 5 | 18 | 0.85 | 0.85 | 0.8 | 0 | 0.85 | 0.8 | 0 | 0 | 0 | 0 | 0 | 0 | 0
1993 | 5 | 19 | 0.17 | 0.17 | 0.12 | 0 | 0.17 | 0.12 | 0 | 0 | 0 | 0 | 0 | 0 | 0
1993 | 5 | 20 | 0.01 | 0.01 | 0 | 0 | 0.01 | 0 | 0 | 0 | 0 | 0 | 0 | 0 | 0
1993 | 5 | 21 | 0 | 0 | 0 | 0 | 0 | 0 | 0 | 0 | 0 | 0 | 0 | 0 | 0
1993 | 5 | 22 | 0 | 0 | 0 | 0 | 0 | 0 | 0 | 0 | 0 | 0 | 0 | 0 | 0
1993 | 5 | 23 | 0 | 0 | 0 | 0 | 0 | 0 | 0 | 0 | 0 | 0 | 0 | 0 | 0
1993 | 5 | 24 | 0 | 0 | 0 | 0 | 0 | 0 | 0 | 0 | 0 | 0 | 0 | 0 | 0
1993 | 5 | 25 | 0 | 0 | 0 | 0 | 0 | 0 | 0 | 0 | 0 | 0 | 0 | 0 | 0
1993 | 5 | 26 | 0 | 0 | 0 | 0 | 0 | 0 | 0 | 0 | 0 | 0 | 0 | 0 | 0
1993 | 5 | 27 | 0 | 0 | 0 | 0 | 0 | 0 | 0 | 0 | 0 | 0 | 0 | 0 | 0
1993 | 5 | 28 | 0 | 0 | 0 | 0 | 0 | 0 | 0 | 0 | 0 | 0 | 0 | 0 | 0
1993 | 5 | 29 | 0 | 0 | 0 | 0 | 0 | 0 | 0 | 0 | 0 | 0 | 0 | 0 | 0
1993 | 5 | 30 | 0 | 0 | 0 | 0 | 0 | 0 | 0 | 0 | 0 | 0 | 0 | 0 | 0
1993 | 5 | 31 | 0.46 | 0.46 | 0.41 | 0 | 0.46 | 0.41 | 0 | 0 | 0 | 0 | 0 | 0 | 0
1993 | 6 | 1 | 0 | 0 | 0 | 0 | 0 | 0 | 0 | 0 | 0 | 0 | 0 | 0 | 0
1993 | 6 | 2 | 0.02 | 0.02 | 0 | 0 | 0.02 | 0 | 0 | 0 | 0 | 0 | 0 | 0 | 0
1993 | 6 | 3 | 0.31 | 0.31 | 0.26 | 0 | 0.31 | 0.26 | 0 | 0 | 0 | 0 | 0 | 0 | 0
1993 | 6 | 4 | 0.04 | 0.04 | 0 | 0 | 0.04 | 0 | 0 | 0 | 0 | 0 | 0 | 0 | 0
1993 | 6 | 5 | 0.29 | 0.29 | 0.24 | 0 | 0.29 | 0.24 | 0 | 0 | 0 | 0 | 0 | 0 | 0
1993 | 6 | 6 | 0 | 0 | 0 | 0 | 0 | 0 | 0 | 0 | 0 | 0 | 0 | 0 | 0
1993 | 6 | 7 | 0.13 | 0.13 | 0.08 | 0 | 0.13 | 0.08 | 0 | 0 | 0 | 0 | 0 | 0 | 0
1993 | 6 | 8 | 0.52 | 0.52 | 0.47 | 0 | 0.52 | 0.47 | 0 | 0 | 0 | 0 | 0 | 0 | 0
1993 | 6 | 9 | 0.08 | 0.08 | 0.03 | 0 | 0.08 | 0.03 | 0 | 0 | 0 | 0 | 0 | 0 | 0
1993 | 6 | 10 | 0 | 0 | 0 | 0 | 0 | 0 | 0 | 0 | 0 | 0 | 0 | 0 | 0
1993 | 6 | 11 | 0 | 0 | 0 | 0 | 0 | 0 | 0 | 0 | 0 | 0 | 0 | 0 | 0
1993 | 6 | 12 | 0 | 0 | 0 | 0 | 0 | 0 | 0 | 0 | 0 | 0 | 0 | 0 | 0
1993 | 6 | 13 | 0 | 0 | 0 | 0 | 0 | 0 | 0 | 0 | 0 | 0 | 0 | 0 | 0
1993 | 6 | 14 | 0 | 0 | 0 | 0 | 0 | 0 | 0 | 0 | 0 | 0 | 0 | 0 | 0
1993 | 6 | 15 | 0 | 0 | 0 | 0 | 0 | 0 | 0 | 0 | 0 | 0 | 0 | 0 | 0
1993 | 6 | 16 | 0 | 0 | 0 | 0 | 0 | 0 | 0 | 0 | 0 | 0 | 0 | 0 | 0
1993 | 6 | 17 | 0 | 0 | 0 | 0 | 0 | 0 | 0 | 0 | 0 | 0 | 0 | 0 | 0
1993 | 6 | 18 | 0 | 0 | 0 | 0 | 0 | 0 | 0 | 0 | 0 | 0 | 0 | 0 | 0
1993 | 6 | 19 | 0.33 | 0.33 | 0.28 | 0 | 0.33 | 0.28 | 0 | 0 | 0 | 0 | 0 | 0 | 0
1993 | 6 | 20 | 0 | 0 | 0 | 0 | 0 | 0 | 0 | 0 | 0 | 0 | 0 | 0 | 0
1993 | 6 | 21 | 0 | 0 | 0 | 0 | 0 | 0 | 0 | 0 | 0 | 0 | 0 | 0 | 0
1993 | 6 | 22 | 0 | 0 | 0 | 0 | 0 | 0 | 0 | 0 | 0 | 0 | 0 | 0 | 0
1993 | 6 | 23 | 0 | 0 | 0 | 0 | 0 | 0 | 0 | 0 | 0 | 0 | 0 | 0 | 0
1993 | 6 | 24 | 0 | 0 | 0 | 0 | 0 | 0 | 0 | 0 | 0 | 0 | 0 | 0 | 0
1993 | 6 | 25 | 0 | 0 | 0 | 0 | 0 | 0 | 0 | 0 | 0 | 0 | 0 | 0 | 0
1993 | 6 | 26 | 0 | 0 | 0 | 0 | 0 | 0 | 0 | 0 | 0 | 0 | 0 | 0 | 0
1993 | 6 | 27 | 0.01 | 0.01 | 0 | 0 | 0.01 | 0 | 0 | 0 | 0 | 0 | 0 | 0 | 0
1993 | 6 | 28 | 0 | 0 | 0 | 0 | 0 | 0 | 0 | 0 | 0 | 0 | 0 | 0 | 0
1993 | 6 | 29 | 0 | 0 | 0 | 0 | 0 | 0 | 0 | 0 | 0 | 0 | 0 | 0 | 0
1993 | 6 | 30 | 0 | 0 | 0 | 0 | 0 | 0 | 0 | 0 | 0 | 0 | 0 | 0 | 0
1993 | 7 | 1 | 0.06 | 0.06 | 0.01 | 0 | 0.06 | 0.01 | 0 | 0 | 0 | 0 | 0 | 0 | 0
1993 | 7 | 2 | 0.28 | 0.28 | 0.23 | 0 | 0.28 | 0.23 | 0 | 0 | 0 | 0 | 0 | 0 | 0
1993 | 7 | 3 | 0.3 | 0.3 | 0.25 | 0 | 0.3 | 0.25 | 0 | 0 | 0 | 0 | 0 | 0 | 0
1993 | 7 | 4 | 0 | 0 | 0 | 0 | 0 | 0 | 0 | 0 | 0 | 0 | 0 | 0 | 0
1993 | 7 | 5 | 0.02 | 0.02 | 0 | 0 | 0.02 | 0 | 0 | 0 | 0 | 0 | 0 | 0 | 0
1993 | 7 | 6 | 0.06 | 0.06 | 0.01 | 0 | 0.06 | 0.01 | 0 | 0 | 0 | 0 | 0 | 0 | 0
1993 | 7 | 7 | 0 | 0 | 0 | 0 | 0 | 0 | 0 | 0 | 0 | 0 | 0 | 0 | 0
1993 | 7 | 8 | 0 | 0 | 0 | 0 | 0 | 0 | 0 | 0 | 0 | 0 | 0 | 0 | 0
1993 | 7 | 9 | 0 | 0 | 0 | 0 | 0 | 0 | 0 | 0 | 0 | 0 | 0 | 0 | 0
1993 | 7 | 10 | 0 | 0 | 0 | 0 | 0 | 0 | 0 | 0 | 0 | 0 | 0 | 0 | 0
1993 | 7 | 11 | 0 | 0 | 0 | 0 | 0 | 0 | 0 | 0 | 0 | 0 | 0 | 0 | 0
1993 | 7 | 12 | 0 | 0 | 0 | 0 | 0 | 0 | 0 | 0 | 0 | 0 | 0 | 0 | 0
1993 | 7 | 13 | 0 | 0 | 0 | 0 | 0 | 0 | 0 | 0 | 0 | 0 | 0 | 0 | 0
1993 | 7 | 14 | 0.27 | 0.27 | 0.22 | 0 | 0.27 | 0.22 | 0 | 0 | 0 | 0 | 0 | 0 | 0
1993 | 7 | 15 | 0 | 0 | 0 | 0 | 0 | 0 | 0 | 0 | 0 | 0 | 0 | 0 | 0
1993 | 7 | 16 | 0 | 0 | 0 | 0 | 0 | 0 | 0 | 0 | 0 | 0 | 0 | 0 | 0
1993 | 7 | 17 | 0 | 0 | 0 | 0 | 0 | 0 | 0 | 0 | 0 | 0 | 0 | 0 | 0
1993 | 7 | 18 | 0 | 0 | 0 | 0 | 0 | 0 | 0 | 0 | 0 | 0 | 0 | 0 | 0
1993 | 7 | 19 | 0.03 | 0.03 | 0 | 0 | 0.03 | 0 | 0 | 0 | 0 | 0 | 0 | 0 | 0
1993 | 7 | 20 | 0 | 0 | 0 | 0 | 0 | 0 | 0 | 0 | 0 | 0 | 0 | 0 | 0
1993 | 7 | 21 | 0 | 0 | 0 | 0 | 0 | 0 | 0 | 0 | 0 | 0 | 0 | 0 | 0
1993 | 7 | 22 | 0 | 0 | 0 | 0 | 0 | 0 | 0 | 0 | 0 | 0 | 0 | 0 | 0
1993 | 7 | 23 | 0 | 0 | 0 | 0 | 0 | 0 | 0 | 0 | 0 | 0 | 0 | 0 | 0
1993 | 7 | 24 | 0 | 0 | 0 | 0 | 0 | 0 | 0 | 0 | 0 | 0 | 0 | 0 | 0
1993 | 7 | 25 | 0.34 | 0.34 | 0.29 | 0 | 0.34 | 0.29 | 0 | 0 | 0 | 0 | 0 | 0 | 0
1993 | 7 | 26 | 0 | 0 | 0 | 0 | 0 | 0 | 0 | 0 | 0 | 0 | 0 | 0 | 0
1993 | 7 | 27 | 0 | 0 | 0 | 0 | 0 | 0 | 0 | 0 | 0 | 0 | 0 | 0 | 0
1993 | 7 | 28 | 0 | 0 | 0 | 0 | 0 | 0 | 0 | 0 | 0 | 0 | 0 | 0 | 0
1993 | 7 | 29 | 0 | 0 | 0 | 0 | 0 | 0 | 0 | 0 | 0 | 0 | 0 | 0 | 0
1993 | 7 | 30 | 0 | 0 | 0 | 0 | 0 | 0 | 0 | 0 | 0 | 0 | 0 | 0 | 0
1993 | 7 | 31 | 0 | 0 | 0 | 0 | 0 | 0 | 0 | 0 | 0 | 0 | 0 | 0 | 0
1993 | 8 | 1 | 0 | 0 | 0 | 0 | 0 | 0 | 0 | 0 | 0 | 0 | 0 | 0 | 0
1993 | 8 | 2 | 0 | 0 | 0 | 0 | 0 | 0 | 0 | 0 | 0 | 0 | 0 | 0 | 0
1993 | 8 | 3 | 0 | 0 | 0 | 0 | 0 | 0 | 0 | 0 | 0 | 0 | 0 | 0 | 0
1993 | 8 | 4 | 0 | 0 | 0 | 0 | 0 | 0 | 0 | 0 | 0 | 0 | 0 | 0 | 0
1993 | 8 | 5 | 0 | 0 | 0 | 0 | 0 | 0 | 0 | 0 | 0 | 0 | 0 | 0 | 0
1993 | 8 | 6 | 1.94 | 1 | 0.95 | 0 | 1 | 0.95 | 0 | 0 | 0 | 0 | 0 | 0 | 0
1993 | 8 | 7 | 0.01 | 0.01 | 0 | 0 | 0.01 | 0 | 0 | 0 | 0 | 0 | 0 | 0 | 0
1993 | 8 | 8 | 0 | 0 | 0 | 0 | 0 | 0 | 0 | 0 | 0 | 0 | 0 | 0 | 0
1993 | 8 | 9 | 0.36 | 0.36 | 0.31 | 0 | 0.36 | 0.31 | 0 | 0 | 0 | 0 | 0 | 0 | 0
1993 | 8 | 10 | 0 | 0 | 0 | 0 | 0 | 0 | 0 | 0 | 0 | 0 | 0 | 0 | 0
1993 | 8 | 11 | 0.01 | 0.01 | 0 | 0 | 0.01 | 0 | 0 | 0 | 0 | 0 | 0 | 0 | 0
1993 | 8 | 12 | 0.48 | 0.48 | 0.43 | 0 | 0.48 | 0.43 | 0 | 0 | 0 | 0 | 0 | 0 | 0
1993 | 8 | 13 | 0.03 | 0.03 | 0 | 0 | 0.03 | 0 | 0 | 0 | 0 | 0 | 0 | 0 | 0
1993 | 8 | 14 | 0 | 0 | 0 | 0 | 0 | 0 | 0 | 0 | 0 | 0 | 0 | 0 | 0
1993 | 8 | 15 | 0 | 0 | 0 | 0 | 0 | 0 | 0 | 0 | 0 | 0 | 0 | 0 | 0
1993 | 8 | 16 | 0 | 0 | 0 | 0 | 0 | 0 | 0 | 0 | 0 | 0 | 0 | 0 | 0
1993 | 8 | 17 | 1.02 | 1 | 0.95 | 0 | 1 | 0.95 | 0 | 0 | 0 | 0 | 0 | 0 | 0
1993 | 8 | 18 | 0 | 0 | 0 | 0 | 0 | 0 | 0 | 0 | 0 | 0 | 0 | 0 | 0
1993 | 8 | 19 | 0 | 0 | 0 | 0 | 0 | 0 | 0 | 0 | 0 | 0 | 0 | 0 | 0
1993 | 8 | 20 | 0.02 | 0.02 | 0 | 0 | 0.02 | 0 | 0 | 0 | 0 | 0 | 0 | 0 | 0
1993 | 8 | 21 | 0 | 0 | 0 | 0 | 0 | 0 | 0 | 0 | 0 | 0 | 0 | 0 | 0
1993 | 8 | 22 | 0 | 0 | 0 | 0 | 0 | 0 | 0 | 0 | 0 | 0 | 0 | 0 | 0
1993 | 8 | 23 | 0 | 0 | 0 | 0 | 0 | 0 | 0 | 0 | 0 | 0 | 0 | 0 | 0
1993 | 8 | 24 | 0 | 0 | 0 | 0 | 0 | 0 | 0 | 0 | 0 | 0 | 0 | 0 | 0
1993 | 8 | 25 | 0 | 0 | 0 | 0 | 0 | 0 | 0 | 0 | 0 | 0 | 0 | 0 | 0
1993 | 8 | 26 | 0 | 0 | 0 | 0 | 0 | 0 | 0 | 0 | 0 | 0 | 0 | 0 | 0
1993 | 8 | 27 | 0 | 0 | 0 | 0 | 0 | 0 | 0 | 0 | 0 | 0 | 0 | 0 | 0
1993 | 8 | 28 | 0 | 0 | 0 | 0 | 0 | 0 | 0 | 0 | 0 | 0 | 0 | 0 | 0
1993 | 8 | 29 | 0 | 0 | 0 | 0 | 0 | 0 | 0 | 0 | 0 | 0 | 0 | 0 | 0
1993 | 8 | 30 | 0 | 0 | 0 | 0 | 0 | 0 | 0 | 0 | 0 | 0 | 0 | 0 | 0
1993 | 8 | 31 | 0 | 0 | 0 | 0 | 0 | 0 | 0 | 0 | 0 | 0 | 0 | 0 | 0
1993 | 9 | 1 | 0 | 0 | 0 | 0 | 0 | 0 | 0 | 0 | 0 | 0 | 0 | 0 | 0
1993 | 9 | 2 | 0 | 0 | 0 | 0 | 0 | 0 | 0 | 0 | 0 | 0 | 0 | 0 | 0
1993 | 9 | 3 | 0 | 0 | 0 | 0 | 0 | 0 | 0 | 0 | 0 | 0 | 0 | 0 | 0
1993 | 9 | 4 | 0.18 | 0.18 | 0.13 | 0 | 0.18 | 0.13 | 0 | 0 | 0 | 0 | 0 | 0 | 0
1993 | 9 | 5 | 0 | 0 | 0 | 0 | 0 | 0 | 0 | 0 | 0 | 0 | 0 | 0 | 0
1993 | 9 | 6 | 0 | 0 | 0 | 0 | 0 | 0 | 0 | 0 | 0 | 0 | 0 | 0 | 0
1993 | 9 | 7 | 0 | 0 | 0 | 0 | 0 | 0 | 0 | 0 | 0 | 0 | 0 | 0 | 0
1993 | 9 | 8 | 0.84 | 0.84 | 0.79 | 0 | 0.84 | 0.79 | 0 | 0 | 0 | 0 | 0 | 0 | 0
1993 | 9 | 9 | 0.01 | 0.01 | 0 | 0 | 0.01 | 0 | 0 | 0 | 0 | 0 | 0 | 0 | 0
1993 | 9 | 10 | 0.11 | 0.11 | 0.06 | 0 | 0.11 | 0.06 | 0 | 0 | 0 | 0 | 0 | 0 | 0
1993 | 9 | 11 | 0 | 0 | 0 | 0 | 0 | 0 | 0 | 0 | 0 | 0 | 0 | 0 | 0
1993 | 9 | 12 | 0 | 0 | 0 | 0 | 0 | 0 | 0 | 0 | 0 | 0 | 0 | 0 | 0
1993 | 9 | 13 | 0 | 0 | 0 | 0 | 0 | 0 | 0 | 0 | 0 | 0 | 0 | 0 | 0
1993 | 9 | 14 | 0 | 0 | 0 | 0 | 0 | 0 | 0 | 0 | 0 | 0 | 0 | 0 | 0
1993 | 9 | 15 | 0.02 | 0.02 | 0 | 0 | 0.02 | 0 | 0 | 0 | 0 | 0 | 0 | 0 | 0
1993 | 9 | 16 | 0.5 | 0.5 | 0.45 | 0 | 0.5 | 0.45 | 0 | 0 | 0 | 0 | 0 | 0 | 0
1993 | 9 | 17 | 0.18 | 0.18 | 0.13 | 0 | 0.18 | 0.13 | 0 | 0 | 0 | 0 | 0 | 0 | 0
1993 | 9 | 18 | 0.18 | 0.18 | 0.13 | 0 | 0.18 | 0.13 | 0 | 0 | 0 | 0 | 0 | 0 | 0
1993 | 9 | 19 | 0 | 0 | 0 | 0 | 0 | 0 | 0 | 0 | 0 | 0 | 0 | 0 | 0
1993 | 9 | 20 | 0.03 | 0.03 | 0 | 0 | 0.03 | 0 | 0 | 0 | 0 | 0 | 0 | 0 | 0
1993 | 9 | 21 | 0.34 | 0.34 | 0.29 | 0 | 0.34 | 0.29 | 0 | 0 | 0 | 0 | 0 | 0 | 0
1993 | 9 | 22 | 0 | 0 | 0 | 0 | 0 | 0 | 0 | 0 | 0 | 0 | 0 | 0 | 0
1993 | 9 | 23 | 0 | 0 | 0 | 0 | 0 | 0 | 0 | 0 | 0 | 0 | 0 | 0 | 0
1993 | 9 | 24 | 0 | 0 | 0 | 0 | 0 | 0 | 0 | 0 | 0 | 0 | 0 | 0 | 0
1993 | 9 | 25 | 0.5 | 0.5 | 0.45 | 0 | 0.5 | 0.45 | 0 | 0 | 0 | 0 | 0 | 0 | 0
1993 | 9 | 26 | 0 | 0 | 0 | 0 | 0 | 0 | 0 | 0 | 0 | 0 | 0 | 0 | 0
1993 | 9 | 27 | 0.75 | 0.75 | 0.7 | 0 | 0.75 | 0.7 | 0 | 0 | 0 | 0 | 0 | 0 | 0
1993 | 9 | 28 | 0 | 0 | 0 | 0 | 0 | 0 | 0 | 0 | 0 | 0 | 0 | 0 | 0
1993 | 9 | 29 | 0 | 0 | 0 | 0 | 0 | 0 | 0 | 0 | 0 | 0 | 0 | 0 | 0
1993 | 9 | 30 | 0.04 | 0.04 | 0 | 0 | 0.04 | 0 | 0 | 0 | 0 | 0 | 0 | 0 | 0
1993 | 10 | 1 | 0 | 0 | 0 | 0 | 0 | 0 | 0 | 0 | 0 | 0 | 0 | 0 | 0
1993 | 10 | 2 | 0.01 | 0.01 | 0 | 0 | 0.01 | 0 | 0 | 0 | 0 | 0 | 0 | 0 | 0
1993 | 10 | 3 | 0 | 0 | 0 | 0 | 0 | 0 | 0 | 0 | 0 | 0 | 0 | 0 | 0
1993 | 10 | 4 | 0 | 0 | 0 | 0 | 0 | 0 | 0 | 0 | 0 | 0 | 0 | 0 | 0
1993 | 10 | 5 | 0 | 0 | 0 | 0 | 0 | 0 | 0 | 0 | 0 | 0 | 0 | 0 | 0
1993 | 10 | 6 | 0 | 0 | 0 | 0 | 0 | 0 | 0 | 0 | 0 | 0 | 0 | 0 | 0
1993 | 10 | 7 | 0 | 0 | 0 | 0 | 0 | 0 | 0 | 0 | 0 | 0 | 0 | 0 | 0
1993 | 10 | 8 | 0 | 0 | 0 | 0 | 0 | 0 | 0 | 0 | 0 | 0 | 0 | 0 | 0
1993 | 10 | 9 | 0.15 | 0.15 | 0.1 | 0 | 0.15 | 0.1 | 0 | 0 | 0 | 0 | 0 | 0 | 0
1993 | 10 | 10 | 0.03 | 0.03 | 0 | 0 | 0.03 | 0 | 0 | 0 | 0 | 0 | 0 | 0 | 0
1993 | 10 | 11 | 0.03 | 0.03 | 0 | 0 | 0.03 | 0 | 0 | 0 | 0 | 0 | 0 | 0 | 0
1993 | 10 | 12 | 0.89 | 0.89 | 0.84 | 0 | 0.89 | 0.84 | 0 | 0 | 0 | 0 | 0 | 0 | 0
1993 | 10 | 13 | 0 | 0 | 0 | 0 | 0 | 0 | 0 | 0 | 0 | 0 | 0 | 0 | 0
1993 | 10 | 14 | 0 | 0 | 0 | 0 | 0 | 0 | 0 | 0 | 0 | 0 | 0 | 0 | 0
1993 | 10 | 15 | 0 | 0 | 0 | 0 | 0 | 0 | 0 | 0 | 0 | 0 | 0 | 0 | 0
1993 | 10 | 16 | 0 | 0 | 0 | 0 | 0 | 0 | 0 | 0 | 0 | 0 | 0 | 0 | 0
1993 | 10 | 17 | 0 | 0 | 0 | 0 | 0 | 0 | 0 | 0 | 0 | 0 | 0 | 0 | 0
1993 | 10 | 18 | 0 | 0 | 0 | 0 | 0 | 0 | 0 | 0 | 0 | 0 | 0 | 0 | 0
1993 | 10 | 19 | 0 | 0 | 0 | 0 | 0 | 0 | 0 | 0 | 0 | 0 | 0 | 0 | 0
1993 | 10 | 20 | 0.26 | 0.26 | 0.21 | 0 | 0.26 | 0.21 | 0 | 0 | 0 | 0 | 0 | 0 | 0
1993 | 10 | 21 | 0.28 | 0.28 | 0.23 | 0 | 0.28 | 0.23 | 0 | 0 | 0 | 0 | 0 | 0 | 0
1993 | 10 | 22 | 0 | 0 | 0 | 0 | 0 | 0 | 0 | 0 | 0 | 0 | 0 | 0 | 0
1993 | 10 | 23 | 0 | 0 | 0 | 0 | 0 | 0 | 0 | 0 | 0 | 0 | 0 | 0 | 0
1993 | 10 | 24 | 0 | 0 | 0 | 0 | 0 | 0 | 0 | 0 | 0 | 0 | 0 | 0 | 0
1993 | 10 | 25 | 0 | 0 | 0 | 0 | 0 | 0 | 0 | 0 | 0 | 0 | 0 | 0 | 0
1993 | 10 | 26 | 0.06 | 0.06 | 0.01 | 0 | 0.06 | 0.01 | 0 | 0 | 0 | 0 | 0 | 0 | 0
1993 | 10 | 27 | 0.09 | 0.09 | 0.04 | 0 | 0.09 | 0.04 | 0 | 0 | 0 | 0 | 0 | 0 | 0
1993 | 10 | 28 | 0.01 | 0.01 | 0 | 0 | 0.01 | 0 | 0 | 0 | 0 | 0 | 0 | 0 | 0
1993 | 10 | 29 | 0 | 0 | 0 | 0 | 0 | 0 | 0 | 0 | 0 | 0 | 0 | 0 | 0
1993 | 10 | 30 | 0.73 | 0.73 | 0.68 | 0 | 0.73 | 0.68 | 0 | 0 | 0 | 0 | 0 | 0 | 0
1993 | 10 | 31 | 0.08 | 0.08 | 0.03 | 0 | 0.08 | 0.03 | 0 | 0 | 0 | 0 | 0 | 0 | 0
1993 | 11 | 1 | 0 | 0 | 0 | 0 | 0 | 0 | 0 | 0 | 0 | 0 | 0 | 0 | 0
1993 | 11 | 2 | 0 | 0 | 0 | 0 | 0 | 0 | 0 | 0 | 0 | 0 | 0 | 0 | 0
1993 | 11 | 3 | 0 | 0 | 0 | 0 | 0 | 0 | 0 | 0 | 0 | 0 | 0 | 0 | 0
1993 | 11 | 4 | 0 | 0 | 0 | 0 | 0 | 0 | 0 | 0 | 0 | 0 | 0 | 0 | 0
1993 | 11 | 5 | 0.11 | 0.11 | 0.06 | 0 | 0.11 | 0.06 | 0 | 0 | 0 | 0 | 0 | 0 | 0
1993 | 11 | 6 | 0.04 | 0.04 | 0 | 0 | 0.04 | 0 | 0 | 0 | 0 | 0 | 0 | 0 | 0
1993 | 11 | 7 | 0 | 0 | 0 | 0 | 0 | 0 | 0 | 0 | 0 | 0 | 0 | 0 | 0
1993 | 11 | 8 | 0 | 0 | 0 | 0 | 0 | 0 | 0 | 0 | 0 | 0 | 0 | 0 | 0
1993 | 11 | 9 | 0 | 0 | 0 | 0 | 0 | 0 | 0 | 0 | 0 | 0 | 0 | 0 | 0
1993 | 11 | 10 | 0 | 0 | 0 | 0 | 0 | 0 | 0 | 0 | 0 | 0 | 0 | 0 | 0
1993 | 11 | 11 | 0 | 0 | 0 | 0 | 0 | 0 | 0 | 0 | 0 | 0 | 0 | 0 | 0
1993 | 11 | 12 | 0 | 0 | 0 | 0 | 0 | 0 | 0 | 0 | 0 | 0 | 0 | 0 | 0
1993 | 11 | 13 | 0.1 | 0.1 | 0.05 | 0 | 0.1 | 0.05 | 0 | 0 | 0 | 0 | 0 | 0 | 0
1993 | 11 | 14 | 0 | 0 | 0 | 0 | 0 | 0 | 0 | 0 | 0 | 0 | 0 | 0 | 0
1993 | 11 | 15 | 0 | 0 | 0 | 0 | 0 | 0 | 0 | 0 | 0 | 0 | 0 | 0 | 0
1993 | 11 | 16 | 0 | 0 | 0 | 0 | 0 | 0 | 0 | 0 | 0 | 0 | 0 | 0 | 0
1993 | 11 | 17 | 0.46 | 0.46 | 0.41 | 0 | 0.46 | 0.41 | 0 | 0 | 0 | 0 | 0 | 0 | 0
1993 | 11 | 18 | 0 | 0 | 0 | 0 | 0 | 0 | 0 | 0 | 0 | 0 | 0 | 0 | 0
1993 | 11 | 19 | 0.02 | 0.02 | 0 | 0 | 0.02 | 0 | 0 | 0 | 0 | 0 | 0 | 0 | 0
1993 | 11 | 20 | 0 | 0 | 0 | 0 | 0 | 0 | 0 | 0 | 0 | 0 | 0 | 0 | 0
1993 | 11 | 21 | 0 | 0 | 0 | 0 | 0 | 0 | 0 | 0 | 0 | 0 | 0 | 0 | 0
1993 | 11 | 22 | 0 | 0 | 0 | 0 | 0 | 0 | 0 | 0 | 0 | 0 | 0 | 0 | 0
1993 | 11 | 23 | 0 | 0 | 0 | 0 | 0 | 0 | 0 | 0 | 0 | 0 | 0 | 0 | 0
1993 | 11 | 24 | 0 | 0 | 0 | 0 | 0 | 0 | 0 | 0 | 0 | 0 | 0 | 0 | 0
1993 | 11 | 25 | 0 | 0 | 0 | 0 | 0 | 0 | 0 | 0 | 0 | 0 | 0 | 0 | 0
1993 | 11 | 26 | 0 | 0 | 0 | 0 | 0 | 0 | 0 | 0 | 0 | 0 | 0 | 0 | 0
1993 | 11 | 27 | 1.77 | 1 | 0.95 | 0 | 1 | 0.95 | 0 | 0 | 0 | 0 | 0 | 0 | 0
1993 | 11 | 28 | 2.26 | 1 | 0.95 | 0 | 1 | 0.95 | 0 | 0 | 0 | 0 | 0 | 0 | 0
1993 | 11 | 29 | 0 | 0 | 0 | 0 | 0 | 0 | 0 | 0 | 0 | 0 | 0 | 0 | 0
1993 | 11 | 30 | 0 | 0 | 0 | 0 | 0 | 0 | 0 | 0 | 0 | 0 | 0 | 0 | 0
1993 | 12 | 1 | 0 | 0 | 0 | 0 | 0 | 0 | 0 | 0 | 0 | 0 | 0 | 0 | 0
1993 | 12 | 2 | 0 | 0 | 0 | 0 | 0 | 0 | 0 | 0 | 0 | 0 | 0 | 0 | 0
1993 | 12 | 3 | 0 | 0 | 0 | 0 | 0 | 0 | 0 | 0 | 0 | 0 | 0 | 0 | 0
1993 | 12 | 4 | 1 | 1 | 0.95 | 0 | 1 | 0.95 | 0 | 0 | 0 | 0 | 0 | 0 | 0
1993 | 12 | 5 | 1.72 | 1 | 0.95 | 0 | 1 | 0.95 | 0 | 0 | 0 | 0 | 0 | 0 | 0
1993 | 12 | 6 | 0 | 0 | 0 | 0 | 0 | 0 | 0 | 0 | 0 | 0 | 0 | 0 | 0
1993 | 12 | 7 | 0 | 0 | 0 | 0 | 0 | 0 | 0 | 0 | 0 | 0 | 0 | 0 | 0
1993 | 12 | 8 | 0 | 0 | 0 | 0 | 0 | 0 | 0 | 0 | 0 | 0 | 0 | 0 | 0
1993 | 12 | 9 | 0 | 0 | 0 | 0 | 0 | 0 | 0 | 0 | 0 | 0 | 0 | 0 | 0
1993 | 12 | 10 | 0.02 | 0.02 | 0 | 0 | 0.02 | 0 | 0 | 0 | 0 | 0 | 0 | 0 | 0
1993 | 12 | 11 | 0 | 0 | 0 | 0 | 0 | 0 | 0 | 0 | 0 | 0 | 0 | 0 | 0
1993 | 12 | 12 | 0 | 0 | 0 | 0 | 0 | 0 | 0 | 0 | 0 | 0 | 0 | 0 | 0
1993 | 12 | 13 | 0 | 0 | 0 | 0 | 0 | 0 | 0 | 0 | 0 | 0 | 0 | 0 | 0
1993 | 12 | 14 | 0 | 0 | 0 | 0 | 0 | 0 | 0 | 0 | 0 | 0 | 0 | 0 | 0
1993 | 12 | 15 | 0.63 | 0.63 | 0.58 | 0 | 0.63 | 0.58 | 0 | 0 | 0 | 0 | 0 | 0 | 0
1993 | 12 | 16 | 0 | 0 | 0 | 0 | 0 | 0 | 0 | 0 | 0 | 0 | 0 | 0 | 0
1993 | 12 | 17 | 0 | 0 | 0 | 0 | 0 | 0 | 0 | 0 | 0 | 0 | 0 | 0 | 0
1993 | 12 | 18 | 0.02 | 0.02 | 0 | 0 | 0.02 | 0 | 0 | 0 | 0 | 0 | 0 | 0 | 0
1993 | 12 | 19 | 0.05 | 0.05 | 0 | 0 | 0.05 | 0 | 0 | 0 | 0 | 0 | 0 | 0 | 0
1993 | 12 | 20 | 0.17 | 0.17 | 0.12 | 0 | 0.17 | 0.12 | 0 | 0 | 0 | 0 | 0 | 0 | 0
1993 | 12 | 21 | 0.48 | 0.48 | 0.43 | 0 | 0.48 | 0.43 | 0 | 0 | 0 | 0 | 0 | 0 | 0
1993 | 12 | 22 | 0 | 0 | 0 | 0 | 0 | 0 | 0 | 0 | 0 | 0 | 0 | 0 | 0
1993 | 12 | 23 | 0 | 0 | 0 | 0 | 0 | 0 | 0 | 0 | 0 | 0 | 0 | 0 | 0
1993 | 12 | 24 | 0 | 0 | 0 | 0 | 0 | 0 | 0 | 0 | 0 | 0 | 0 | 0 | 0
1993 | 12 | 25 | 0.02 | 0.02 | 0 | 0 | 0.02 | 0 | 0 | 0 | 0 | 0 | 0 | 0 | 0
1993 | 12 | 26 | 0 | 0 | 0 | 0 | 0 | 0 | 0 | 0 | 0 | 0 | 0 | 0 | 0
1993 | 12 | 27 | 0 | 0 | 0 | 0 | 0 | 0 | 0 | 0 | 0 | 0 | 0 | 0 | 0
1993 | 12 | 28 | 0.23 | 0.23 | 0.18 | 0 | 0.23 | 0.18 | 0 | 0 | 0 | 0 | 0 | 0 | 0
1993 | 12 | 29 | 0.04 | 0.04 | 0 | 0 | 0.04 | 0 | 0 | 0 | 0 | 0 | 0 | 0 | 0
1993 | 12 | 30 | 0 | 0 | 0 | 0 | 0 | 0 | 0 | 0 | 0 | 0 | 0 | 0 | 0
1993 | 12 | 31 | 0 | 0 | 0 | 0 | 0 | 0 | 0 | 0 | 0 | 0 | 0 | 0 | 0
1994 | 1 | 1 | 0.07 | 0.07 | 0.02 | 0 | 0.07 | 0.02 | 0 | 0 | 0 | 0 | 0 | 0 | 0
1994 | 1 | 2 | 0 | 0 | 0 | 0 | 0 | 0 | 0 | 0 | 0 | 0 | 0 | 0 | 0
1994 | 1 | 3 | 0.04 | 0.04 | 0 | 0 | 0.04 | 0 | 0 | 0 | 0 | 0 | 0 | 0 | 0
1994 | 1 | 4 | 0.49 | 0.49 | 0.44 | 0 | 0.49 | 0.44 | 0 | 0 | 0 | 0 | 0 | 0 | 0
1994 | 1 | 5 | 0 | 0 | 0 | 0 | 0 | 0 | 0 | 0 | 0 | 0 | 0 | 0 | 0
1994 | 1 | 6 | 0 | 0 | 0 | 0 | 0 | 0 | 0 | 0 | 0 | 0 | 0 | 0 | 0
1994 | 1 | 7 | 0.8 | 0.8 | 0.75 | 0 | 0.8 | 0.75 | 0 | 0 | 0 | 0 | 0 | 0 | 0
1994 | 1 | 8 | 0.21 | 0.21 | 0.16 | 0 | 0.21 | 0.16 | 0 | 0 | 0 | 0 | 0 | 0 | 0
1994 | 1 | 9 | 0 | 0 | 0 | 0 | 0 | 0 | 0 | 0 | 0 | 0 | 0 | 0 | 0
1994 | 1 | 10 | 0 | 0 | 0 | 0 | 0 | 0 | 0 | 0 | 0 | 0 | 0 | 0 | 0
1994 | 1 | 11 | 0 | 0 | 0 | 0 | 0 | 0 | 0 | 0 | 0 | 0 | 0 | 0 | 0
1994 | 1 | 12 | 0.64 | 0.64 | 0.59 | 0 | 0.64 | 0.59 | 0 | 0 | 0 | 0 | 0 | 0 | 0
1994 | 1 | 13 | 0 | 0 | 0 | 0 | 0 | 0 | 0 | 0 | 0 | 0 | 0 | 0 | 0
1994 | 1 | 14 | 0.03 | 0.03 | 0 | 0 | 0.03 | 0 | 0 | 0 | 0 | 0 | 0 | 0 | 0
1994 | 1 | 15 | 0 | 0 | 0 | 0 | 0 | 0 | 0 | 0 | 0 | 0 | 0 | 0 | 0
1994 | 1 | 16 | 0 | 0 | 0 | 0 | 0 | 0 | 0 | 0 | 0 | 0 | 0 | 0 | 0
1994 | 1 | 17 | 1.09 | 1 | 0.95 | 0 | 1 | 0.95 | 0 | 0 | 0 | 0 | 0 | 0 | 0
1994 | 1 | 18 | 0 | 0 | 0 | 0 | 0 | 0 | 0 | 0 | 0 | 0 | 0 | 0 | 0
1994 | 1 | 19 | 0 | 0 | 0 | 0 | 0 | 0 | 0 | 0 | 0 | 0 | 0 | 0 | 0
1994 | 1 | 20 | 0.09 | 0.09 | 0.04 | 0 | 0.09 | 0.04 | 0 | 0 | 0 | 0 | 0 | 0 | 0
1994 | 1 | 21 | 0 | 0 | 0 | 0 | 0 | 0 | 0 | 0 | 0 | 0 | 0 | 0 | 0
1994 | 1 | 22 | 0 | 0 | 0 | 0 | 0 | 0 | 0 | 0 | 0 | 0 | 0 | 0 | 0
1994 | 1 | 23 | 0 | 0 | 0 | 0 | 0 | 0 | 0 | 0 | 0 | 0 | 0 | 0 | 0
1994 | 1 | 24 | 0 | 0 | 0 | 0 | 0 | 0 | 0 | 0 | 0 | 0 | 0 | 0 | 0
1994 | 1 | 25 | 0.2 | 0.2 | 0.15 | 0 | 0.2 | 0.15 | 0 | 0 | 0 | 0 | 0 | 0 | 0
1994 | 1 | 26 | 0.01 | 0.01 | 0 | 0 | 0.01 | 0 | 0 | 0 | 0 | 0 | 0 | 0 | 0
1994 | 1 | 27 | 0.13 | 0.13 | 0.08 | 0 | 0.13 | 0.08 | 0 | 0 | 0 | 0 | 0 | 0 | 0
1994 | 1 | 28 | 0.47 | 0.47 | 0.42 | 0 | 0.47 | 0.42 | 0 | 0 | 0 | 0 | 0 | 0 | 0
1994 | 1 | 29 | 0 | 0 | 0 | 0 | 0 | 0 | 0 | 0 | 0 | 0 | 0 | 0 | 0
1994 | 1 | 30 | 0.01 | 0.01 | 0 | 0 | 0.01 | 0 | 0 | 0 | 0 | 0 | 0 | 0 | 0
1994 | 1 | 31 | 0 | 0 | 0 | 0 | 0 | 0 | 0 | 0 | 0 | 0 | 0 | 0 | 0
1994 | 2 | 1 | 0 | 0 | 0 | 0 | 0 | 0 | 0 | 0 | 0 | 0 | 0 | 0 | 0
1994 | 2 | 2 | 0 | 0 | 0 | 0 | 0 | 0 | 0 | 0 | 0 | 0 | 0 | 0 | 0
1994 | 2 | 3 | 0 | 0 | 0 | 0 | 0 | 0 | 0 | 0 | 0 | 0 | 0 | 0 | 0
1994 | 2 | 4 | 0 | 0 | 0 | 0 | 0 | 0 | 0 | 0 | 0 | 0 | 0 | 0 | 0
1994 | 2 | 5 | 0 | 0 | 0 | 0 | 0 | 0 | 0 | 0 | 0 | 0 | 0 | 0 | 0
1994 | 2 | 6 | 0 | 0 | 0 | 0 | 0 | 0 | 0 | 0 | 0 | 0 | 0 | 0 | 0
1994 | 2 | 7 | 0 | 0 | 0 | 0 | 0 | 0 | 0 | 0 | 0 | 0 | 0 | 0 | 0
1994 | 2 | 8 | 0.54 | 0.54 | 0.49 | 0 | 0.54 | 0.49 | 0 | 0 | 0 | 0 | 0 | 0 | 0
1994 | 2 | 9 | 0.45 | 0.45 | 0.4 | 0 | 0.45 | 0.4 | 0 | 0 | 0 | 0 | 0 | 0 | 0
1994 | 2 | 10 | 0.18 | 0.18 | 0.13 | 0 | 0.18 | 0.13 | 0 | 0 | 0 | 0 | 0 | 0 | 0
1994 | 2 | 11 | 1.17 | 1 | 0.95 | 0 | 1 | 0.95 | 0 | 0 | 0 | 0 | 0 | 0 | 0
1994 | 2 | 12 | 0.02 | 0.02 | 0 | 0 | 0.02 | 0 | 0 | 0 | 0 | 0 | 0 | 0 | 0
1994 | 2 | 13 | 0 | 0 | 0 | 0 | 0 | 0 | 0 | 0 | 0 | 0 | 0 | 0 | 0
1994 | 2 | 14 | 0 | 0 | 0 | 0 | 0 | 0 | 0 | 0 | 0 | 0 | 0 | 0 | 0
1994 | 2 | 15 | 0 | 0 | 0 | 0 | 0 | 0 | 0 | 0 | 0 | 0 | 0 | 0 | 0
1994 | 2 | 16 | 0 | 0 | 0 | 0 | 0 | 0 | 0 | 0 | 0 | 0 | 0 | 0 | 0
1994 | 2 | 17 | 0 | 0 | 0 | 0 | 0 | 0 | 0 | 0 | 0 | 0 | 0 | 0 | 0
1994 | 2 | 18 | 0 | 0 | 0 | 0 | 0 | 0 | 0 | 0 | 0 | 0 | 0 | 0 | 0
1994 | 2 | 19 | 0 | 0 | 0 | 0 | 0 | 0 | 0 | 0 | 0 | 0 | 0 | 0 | 0
1994 | 2 | 20 | 0 | 0 | 0 | 0 | 0 | 0 | 0 | 0 | 0 | 0 | 0 | 0 | 0
1994 | 2 | 21 | 0.13 | 0.13 | 0.08 | 0 | 0.13 | 0.08 | 0 | 0 | 0 | 0 | 0 | 0 | 0
1994 | 2 | 22 | 0 | 0 | 0 | 0 | 0 | 0 | 0 | 0 | 0 | 0 | 0 | 0 | 0
1994 | 2 | 23 | 1.34 | 1 | 0.95 | 0 | 1 | 0.95 | 0 | 0 | 0 | 0 | 0 | 0 | 0
1994 | 2 | 24 | 0.37 | 0.37 | 0.32 | 0 | 0.37 | 0.32 | 0 | 0 | 0 | 0 | 0 | 0 | 0
1994 | 2 | 25 | 0 | 0 | 0 | 0 | 0 | 0 | 0 | 0 | 0 | 0 | 0 | 0 | 0
1994 | 2 | 26 | 0 | 0 | 0 | 0 | 0 | 0 | 0 | 0 | 0 | 0 | 0 | 0 | 0
1994 | 2 | 27 | 0 | 0 | 0 | 0 | 0 | 0 | 0 | 0 | 0 | 0 | 0 | 0 | 0
1994 | 2 | 28 | 0 | 0 | 0 | 0 | 0 | 0 | 0 | 0 | 0 | 0 | 0 | 0 | 0
1994 | 3 | 1 | 0.25 | 0.25 | 0.2 | 0 | 0.25 | 0.2 | 0 | 0 | 0 | 0 | 0 | 0 | 0
1994 | 3 | 2 | 1.65 | 1 | 0.95 | 0 | 1 | 0.95 | 0 | 0 | 0 | 0 | 0 | 0 | 0
1994 | 3 | 3 | 0.17 | 0.17 | 0.12 | 0 | 0.17 | 0.12 | 0 | 0 | 0 | 0 | 0 | 0 | 0
1994 | 3 | 4 | 0 | 0 | 0 | 0 | 0 | 0 | 0 | 0 | 0 | 0 | 0 | 0 | 0
1994 | 3 | 5 | 0 | 0 | 0 | 0 | 0 | 0 | 0 | 0 | 0 | 0 | 0 | 0 | 0
1994 | 3 | 6 | 0 | 0 | 0 | 0 | 0 | 0 | 0 | 0 | 0 | 0 | 0 | 0 | 0
1994 | 3 | 7 | 0.13 | 0.13 | 0.08 | 0 | 0.13 | 0.08 | 0 | 0 | 0 | 0 | 0 | 0 | 0
1994 | 3 | 8 | 0.09 | 0.09 | 0.04 | 0 | 0.09 | 0.04 | 0 | 0 | 0 | 0 | 0 | 0 | 0
1994 | 3 | 9 | 0.39 | 0.39 | 0.34 | 0 | 0.39 | 0.34 | 0 | 0 | 0 | 0 | 0 | 0 | 0
1994 | 3 | 10 | 0.88 | 0.88 | 0.83 | 0 | 0.88 | 0.83 | 0 | 0 | 0 | 0 | 0 | 0 | 0
1994 | 3 | 11 | 0 | 0 | 0 | 0 | 0 | 0 | 0 | 0 | 0 | 0 | 0 | 0 | 0
1994 | 3 | 12 | 0 | 0 | 0 | 0 | 0 | 0 | 0 | 0 | 0 | 0 | 0 | 0 | 0
1994 | 3 | 13 | 0 | 0 | 0 | 0 | 0 | 0 | 0 | 0 | 0 | 0 | 0 | 0 | 0
1994 | 3 | 14 | 0 | 0 | 0 | 0 | 0 | 0 | 0 | 0 | 0 | 0 | 0 | 0 | 0
1994 | 3 | 15 | 0.03 | 0.03 | 0 | 0 | 0.03 | 0 | 0 | 0 | 0 | 0 | 0 | 0 | 0
1994 | 3 | 16 | 0 | 0 | 0 | 0 | 0 | 0 | 0 | 0 | 0 | 0 | 0 | 0 | 0
1994 | 3 | 17 | 0 | 0 | 0 | 0 | 0 | 0 | 0 | 0 | 0 | 0 | 0 | 0 | 0
1994 | 3 | 18 | 0.16 | 0.16 | 0.11 | 0 | 0.16 | 0.11 | 0 | 0 | 0 | 0 | 0 | 0 | 0
1994 | 3 | 19 | 0 | 0 | 0 | 0 | 0 | 0 | 0 | 0 | 0 | 0 | 0 | 0 | 0
1994 | 3 | 20 | 0 | 0 | 0 | 0 | 0 | 0 | 0 | 0 | 0 | 0 | 0 | 0 | 0
1994 | 3 | 21 | 0.62 | 0.62 | 0.57 | 0 | 0.62 | 0.57 | 0 | 0 | 0 | 0 | 0 | 0 | 0
1994 | 3 | 22 | 0 | 0 | 0 | 0 | 0 | 0 | 0 | 0 | 0 | 0 | 0 | 0 | 0
1994 | 3 | 23 | 0 | 0 | 0 | 0 | 0 | 0 | 0 | 0 | 0 | 0 | 0 | 0 | 0
1994 | 3 | 24 | 0 | 0 | 0 | 0 | 0 | 0 | 0 | 0 | 0 | 0 | 0 | 0 | 0
1994 | 3 | 25 | 0.33 | 0.33 | 0.28 | 0 | 0.33 | 0.28 | 0 | 0 | 0 | 0 | 0 | 0 | 0
1994 | 3 | 26 | 0.04 | 0.04 | 0 | 0 | 0.04 | 0 | 0 | 0 | 0 | 0 | 0 | 0 | 0
1994 | 3 | 27 | 1.5 | 1 | 0.95 | 0 | 1 | 0.95 | 0 | 0 | 0 | 0 | 0 | 0 | 0
1994 | 3 | 28 | 1.63 | 1 | 0.95 | 0 | 1 | 0.95 | 0 | 0 | 0 | 0 | 0 | 0 | 0
1994 | 3 | 29 | 0.51 | 0.51 | 0.46 | 0 | 0.51 | 0.46 | 0 | 0 | 0 | 0 | 0 | 0 | 0
1994 | 3 | 30 | 0 | 0 | 0 | 0 | 0 | 0 | 0 | 0 | 0 | 0 | 0 | 0 | 0
1994 | 3 | 31 | 0.07 | 0.07 | 0.02 | 0 | 0.07 | 0.02 | 0 | 0 | 0 | 0 | 0 | 0 | 0
1994 | 4 | 1 | 0.01 | 0.01 | 0 | 0 | 0.01 | 0 | 0 | 0 | 0 | 0 | 0 | 0 | 0
1994 | 4 | 2 | 0 | 0 | 0 | 0 | 0 | 0 | 0 | 0 | 0 | 0 | 0 | 0 | 0
1994 | 4 | 3 | 0.01 | 0.01 | 0 | 0 | 0.01 | 0 | 0 | 0 | 0 | 0 | 0 | 0 | 0
1994 | 4 | 4 | 0.03 | 0.03 | 0 | 0 | 0.03 | 0 | 0 | 0 | 0 | 0 | 0 | 0 | 0
1994 | 4 | 5 | 0 | 0 | 0 | 0 | 0 | 0 | 0 | 0 | 0 | 0 | 0 | 0 | 0
1994 | 4 | 6 | 0.16 | 0.16 | 0.11 | 0 | 0.16 | 0.11 | 0 | 0 | 0 | 0 | 0 | 0 | 0
1994 | 4 | 7 | 0.5 | 0.5 | 0.45 | 0 | 0.5 | 0.45 | 0 | 0 | 0 | 0 | 0 | 0 | 0
1994 | 4 | 8 | 0 | 0 | 0 | 0 | 0 | 0 | 0 | 0 | 0 | 0 | 0 | 0 | 0
1994 | 4 | 9 | 0 | 0 | 0 | 0 | 0 | 0 | 0 | 0 | 0 | 0 | 0 | 0 | 0
1994 | 4 | 10 | 0.19 | 0.19 | 0.14 | 0 | 0.19 | 0.14 | 0 | 0 | 0 | 0 | 0 | 0 | 0
1994 | 4 | 11 | 0 | 0 | 0 | 0 | 0 | 0 | 0 | 0 | 0 | 0 | 0 | 0 | 0
1994 | 4 | 12 | 0 | 0 | 0 | 0 | 0 | 0 | 0 | 0 | 0 | 0 | 0 | 0 | 0
1994 | 4 | 13 | 0.42 | 0.42 | 0.37 | 0 | 0.42 | 0.37 | 0 | 0 | 0 | 0 | 0 | 0 | 0
1994 | 4 | 14 | 0 | 0 | 0 | 0 | 0 | 0 | 0 | 0 | 0 | 0 | 0 | 0 | 0
1994 | 4 | 15 | 0.01 | 0.01 | 0 | 0 | 0.01 | 0 | 0 | 0 | 0 | 0 | 0 | 0 | 0
1994 | 4 | 16 | 0.2 | 0.2 | 0.15 | 0 | 0.2 | 0.15 | 0 | 0 | 0 | 0 | 0 | 0 | 0
1994 | 4 | 17 | 0 | 0 | 0 | 0 | 0 | 0 | 0 | 0 | 0 | 0 | 0 | 0 | 0
1994 | 4 | 18 | 0 | 0 | 0 | 0 | 0 | 0 | 0 | 0 | 0 | 0 | 0 | 0 | 0
1994 | 4 | 19 | 0 | 0 | 0 | 0 | 0 | 0 | 0 | 0 | 0 | 0 | 0 | 0 | 0
1994 | 4 | 20 | 0 | 0 | 0 | 0 | 0 | 0 | 0 | 0 | 0 | 0 | 0 | 0 | 0
1994 | 4 | 21 | 0 | 0 | 0 | 0 | 0 | 0 | 0 | 0 | 0 | 0 | 0 | 0 | 0
1994 | 4 | 22 | 0 | 0 | 0 | 0 | 0 | 0 | 0 | 0 | 0 | 0 | 0 | 0 | 0
1994 | 4 | 23 | 0 | 0 | 0 | 0 | 0 | 0 | 0 | 0 | 0 | 0 | 0 | 0 | 0
1994 | 4 | 24 | 0 | 0 | 0 | 0 | 0 | 0 | 0 | 0 | 0 | 0 | 0 | 0 | 0
1994 | 4 | 25 | 0 | 0 | 0 | 0 | 0 | 0 | 0 | 0 | 0 | 0 | 0 | 0 | 0
1994 | 4 | 26 | 0 | 0 | 0 | 0 | 0 | 0 | 0 | 0 | 0 | 0 | 0 | 0 | 0
1994 | 4 | 27 | 0.05 | 0.05 | 0 | 0 | 0.05 | 0 | 0 | 0 | 0 | 0 | 0 | 0 | 0
1994 | 4 | 28 | 0 | 0 | 0 | 0 | 0 | 0 | 0 | 0 | 0 | 0 | 0 | 0 | 0
1994 | 4 | 29 | 0 | 0 | 0 | 0 | 0 | 0 | 0 | 0 | 0 | 0 | 0 | 0 | 0
1994 | 4 | 30 | 0 | 0 | 0 | 0 | 0 | 0 | 0 | 0 | 0 | 0 | 0 | 0 | 0
1994 | 5 | 1 | 0.05 | 0.05 | 0 | 0 | 0.05 | 0 | 0 | 0 | 0 | 0 | 0 | 0 | 0
1994 | 5 | 2 | 0 | 0 | 0 | 0 | 0 | 0 | 0 | 0 | 0 | 0 | 0 | 0 | 0
1994 | 5 | 3 | 0 | 0 | 0 | 0 | 0 | 0 | 0 | 0 | 0 | 0 | 0 | 0 | 0
1994 | 5 | 4 | 0.49 | 0.49 | 0.44 | 0 | 0.49 | 0.44 | 0 | 0 | 0 | 0 | 0 | 0 | 0
1994 | 5 | 5 | 0.02 | 0.02 | 0 | 0 | 0.02 | 0 | 0 | 0 | 0 | 0 | 0 | 0 | 0
1994 | 5 | 6 | 0 | 0 | 0 | 0 | 0 | 0 | 0 | 0 | 0 | 0 | 0 | 0 | 0
1994 | 5 | 7 | 0.42 | 0.42 | 0.37 | 0 | 0.42 | 0.37 | 0 | 0 | 0 | 0 | 0 | 0 | 0
1994 | 5 | 8 | 0.24 | 0.24 | 0.19 | 0 | 0.24 | 0.19 | 0 | 0 | 0 | 0 | 0 | 0 | 0
1994 | 5 | 9 | 0 | 0 | 0 | 0 | 0 | 0 | 0 | 0 | 0 | 0 | 0 | 0 | 0
1994 | 5 | 10 | 0 | 0 | 0 | 0 | 0 | 0 | 0 | 0 | 0 | 0 | 0 | 0 | 0
1994 | 5 | 11 | 0 | 0 | 0 | 0 | 0 | 0 | 0 | 0 | 0 | 0 | 0 | 0 | 0
1994 | 5 | 12 | 0.05 | 0.05 | 0 | 0 | 0.05 | 0 | 0 | 0 | 0 | 0 | 0 | 0 | 0
1994 | 5 | 13 | 0 | 0 | 0 | 0 | 0 | 0 | 0 | 0 | 0 | 0 | 0 | 0 | 0
1994 | 5 | 14 | 0 | 0 | 0 | 0 | 0 | 0 | 0 | 0 | 0 | 0 | 0 | 0 | 0
1994 | 5 | 15 | 0.17 | 0.17 | 0.12 | 0 | 0.17 | 0.12 | 0 | 0 | 0 | 0 | 0 | 0 | 0
1994 | 5 | 16 | 0.01 | 0.01 | 0 | 0 | 0.01 | 0 | 0 | 0 | 0 | 0 | 0 | 0 | 0
1994 | 5 | 17 | 0 | 0 | 0 | 0 | 0 | 0 | 0 | 0 | 0 | 0 | 0 | 0 | 0
1994 | 5 | 18 | 0 | 0 | 0 | 0 | 0 | 0 | 0 | 0 | 0 | 0 | 0 | 0 | 0
1994 | 5 | 19 | 0.01 | 0.01 | 0 | 0 | 0.01 | 0 | 0 | 0 | 0 | 0 | 0 | 0 | 0
1994 | 5 | 20 | 0.01 | 0.01 | 0 | 0 | 0.01 | 0 | 0 | 0 | 0 | 0 | 0 | 0 | 0
1994 | 5 | 21 | 0 | 0 | 0 | 0 | 0 | 0 | 0 | 0 | 0 | 0 | 0 | 0 | 0
1994 | 5 | 22 | 0 | 0 | 0 | 0 | 0 | 0 | 0 | 0 | 0 | 0 | 0 | 0 | 0
1994 | 5 | 23 | 0 | 0 | 0 | 0 | 0 | 0 | 0 | 0 | 0 | 0 | 0 | 0 | 0
1994 | 5 | 24 | 0.07 | 0.07 | 0.02 | 0 | 0.07 | 0.02 | 0 | 0 | 0 | 0 | 0 | 0 | 0
1994 | 5 | 25 | 0.02 | 0.02 | 0 | 0 | 0.02 | 0 | 0 | 0 | 0 | 0 | 0 | 0 | 0
1994 | 5 | 26 | 0 | 0 | 0 | 0 | 0 | 0 | 0 | 0 | 0 | 0 | 0 | 0 | 0
1994 | 5 | 27 | 0 | 0 | 0 | 0 | 0 | 0 | 0 | 0 | 0 | 0 | 0 | 0 | 0
1994 | 5 | 28 | 0 | 0 | 0 | 0 | 0 | 0 | 0 | 0 | 0 | 0 | 0 | 0 | 0
1994 | 5 | 29 | 0 | 0 | 0 | 0 | 0 | 0 | 0 | 0 | 0 | 0 | 0 | 0 | 0
1994 | 5 | 30 | 0 | 0 | 0 | 0 | 0 | 0 | 0 | 0 | 0 | 0 | 0 | 0 | 0
1994 | 5 | 31 | 0 | 0 | 0 | 0 | 0 | 0 | 0 | 0 | 0 | 0 | 0 | 0 | 0
1994 | 6 | 1 | 0 | 0 | 0 | 0 | 0 | 0 | 0 | 0 | 0 | 0 | 0 | 0 | 0
1994 | 6 | 2 | 0 | 0 | 0 | 0 | 0 | 0 | 0 | 0 | 0 | 0 | 0 | 0 | 0
1994 | 6 | 3 | 0 | 0 | 0 | 0 | 0 | 0 | 0 | 0 | 0 | 0 | 0 | 0 | 0
1994 | 6 | 4 | 0 | 0 | 0 | 0 | 0 | 0 | 0 | 0 | 0 | 0 | 0 | 0 | 0
1994 | 6 | 5 | 0 | 0 | 0 | 0 | 0 | 0 | 0 | 0 | 0 | 0 | 0 | 0 | 0
1994 | 6 | 6 | 0 | 0 | 0 | 0 | 0 | 0 | 0 | 0 | 0 | 0 | 0 | 0 | 0
1994 | 6 | 7 | 0 | 0 | 0 | 0 | 0 | 0 | 0 | 0 | 0 | 0 | 0 | 0 | 0
1994 | 6 | 8 | 0 | 0 | 0 | 0 | 0 | 0 | 0 | 0 | 0 | 0 | 0 | 0 | 0
1994 | 6 | 9 | 0 | 0 | 0 | 0 | 0 | 0 | 0 | 0 | 0 | 0 | 0 | 0 | 0
1994 | 6 | 10 | 0 | 0 | 0 | 0 | 0 | 0 | 0 | 0 | 0 | 0 | 0 | 0 | 0
1994 | 6 | 11 | 0.04 | 0.04 | 0 | 0 | 0.04 | 0 | 0 | 0 | 0 | 0 | 0 | 0 | 0
1994 | 6 | 12 | 0 | 0 | 0 | 0 | 0 | 0 | 0 | 0 | 0 | 0 | 0 | 0 | 0
1994 | 6 | 13 | 0 | 0 | 0 | 0 | 0 | 0 | 0 | 0 | 0 | 0 | 0 | 0 | 0
1994 | 6 | 14 | 0 | 0 | 0 | 0 | 0 | 0 | 0 | 0 | 0 | 0 | 0 | 0 | 0
1994 | 6 | 15 | 0.08 | 0.08 | 0.03 | 0 | 0.08 | 0.03 | 0 | 0 | 0 | 0 | 0 | 0 | 0
1994 | 6 | 16 | 0.12 | 0.12 | 0.07 | 0 | 0.12 | 0.07 | 0 | 0 | 0 | 0 | 0 | 0 | 0
1994 | 6 | 17 | 0 | 0 | 0 | 0 | 0 | 0 | 0 | 0 | 0 | 0 | 0 | 0 | 0
1994 | 6 | 18 | 0 | 0 | 0 | 0 | 0 | 0 | 0 | 0 | 0 | 0 | 0 | 0 | 0
1994 | 6 | 19 | 0 | 0 | 0 | 0 | 0 | 0 | 0 | 0 | 0 | 0 | 0 | 0 | 0
1994 | 6 | 20 | 0 | 0 | 0 | 0 | 0 | 0 | 0 | 0 | 0 | 0 | 0 | 0 | 0
1994 | 6 | 21 | 0.02 | 0.02 | 0 | 0 | 0.02 | 0 | 0 | 0 | 0 | 0 | 0 | 0 | 0
1994 | 6 | 22 | 0 | 0 | 0 | 0 | 0 | 0 | 0 | 0 | 0 | 0 | 0 | 0 | 0
1994 | 6 | 23 | 0.32 | 0.32 | 0.27 | 0 | 0.32 | 0.27 | 0 | 0 | 0 | 0 | 0 | 0 | 0
1994 | 6 | 24 | 0.26 | 0.26 | 0.21 | 0 | 0.26 | 0.21 | 0 | 0 | 0 | 0 | 0 | 0 | 0
1994 | 6 | 25 | 0 | 0 | 0 | 0 | 0 | 0 | 0 | 0 | 0 | 0 | 0 | 0 | 0
1994 | 6 | 26 | 0.03 | 0.03 | 0 | 0 | 0.03 | 0 | 0 | 0 | 0 | 0 | 0 | 0 | 0
1994 | 6 | 27 | 0.4 | 0.4 | 0.35 | 0 | 0.4 | 0.35 | 0 | 0 | 0 | 0 | 0 | 0 | 0
1994 | 6 | 28 | 0 | 0 | 0 | 0 | 0 | 0 | 0 | 0 | 0 | 0 | 0 | 0 | 0
1994 | 6 | 29 | 0.32 | 0.32 | 0.27 | 0 | 0.32 | 0.27 | 0 | 0 | 0 | 0 | 0 | 0 | 0
1994 | 6 | 30 | 0 | 0 | 0 | 0 | 0 | 0 | 0 | 0 | 0 | 0 | 0 | 0 | 0
1994 | 7 | 1 | 0 | 0 | 0 | 0 | 0 | 0 | 0 | 0 | 0 | 0 | 0 | 0 | 0
1994 | 7 | 2 | 0.68 | 0.68 | 0.63 | 0 | 0.68 | 0.63 | 0 | 0 | 0 | 0 | 0 | 0 | 0
1994 | 7 | 3 | 0.01 | 0.01 | 0 | 0 | 0.01 | 0 | 0 | 0 | 0 | 0 | 0 | 0 | 0
1994 | 7 | 4 | 0 | 0 | 0 | 0 | 0 | 0 | 0 | 0 | 0 | 0 | 0 | 0 | 0
1994 | 7 | 5 | 0 | 0 | 0 | 0 | 0 | 0 | 0 | 0 | 0 | 0 | 0 | 0 | 0
1994 | 7 | 6 | 0 | 0 | 0 | 0 | 0 | 0 | 0 | 0 | 0 | 0 | 0 | 0 | 0
1994 | 7 | 7 | 0 | 0 | 0 | 0 | 0 | 0 | 0 | 0 | 0 | 0 | 0 | 0 | 0
1994 | 7 | 8 | 0 | 0 | 0 | 0 | 0 | 0 | 0 | 0 | 0 | 0 | 0 | 0 | 0
1994 | 7 | 9 | 0.38 | 0.38 | 0.33 | 0 | 0.38 | 0.33 | 0 | 0 | 0 | 0 | 0 | 0 | 0
1994 | 7 | 10 | 0 | 0 | 0 | 0 | 0 | 0 | 0 | 0 | 0 | 0 | 0 | 0 | 0
1994 | 7 | 11 | 0 | 0 | 0 | 0 | 0 | 0 | 0 | 0 | 0 | 0 | 0 | 0 | 0
1994 | 7 | 12 | 0 | 0 | 0 | 0 | 0 | 0 | 0 | 0 | 0 | 0 | 0 | 0 | 0
1994 | 7 | 13 | 0 | 0 | 0 | 0 | 0 | 0 | 0 | 0 | 0 | 0 | 0 | 0 | 0
1994 | 7 | 14 | 0.21 | 0.21 | 0.16 | 0 | 0.21 | 0.16 | 0 | 0 | 0 | 0 | 0 | 0 | 0
1994 | 7 | 15 | 0.02 | 0.02 | 0 | 0 | 0.02 | 0 | 0 | 0 | 0 | 0 | 0 | 0 | 0
1994 | 7 | 16 | 0 | 0 | 0 | 0 | 0 | 0 | 0 | 0 | 0 | 0 | 0 | 0 | 0
1994 | 7 | 17 | 0.17 | 0.17 | 0.12 | 0 | 0.17 | 0.12 | 0 | 0 | 0 | 0 | 0 | 0 | 0
1994 | 7 | 18 | 0.02 | 0.02 | 0 | 0 | 0.02 | 0 | 0 | 0 | 0 | 0 | 0 | 0 | 0
1994 | 7 | 19 | 0 | 0 | 0 | 0 | 0 | 0 | 0 | 0 | 0 | 0 | 0 | 0 | 0
1994 | 7 | 20 | 0 | 0 | 0 | 0 | 0 | 0 | 0 | 0 | 0 | 0 | 0 | 0 | 0
1994 | 7 | 21 | 0.16 | 0.16 | 0.11 | 0 | 0.16 | 0.11 | 0 | 0 | 0 | 0 | 0 | 0 | 0
1994 | 7 | 22 | 0.11 | 0.11 | 0.06 | 0 | 0.11 | 0.06 | 0 | 0 | 0 | 0 | 0 | 0 | 0
1994 | 7 | 23 | 0.01 | 0.01 | 0 | 0 | 0.01 | 0 | 0 | 0 | 0 | 0 | 0 | 0 | 0
1994 | 7 | 24 | 0 | 0 | 0 | 0 | 0 | 0 | 0 | 0 | 0 | 0 | 0 | 0 | 0
1994 | 7 | 25 | 0.05 | 0.05 | 0 | 0 | 0.05 | 0 | 0 | 0 | 0 | 0 | 0 | 0 | 0
1994 | 7 | 26 | 0.66 | 0.66 | 0.61 | 0 | 0.66 | 0.61 | 0 | 0 | 0 | 0 | 0 | 0 | 0
1994 | 7 | 27 | 0.73 | 0.73 | 0.68 | 0 | 0.73 | 0.68 | 0 | 0 | 0 | 0 | 0 | 0 | 0
1994 | 7 | 28 | 0.35 | 0.35 | 0.3 | 0 | 0.35 | 0.3 | 0 | 0 | 0 | 0 | 0 | 0 | 0
1994 | 7 | 29 | 0.05 | 0.05 | 0 | 0 | 0.05 | 0 | 0 | 0 | 0 | 0 | 0 | 0 | 0
1994 | 7 | 30 | 0 | 0 | 0 | 0 | 0 | 0 | 0 | 0 | 0 | 0 | 0 | 0 | 0
1994 | 7 | 31 | 0 | 0 | 0 | 0 | 0 | 0 | 0 | 0 | 0 | 0 | 0 | 0 | 0
1994 | 8 | 1 | 0 | 0 | 0 | 0 | 0 | 0 | 0 | 0 | 0 | 0 | 0 | 0 | 0
1994 | 8 | 2 | 0.16 | 0.16 | 0.11 | 0 | 0.16 | 0.11 | 0 | 0 | 0 | 0 | 0 | 0 | 0
1994 | 8 | 3 | 0 | 0 | 0 | 0 | 0 | 0 | 0 | 0 | 0 | 0 | 0 | 0 | 0
1994 | 8 | 4 | 0 | 0 | 0 | 0 | 0 | 0 | 0 | 0 | 0 | 0 | 0 | 0 | 0
1994 | 8 | 5 | 0.47 | 0.47 | 0.42 | 0 | 0.47 | 0.42 | 0 | 0 | 0 | 0 | 0 | 0 | 0
1994 | 8 | 6 | 0 | 0 | 0 | 0 | 0 | 0 | 0 | 0 | 0 | 0 | 0 | 0 | 0
1994 | 8 | 7 | 0 | 0 | 0 | 0 | 0 | 0 | 0 | 0 | 0 | 0 | 0 | 0 | 0
1994 | 8 | 8 | 0 | 0 | 0 | 0 | 0 | 0 | 0 | 0 | 0 | 0 | 0 | 0 | 0
1994 | 8 | 9 | 0 | 0 | 0 | 0 | 0 | 0 | 0 | 0 | 0 | 0 | 0 | 0 | 0
1994 | 8 | 10 | 0 | 0 | 0 | 0 | 0 | 0 | 0 | 0 | 0 | 0 | 0 | 0 | 0
1994 | 8 | 11 | 1.29 | 1 | 0.95 | 0 | 1 | 0.95 | 0 | 0 | 0 | 0 | 0 | 0 | 0
1994 | 8 | 12 | 0 | 0 | 0 | 0 | 0 | 0 | 0 | 0 | 0 | 0 | 0 | 0 | 0
1994 | 8 | 13 | 0 | 0 | 0 | 0 | 0 | 0 | 0 | 0 | 0 | 0 | 0 | 0 | 0
1994 | 8 | 14 | 0.37 | 0.37 | 0.32 | 0 | 0.37 | 0.32 | 0 | 0 | 0 | 0 | 0 | 0 | 0
1994 | 8 | 15 | 0 | 0 | 0 | 0 | 0 | 0 | 0 | 0 | 0 | 0 | 0 | 0 | 0
1994 | 8 | 16 | 0.56 | 0.56 | 0.51 | 0 | 0.56 | 0.51 | 0 | 0 | 0 | 0 | 0 | 0 | 0
1994 | 8 | 17 | 0.46 | 0.46 | 0.41 | 0 | 0.46 | 0.41 | 0 | 0 | 0 | 0 | 0 | 0 | 0
1994 | 8 | 18 | 0.01 | 0.01 | 0 | 0 | 0.01 | 0 | 0 | 0 | 0 | 0 | 0 | 0 | 0
1994 | 8 | 19 | 0 | 0 | 0 | 0 | 0 | 0 | 0 | 0 | 0 | 0 | 0 | 0 | 0
1994 | 8 | 20 | 0 | 0 | 0 | 0 | 0 | 0 | 0 | 0 | 0 | 0 | 0 | 0 | 0
1994 | 8 | 21 | 0.08 | 0.08 | 0.03 | 0 | 0.08 | 0.03 | 0 | 0 | 0 | 0 | 0 | 0 | 0
1994 | 8 | 22 | 0.05 | 0.05 | 0 | 0 | 0.05 | 0 | 0 | 0 | 0 | 0 | 0 | 0 | 0
1994 | 8 | 23 | 0 | 0 | 0 | 0 | 0 | 0 | 0 | 0 | 0 | 0 | 0 | 0 | 0
1994 | 8 | 24 | 0 | 0 | 0 | 0 | 0 | 0 | 0 | 0 | 0 | 0 | 0 | 0 | 0
1994 | 8 | 25 | 0 | 0 | 0 | 0 | 0 | 0 | 0 | 0 | 0 | 0 | 0 | 0 | 0
1994 | 8 | 26 | 0.85 | 0.85 | 0.8 | 0 | 0.85 | 0.8 | 0 | 0 | 0 | 0 | 0 | 0 | 0
1994 | 8 | 27 | 0 | 0 | 0 | 0 | 0 | 0 | 0 | 0 | 0 | 0 | 0 | 0 | 0
1994 | 8 | 28 | 0 | 0 | 0 | 0 | 0 | 0 | 0 | 0 | 0 | 0 | 0 | 0 | 0
1994 | 8 | 29 | 0.05 | 0.05 | 0 | 0 | 0.05 | 0 | 0 | 0 | 0 | 0 | 0 | 0 | 0
1994 | 8 | 30 | 0 | 0 | 0 | 0 | 0 | 0 | 0 | 0 | 0 | 0 | 0 | 0 | 0
1994 | 8 | 31 | 0 | 0 | 0 | 0 | 0 | 0 | 0 | 0 | 0 | 0 | 0 | 0 | 0
1994 | 9 | 1 | 0 | 0 | 0 | 0 | 0 | 0 | 0 | 0 | 0 | 0 | 0 | 0 | 0
1994 | 9 | 2 | 0 | 0 | 0 | 0 | 0 | 0 | 0 | 0 | 0 | 0 | 0 | 0 | 0
1994 | 9 | 3 | 0 | 0 | 0 | 0 | 0 | 0 | 0 | 0 | 0 | 0 | 0 | 0 | 0
1994 | 9 | 4 | 0 | 0 | 0 | 0 | 0 | 0 | 0 | 0 | 0 | 0 | 0 | 0 | 0
1994 | 9 | 5 | 0 | 0 | 0 | 0 | 0 | 0 | 0 | 0 | 0 | 0 | 0 | 0 | 0
1994 | 9 | 6 | 0 | 0 | 0 | 0 | 0 | 0 | 0 | 0 | 0 | 0 | 0 | 0 | 0
1994 | 9 | 7 | 0 | 0 | 0 | 0 | 0 | 0 | 0 | 0 | 0 | 0 | 0 | 0 | 0
1994 | 9 | 8 | 0 | 0 | 0 | 0 | 0 | 0 | 0 | 0 | 0 | 0 | 0 | 0 | 0
1994 | 9 | 9 | 0 | 0 | 0 | 0 | 0 | 0 | 0 | 0 | 0 | 0 | 0 | 0 | 0
1994 | 9 | 10 | 0 | 0 | 0 | 0 | 0 | 0 | 0 | 0 | 0 | 0 | 0 | 0 | 0
1994 | 9 | 11 | 0 | 0 | 0 | 0 | 0 | 0 | 0 | 0 | 0 | 0 | 0 | 0 | 0
1994 | 9 | 12 | 0 | 0 | 0 | 0 | 0 | 0 | 0 | 0 | 0 | 0 | 0 | 0 | 0
1994 | 9 | 13 | 0 | 0 | 0 | 0 | 0 | 0 | 0 | 0 | 0 | 0 | 0 | 0 | 0
1994 | 9 | 14 | 0 | 0 | 0 | 0 | 0 | 0 | 0 | 0 | 0 | 0 | 0 | 0 | 0
1994 | 9 | 15 | 0 | 0 | 0 | 0 | 0 | 0 | 0 | 0 | 0 | 0 | 0 | 0 | 0
1994 | 9 | 16 | 0 | 0 | 0 | 0 | 0 | 0 | 0 | 0 | 0 | 0 | 0 | 0 | 0
1994 | 9 | 17 | 0.47 | 0.47 | 0.42 | 0 | 0.47 | 0.42 | 0 | 0 | 0 | 0 | 0 | 0 | 0
1994 | 9 | 18 | 0.08 | 0.08 | 0.03 | 0 | 0.08 | 0.03 | 0 | 0 | 0 | 0 | 0 | 0 | 0
1994 | 9 | 19 | 0 | 0 | 0 | 0 | 0 | 0 | 0 | 0 | 0 | 0 | 0 | 0 | 0
1994 | 9 | 20 | 0 | 0 | 0 | 0 | 0 | 0 | 0 | 0 | 0 | 0 | 0 | 0 | 0
1994 | 9 | 21 | 0 | 0 | 0 | 0 | 0 | 0 | 0 | 0 | 0 | 0 | 0 | 0 | 0
1994 | 9 | 22 | 1.53 | 1 | 0.95 | 0 | 1 | 0.95 | 0 | 0 | 0 | 0 | 0 | 0 | 0
1994 | 9 | 23 | 0.02 | 0.02 | 0 | 0 | 0.02 | 0 | 0 | 0 | 0 | 0 | 0 | 0 | 0
1994 | 9 | 24 | 0 | 0 | 0 | 0 | 0 | 0 | 0 | 0 | 0 | 0 | 0 | 0 | 0
1994 | 9 | 25 | 0 | 0 | 0 | 0 | 0 | 0 | 0 | 0 | 0 | 0 | 0 | 0 | 0
1994 | 9 | 26 | 0.74 | 0.74 | 0.69 | 0 | 0.74 | 0.69 | 0 | 0 | 0 | 0 | 0 | 0 | 0
1994 | 9 | 27 | 0 | 0 | 0 | 0 | 0 | 0 | 0 | 0 | 0 | 0 | 0 | 0 | 0
1994 | 9 | 28 | 0 | 0 | 0 | 0 | 0 | 0 | 0 | 0 | 0 | 0 | 0 | 0 | 0
1994 | 9 | 29 | 0 | 0 | 0 | 0 | 0 | 0 | 0 | 0 | 0 | 0 | 0 | 0 | 0
1994 | 9 | 30 | 0 | 0 | 0 | 0 | 0 | 0 | 0 | 0 | 0 | 0 | 0 | 0 | 0
1994 | 10 | 1 | 0.06 | 0.06 | 0.01 | 0 | 0.06 | 0.01 | 0 | 0 | 0 | 0 | 0 | 0 | 0
1994 | 10 | 2 | 0.02 | 0.02 | 0 | 0 | 0.02 | 0 | 0 | 0 | 0 | 0 | 0 | 0 | 0
1994 | 10 | 3 | 0 | 0 | 0 | 0 | 0 | 0 | 0 | 0 | 0 | 0 | 0 | 0 | 0
1994 | 10 | 4 | 0 | 0 | 0 | 0 | 0 | 0 | 0 | 0 | 0 | 0 | 0 | 0 | 0
1994 | 10 | 5 | 0 | 0 | 0 | 0 | 0 | 0 | 0 | 0 | 0 | 0 | 0 | 0 | 0
1994 | 10 | 6 | 0 | 0 | 0 | 0 | 0 | 0 | 0 | 0 | 0 | 0 | 0 | 0 | 0
1994 | 10 | 7 | 0 | 0 | 0 | 0 | 0 | 0 | 0 | 0 | 0 | 0 | 0 | 0 | 0
1994 | 10 | 8 | 0 | 0 | 0 | 0 | 0 | 0 | 0 | 0 | 0 | 0 | 0 | 0 | 0
1994 | 10 | 9 | 0.21 | 0.21 | 0.16 | 0 | 0.21 | 0.16 | 0 | 0 | 0 | 0 | 0 | 0 | 0
1994 | 10 | 10 | 0 | 0 | 0 | 0 | 0 | 0 | 0 | 0 | 0 | 0 | 0 | 0 | 0
1994 | 10 | 11 | 0 | 0 | 0 | 0 | 0 | 0 | 0 | 0 | 0 | 0 | 0 | 0 | 0
1994 | 10 | 12 | 0 | 0 | 0 | 0 | 0 | 0 | 0 | 0 | 0 | 0 | 0 | 0 | 0
1994 | 10 | 13 | 0 | 0 | 0 | 0 | 0 | 0 | 0 | 0 | 0 | 0 | 0 | 0 | 0
1994 | 10 | 14 | 0 | 0 | 0 | 0 | 0 | 0 | 0 | 0 | 0 | 0 | 0 | 0 | 0
1994 | 10 | 15 | 0 | 0 | 0 | 0 | 0 | 0 | 0 | 0 | 0 | 0 | 0 | 0 | 0
1994 | 10 | 16 | 0 | 0 | 0 | 0 | 0 | 0 | 0 | 0 | 0 | 0 | 0 | 0 | 0
1994 | 10 | 17 | 0 | 0 | 0 | 0 | 0 | 0 | 0 | 0 | 0 | 0 | 0 | 0 | 0
1994 | 10 | 18 | 0 | 0 | 0 | 0 | 0 | 0 | 0 | 0 | 0 | 0 | 0 | 0 | 0
1994 | 10 | 19 | 0 | 0 | 0 | 0 | 0 | 0 | 0 | 0 | 0 | 0 | 0 | 0 | 0
1994 | 10 | 20 | 0.03 | 0.03 | 0 | 0 | 0.03 | 0 | 0 | 0 | 0 | 0 | 0 | 0 | 0
1994 | 10 | 21 | 0 | 0 | 0 | 0 | 0 | 0 | 0 | 0 | 0 | 0 | 0 | 0 | 0
1994 | 10 | 22 | 0 | 0 | 0 | 0 | 0 | 0 | 0 | 0 | 0 | 0 | 0 | 0 | 0
1994 | 10 | 23 | 0.85 | 0.85 | 0.8 | 0 | 0.85 | 0.8 | 0 | 0 | 0 | 0 | 0 | 0 | 0
1994 | 10 | 24 | 0 | 0 | 0 | 0 | 0 | 0 | 0 | 0 | 0 | 0 | 0 | 0 | 0
1994 | 10 | 25 | 0 | 0 | 0 | 0 | 0 | 0 | 0 | 0 | 0 | 0 | 0 | 0 | 0
1994 | 10 | 26 | 0.02 | 0.02 | 0 | 0 | 0.02 | 0 | 0 | 0 | 0 | 0 | 0 | 0 | 0
1994 | 10 | 27 | 0 | 0 | 0 | 0 | 0 | 0 | 0 | 0 | 0 | 0 | 0 | 0 | 0
1994 | 10 | 28 | 0 | 0 | 0 | 0 | 0 | 0 | 0 | 0 | 0 | 0 | 0 | 0 | 0
1994 | 10 | 29 | 0 | 0 | 0 | 0 | 0 | 0 | 0 | 0 | 0 | 0 | 0 | 0 | 0
1994 | 10 | 30 | 0 | 0 | 0 | 0 | 0 | 0 | 0 | 0 | 0 | 0 | 0 | 0 | 0
1994 | 10 | 31 | 0 | 0 | 0 | 0 | 0 | 0 | 0 | 0 | 0 | 0 | 0 | 0 | 0
1994 | 11 | 1 | 0.23 | 0.23 | 0.18 | 0 | 0.23 | 0.18 | 0 | 0 | 0 | 0 | 0 | 0 | 0
1994 | 11 | 2 | 0 | 0 | 0 | 0 | 0 | 0 | 0 | 0 | 0 | 0 | 0 | 0 | 0
1994 | 11 | 3 | 0 | 0 | 0 | 0 | 0 | 0 | 0 | 0 | 0 | 0 | 0 | 0 | 0
1994 | 11 | 4 | 0 | 0 | 0 | 0 | 0 | 0 | 0 | 0 | 0 | 0 | 0 | 0 | 0
1994 | 11 | 5 | 0 | 0 | 0 | 0 | 0 | 0 | 0 | 0 | 0 | 0 | 0 | 0 | 0
1994 | 11 | 6 | 0.06 | 0.06 | 0.01 | 0 | 0.06 | 0.01 | 0 | 0 | 0 | 0 | 0 | 0 | 0
1994 | 11 | 7 | 0 | 0 | 0 | 0 | 0 | 0 | 0 | 0 | 0 | 0 | 0 | 0 | 0
1994 | 11 | 8 | 0 | 0 | 0 | 0 | 0 | 0 | 0 | 0 | 0 | 0 | 0 | 0 | 0
1994 | 11 | 9 | 0 | 0 | 0 | 0 | 0 | 0 | 0 | 0 | 0 | 0 | 0 | 0 | 0
1994 | 11 | 10 | 0.23 | 0.23 | 0.18 | 0 | 0.23 | 0.18 | 0 | 0 | 0 | 0 | 0 | 0 | 0
1994 | 11 | 11 | 0 | 0 | 0 | 0 | 0 | 0 | 0 | 0 | 0 | 0 | 0 | 0 | 0
1994 | 11 | 12 | 0 | 0 | 0 | 0 | 0 | 0 | 0 | 0 | 0 | 0 | 0 | 0 | 0
1994 | 11 | 13 | 0 | 0 | 0 | 0 | 0 | 0 | 0 | 0 | 0 | 0 | 0 | 0 | 0
1994 | 11 | 14 | 0 | 0 | 0 | 0 | 0 | 0 | 0 | 0 | 0 | 0 | 0 | 0 | 0
1994 | 11 | 15 | 0 | 0 | 0 | 0 | 0 | 0 | 0 | 0 | 0 | 0 | 0 | 0 | 0
1994 | 11 | 16 | 0 | 0 | 0 | 0 | 0 | 0 | 0 | 0 | 0 | 0 | 0 | 0 | 0
1994 | 11 | 17 | 0 | 0 | 0 | 0 | 0 | 0 | 0 | 0 | 0 | 0 | 0 | 0 | 0
1994 | 11 | 18 | 0.1 | 0.1 | 0.05 | 0 | 0.1 | 0.05 | 0 | 0 | 0 | 0 | 0 | 0 | 0
1994 | 11 | 19 | 0 | 0 | 0 | 0 | 0 | 0 | 0 | 0 | 0 | 0 | 0 | 0 | 0
1994 | 11 | 20 | 0 | 0 | 0 | 0 | 0 | 0 | 0 | 0 | 0 | 0 | 0 | 0 | 0
1994 | 11 | 21 | 0.52 | 0.52 | 0.47 | 0 | 0.52 | 0.47 | 0 | 0 | 0 | 0 | 0 | 0 | 0
1994 | 11 | 22 | 0 | 0 | 0 | 0 | 0 | 0 | 0 | 0 | 0 | 0 | 0 | 0 | 0
1994 | 11 | 23 | 0 | 0 | 0 | 0 | 0 | 0 | 0 | 0 | 0 | 0 | 0 | 0 | 0
1994 | 11 | 24 | 0 | 0 | 0 | 0 | 0 | 0 | 0 | 0 | 0 | 0 | 0 | 0 | 0
1994 | 11 | 25 | 0 | 0 | 0 | 0 | 0 | 0 | 0 | 0 | 0 | 0 | 0 | 0 | 0
1994 | 11 | 26 | 0 | 0 | 0 | 0 | 0 | 0 | 0 | 0 | 0 | 0 | 0 | 0 | 0
1994 | 11 | 27 | 0.42 | 0.42 | 0.37 | 0 | 0.42 | 0.37 | 0 | 0 | 0 | 0 | 0 | 0 | 0
1994 | 11 | 28 | 0.01 | 0.01 | 0 | 0 | 0.01 | 0 | 0 | 0 | 0 | 0 | 0 | 0 | 0
1994 | 11 | 29 | 0 | 0 | 0 | 0 | 0 | 0 | 0 | 0 | 0 | 0 | 0 | 0 | 0
1994 | 11 | 30 | 0 | 0 | 0 | 0 | 0 | 0 | 0 | 0 | 0 | 0 | 0 | 0 | 0
1994 | 12 | 1 | 0 | 0 | 0 | 0 | 0 | 0 | 0 | 0 | 0 | 0 | 0 | 0 | 0
1994 | 12 | 2 | 0 | 0 | 0 | 0 | 0 | 0 | 0 | 0 | 0 | 0 | 0 | 0 | 0
1994 | 12 | 3 | 0 | 0 | 0 | 0 | 0 | 0 | 0 | 0 | 0 | 0 | 0 | 0 | 0
1994 | 12 | 4 | 0.32 | 0.32 | 0.27 | 0 | 0.32 | 0.27 | 0 | 0 | 0 | 0 | 0 | 0 | 0
1994 | 12 | 5 | 0.66 | 0.66 | 0.61 | 0 | 0.66 | 0.61 | 0 | 0 | 0 | 0 | 0 | 0 | 0
1994 | 12 | 6 | 0 | 0 | 0 | 0 | 0 | 0 | 0 | 0 | 0 | 0 | 0 | 0 | 0
1994 | 12 | 7 | 0 | 0 | 0 | 0 | 0 | 0 | 0 | 0 | 0 | 0 | 0 | 0 | 0
1994 | 12 | 8 | 0 | 0 | 0 | 0 | 0 | 0 | 0 | 0 | 0 | 0 | 0 | 0 | 0
1994 | 12 | 9 | 0.02 | 0.02 | 0 | 0 | 0.02 | 0 | 0 | 0 | 0 | 0 | 0 | 0 | 0
1994 | 12 | 10 | 0.61 | 0.61 | 0.56 | 0 | 0.61 | 0.56 | 0 | 0 | 0 | 0 | 0 | 0 | 0
1994 | 12 | 11 | 0.01 | 0.01 | 0 | 0 | 0.01 | 0 | 0 | 0 | 0 | 0 | 0 | 0 | 0
1994 | 12 | 12 | 0 | 0 | 0 | 0 | 0 | 0 | 0 | 0 | 0 | 0 | 0 | 0 | 0
1994 | 12 | 13 | 0 | 0 | 0 | 0 | 0 | 0 | 0 | 0 | 0 | 0 | 0 | 0 | 0
1994 | 12 | 14 | 0.03 | 0.03 | 0 | 0 | 0.03 | 0 | 0 | 0 | 0 | 0 | 0 | 0 | 0
1994 | 12 | 15 | 0 | 0 | 0 | 0 | 0 | 0 | 0 | 0 | 0 | 0 | 0 | 0 | 0
1994 | 12 | 16 | 0.04 | 0.04 | 0 | 0 | 0.04 | 0 | 0 | 0 | 0 | 0 | 0 | 0 | 0
1994 | 12 | 17 | 0.12 | 0.12 | 0.07 | 0 | 0.12 | 0.07 | 0 | 0 | 0 | 0 | 0 | 0 | 0
1994 | 12 | 18 | 0 | 0 | 0 | 0 | 0 | 0 | 0 | 0 | 0 | 0 | 0 | 0 | 0
1994 | 12 | 19 | 0 | 0 | 0 | 0 | 0 | 0 | 0 | 0 | 0 | 0 | 0 | 0 | 0
1994 | 12 | 20 | 0 | 0 | 0 | 0 | 0 | 0 | 0 | 0 | 0 | 0 | 0 | 0 | 0
1994 | 12 | 21 | 0 | 0 | 0 | 0 | 0 | 0 | 0 | 0 | 0 | 0 | 0 | 0 | 0
1994 | 12 | 22 | 0 | 0 | 0 | 0 | 0 | 0 | 0 | 0 | 0 | 0 | 0 | 0 | 0
1994 | 12 | 23 | 0 | 0 | 0 | 0 | 0 | 0 | 0 | 0 | 0 | 0 | 0 | 0 | 0
1994 | 12 | 24 | 0.1 | 0.1 | 0.05 | 0 | 0.1 | 0.05 | 0 | 0 | 0 | 0 | 0 | 0 | 0
1994 | 12 | 25 | 0.04 | 0.04 | 0 | 0 | 0.04 | 0 | 0 | 0 | 0 | 0 | 0 | 0 | 0
1994 | 12 | 26 | 0 | 0 | 0 | 0 | 0 | 0 | 0 | 0 | 0 | 0 | 0 | 0 | 0
1994 | 12 | 27 | 0 | 0 | 0 | 0 | 0 | 0 | 0 | 0 | 0 | 0 | 0 | 0 | 0
1994 | 12 | 28 | 0 | 0 | 0 | 0 | 0 | 0 | 0 | 0 | 0 | 0 | 0 | 0 | 0
1994 | 12 | 29 | 0 | 0 | 0 | 0 | 0 | 0 | 0 | 0 | 0 | 0 | 0 | 0 | 0
1994 | 12 | 30 | 0 | 0 | 0 | 0 | 0 | 0 | 0 | 0 | 0 | 0 | 0 | 0 | 0
1994 | 12 | 31 | 0.4 | 0.4 | 0.35 | 0 | 0.4 | 0.35 | 0 | 0 | 0 | 0 | 0 | 0 | 0
1995 | 1 | 1 | 0.06 | 0.06 | 0.01 | 0 | 0.06 | 0.01 | 0 | 0 | 0 | 0 | 0 | 0 | 0
1995 | 1 | 2 | 0.02 | 0.02 | 0 | 0 | 0.02 | 0 | 0 | 0 | 0 | 0 | 0 | 0 | 0
1995 | 1 | 3 | 0 | 0 | 0 | 0 | 0 | 0 | 0 | 0 | 0 | 0 | 0 | 0 | 0
1995 | 1 | 4 | 0 | 0 | 0 | 0 | 0 | 0 | 0 | 0 | 0 | 0 | 0 | 0 | 0
1995 | 1 | 5 | 0 | 0 | 0 | 0 | 0 | 0 | 0 | 0 | 0 | 0 | 0 | 0 | 0
1995 | 1 | 6 | 1 | 1 | 0.95 | 0 | 1 | 0.95 | 0 | 0 | 0 | 0 | 0 | 0 | 0
1995 | 1 | 7 | 0.07 | 0.07 | 0.02 | 0 | 0.07 | 0.02 | 0 | 0 | 0 | 0 | 0 | 0 | 0
1995 | 1 | 8 | 0 | 0 | 0 | 0 | 0 | 0 | 0 | 0 | 0 | 0 | 0 | 0 | 0
1995 | 1 | 9 | 0 | 0 | 0 | 0 | 0 | 0 | 0 | 0 | 0 | 0 | 0 | 0 | 0
1995 | 1 | 10 | 0 | 0 | 0 | 0 | 0 | 0 | 0 | 0 | 0 | 0 | 0 | 0 | 0
1995 | 1 | 11 | 0.04 | 0.04 | 0 | 0 | 0.04 | 0 | 0 | 0 | 0 | 0 | 0 | 0 | 0
1995 | 1 | 12 | 0.01 | 0.01 | 0 | 0 | 0.01 | 0 | 0 | 0 | 0 | 0 | 0 | 0 | 0
1995 | 1 | 13 | 0 | 0 | 0 | 0 | 0 | 0 | 0 | 0 | 0 | 0 | 0 | 0 | 0
1995 | 1 | 14 | 0.05 | 0.05 | 0 | 0 | 0.05 | 0 | 0 | 0 | 0 | 0 | 0 | 0 | 0
1995 | 1 | 15 | 0.41 | 0.41 | 0.36 | 0 | 0.41 | 0.36 | 0 | 0 | 0 | 0 | 0 | 0 | 0
1995 | 1 | 16 | 0 | 0 | 0 | 0 | 0 | 0 | 0 | 0 | 0 | 0 | 0 | 0 | 0
1995 | 1 | 17 | 0 | 0 | 0 | 0 | 0 | 0 | 0 | 0 | 0 | 0 | 0 | 0 | 0
1995 | 1 | 18 | 0 | 0 | 0 | 0 | 0 | 0 | 0 | 0 | 0 | 0 | 0 | 0 | 0
1995 | 1 | 19 | 0.29 | 0.29 | 0.24 | 0 | 0.29 | 0.24 | 0 | 0 | 0 | 0 | 0 | 0 | 0
1995 | 1 | 20 | 0.99 | 0.99 | 0.94 | 0 | 0.99 | 0.94 | 0 | 0 | 0 | 0 | 0 | 0 | 0
1995 | 1 | 21 | 0 | 0 | 0 | 0 | 0 | 0 | 0 | 0 | 0 | 0 | 0 | 0 | 0
1995 | 1 | 22 | 0 | 0 | 0 | 0 | 0 | 0 | 0 | 0 | 0 | 0 | 0 | 0 | 0
1995 | 1 | 23 | 0 | 0 | 0 | 0 | 0 | 0 | 0 | 0 | 0 | 0 | 0 | 0 | 0
1995 | 1 | 24 | 0 | 0 | 0 | 0 | 0 | 0 | 0 | 0 | 0 | 0 | 0 | 0 | 0
1995 | 1 | 25 | 0 | 0 | 0 | 0 | 0 | 0 | 0 | 0 | 0 | 0 | 0 | 0 | 0
1995 | 1 | 26 | 0 | 0 | 0 | 0 | 0 | 0 | 0 | 0 | 0 | 0 | 0 | 0 | 0
1995 | 1 | 27 | 0 | 0 | 0 | 0 | 0 | 0 | 0 | 0 | 0 | 0 | 0 | 0 | 0
1995 | 1 | 28 | 0.28 | 0.28 | 0.23 | 0 | 0.28 | 0.23 | 0 | 0 | 0 | 0 | 0 | 0 | 0
1995 | 1 | 29 | 0 | 0 | 0 | 0 | 0 | 0 | 0 | 0 | 0 | 0 | 0 | 0 | 0
1995 | 1 | 30 | 0 | 0 | 0 | 0 | 0 | 0 | 0 | 0 | 0 | 0 | 0 | 0 | 0
1995 | 1 | 31 | 0 | 0 | 0 | 0 | 0 | 0 | 0 | 0 | 0 | 0 | 0 | 0 | 0
1995 | 2 | 1 | 0 | 0 | 0 | 0 | 0 | 0 | 0 | 0 | 0 | 0 | 0 | 0 | 0
1995 | 2 | 2 | 0 | 0 | 0 | 0 | 0 | 0 | 0 | 0 | 0 | 0 | 0 | 0 | 0
1995 | 2 | 3 | 0 | 0 | 0 | 0 | 0 | 0 | 0 | 0 | 0 | 0 | 0 | 0 | 0
1995 | 2 | 4 | 0.59 | 0.59 | 0.54 | 0 | 0.59 | 0.54 | 0 | 0 | 0 | 0 | 0 | 0 | 0
1995 | 2 | 5 | 0 | 0 | 0 | 0 | 0 | 0 | 0 | 0 | 0 | 0 | 0 | 0 | 0
1995 | 2 | 6 | 0 | 0 | 0 | 0 | 0 | 0 | 0 | 0 | 0 | 0 | 0 | 0 | 0
1995 | 2 | 7 | 0 | 0 | 0 | 0 | 0 | 0 | 0 | 0 | 0 | 0 | 0 | 0 | 0
1995 | 2 | 8 | 0 | 0 | 0 | 0 | 0 | 0 | 0 | 0 | 0 | 0 | 0 | 0 | 0
1995 | 2 | 9 | 0 | 0 | 0 | 0 | 0 | 0 | 0 | 0 | 0 | 0 | 0 | 0 | 0
1995 | 2 | 10 | 0 | 0 | 0 | 0 | 0 | 0 | 0 | 0 | 0 | 0 | 0 | 0 | 0
1995 | 2 | 11 | 0 | 0 | 0 | 0 | 0 | 0 | 0 | 0 | 0 | 0 | 0 | 0 | 0
1995 | 2 | 12 | 0 | 0 | 0 | 0 | 0 | 0 | 0 | 0 | 0 | 0 | 0 | 0 | 0
1995 | 2 | 13 | 0 | 0 | 0 | 0 | 0 | 0 | 0 | 0 | 0 | 0 | 0 | 0 | 0
1995 | 2 | 14 | 0 | 0 | 0 | 0 | 0 | 0 | 0 | 0 | 0 | 0 | 0 | 0 | 0
1995 | 2 | 15 | 0.34 | 0.34 | 0.29 | 0 | 0.34 | 0.29 | 0 | 0 | 0 | 0 | 0 | 0 | 0
1995 | 2 | 16 | 0.15 | 0.15 | 0.1 | 0 | 0.15 | 0.1 | 0 | 0 | 0 | 0 | 0 | 0 | 0
1995 | 2 | 17 | 0 | 0 | 0 | 0 | 0 | 0 | 0 | 0 | 0 | 0 | 0 | 0 | 0
1995 | 2 | 18 | 0 | 0 | 0 | 0 | 0 | 0 | 0 | 0 | 0 | 0 | 0 | 0 | 0
1995 | 2 | 19 | 0 | 0 | 0 | 0 | 0 | 0 | 0 | 0 | 0 | 0 | 0 | 0 | 0
1995 | 2 | 20 | 0 | 0 | 0 | 0 | 0 | 0 | 0 | 0 | 0 | 0 | 0 | 0 | 0
1995 | 2 | 21 | 0 | 0 | 0 | 0 | 0 | 0 | 0 | 0 | 0 | 0 | 0 | 0 | 0
1995 | 2 | 22 | 0 | 0 | 0 | 0 | 0 | 0 | 0 | 0 | 0 | 0 | 0 | 0 | 0
1995 | 2 | 23 | 0 | 0 | 0 | 0 | 0 | 0 | 0 | 0 | 0 | 0 | 0 | 0 | 0
1995 | 2 | 24 | 0 | 0 | 0 | 0 | 0 | 0 | 0 | 0 | 0 | 0 | 0 | 0 | 0
1995 | 2 | 25 | 0 | 0 | 0 | 0 | 0 | 0 | 0 | 0 | 0 | 0 | 0 | 0 | 0
1995 | 2 | 26 | 0 | 0 | 0 | 0 | 0 | 0 | 0 | 0 | 0 | 0 | 0 | 0 | 0
1995 | 2 | 27 | 0.35 | 0.35 | 0.3 | 0 | 0.35 | 0.3 | 0 | 0 | 0 | 0 | 0 | 0 | 0
1995 | 2 | 28 | 0.28 | 0.28 | 0.23 | 0 | 0.28 | 0.23 | 0 | 0 | 0 | 0 | 0 | 0 | 0
1995 | 3 | 1 | 0 | 0 | 0 | 0 | 0 | 0 | 0 | 0 | 0 | 0 | 0 | 0 | 0
1995 | 3 | 2 | 0 | 0 | 0 | 0 | 0 | 0 | 0 | 0 | 0 | 0 | 0 | 0 | 0
1995 | 3 | 3 | 0 | 0 | 0 | 0 | 0 | 0 | 0 | 0 | 0 | 0 | 0 | 0 | 0
1995 | 3 | 4 | 0 | 0 | 0 | 0 | 0 | 0 | 0 | 0 | 0 | 0 | 0 | 0 | 0
1995 | 3 | 5 | 0 | 0 | 0 | 0 | 0 | 0 | 0 | 0 | 0 | 0 | 0 | 0 | 0
1995 | 3 | 6 | 0.05 | 0.05 | 0 | 0 | 0.05 | 0 | 0 | 0 | 0 | 0 | 0 | 0 | 0
1995 | 3 | 7 | 0 | 0 | 0 | 0 | 0 | 0 | 0 | 0 | 0 | 0 | 0 | 0 | 0
1995 | 3 | 8 | 1.97 | 1 | 0.95 | 0 | 1 | 0.95 | 0 | 0 | 0 | 0 | 0 | 0 | 0
1995 | 3 | 9 | 0.01 | 0.01 | 0 | 0 | 0.01 | 0 | 0 | 0 | 0 | 0 | 0 | 0 | 0
1995 | 3 | 10 | 0 | 0 | 0 | 0 | 0 | 0 | 0 | 0 | 0 | 0 | 0 | 0 | 0
1995 | 3 | 11 | 0 | 0 | 0 | 0 | 0 | 0 | 0 | 0 | 0 | 0 | 0 | 0 | 0
1995 | 3 | 12 | 0 | 0 | 0 | 0 | 0 | 0 | 0 | 0 | 0 | 0 | 0 | 0 | 0
1995 | 3 | 13 | 0 | 0 | 0 | 0 | 0 | 0 | 0 | 0 | 0 | 0 | 0 | 0 | 0
1995 | 3 | 14 | 0 | 0 | 0 | 0 | 0 | 0 | 0 | 0 | 0 | 0 | 0 | 0 | 0
1995 | 3 | 15 | 0 | 0 | 0 | 0 | 0 | 0 | 0 | 0 | 0 | 0 | 0 | 0 | 0
1995 | 3 | 16 | 0 | 0 | 0 | 0 | 0 | 0 | 0 | 0 | 0 | 0 | 0 | 0 | 0
1995 | 3 | 17 | 0 | 0 | 0 | 0 | 0 | 0 | 0 | 0 | 0 | 0 | 0 | 0 | 0
1995 | 3 | 18 | 0 | 0 | 0 | 0 | 0 | 0 | 0 | 0 | 0 | 0 | 0 | 0 | 0
1995 | 3 | 19 | 0 | 0 | 0 | 0 | 0 | 0 | 0 | 0 | 0 | 0 | 0 | 0 | 0
1995 | 3 | 20 | 0 | 0 | 0 | 0 | 0 | 0 | 0 | 0 | 0 | 0 | 0 | 0 | 0
1995 | 3 | 21 | 0.09 | 0.09 | 0.04 | 0 | 0.09 | 0.04 | 0 | 0 | 0 | 0 | 0 | 0 | 0
1995 | 3 | 22 | 0 | 0 | 0 | 0 | 0 | 0 | 0 | 0 | 0 | 0 | 0 | 0 | 0
1995 | 3 | 23 | 0 | 0 | 0 | 0 | 0 | 0 | 0 | 0 | 0 | 0 | 0 | 0 | 0
1995 | 3 | 24 | 0 | 0 | 0 | 0 | 0 | 0 | 0 | 0 | 0 | 0 | 0 | 0 | 0
1995 | 3 | 25 | 0 | 0 | 0 | 0 | 0 | 0 | 0 | 0 | 0 | 0 | 0 | 0 | 0
1995 | 3 | 26 | 0 | 0 | 0 | 0 | 0 | 0 | 0 | 0 | 0 | 0 | 0 | 0 | 0
1995 | 3 | 27 | 0 | 0 | 0 | 0 | 0 | 0 | 0 | 0 | 0 | 0 | 0 | 0 | 0
1995 | 3 | 28 | 0 | 0 | 0 | 0 | 0 | 0 | 0 | 0 | 0 | 0 | 0 | 0 | 0
1995 | 3 | 29 | 0 | 0 | 0 | 0 | 0 | 0 | 0 | 0 | 0 | 0 | 0 | 0 | 0
1995 | 3 | 30 | 0.02 | 0.02 | 0 | 0 | 0.02 | 0 | 0 | 0 | 0 | 0 | 0 | 0 | 0
1995 | 3 | 31 | 0 | 0 | 0 | 0 | 0 | 0 | 0 | 0 | 0 | 0 | 0 | 0 | 0
1995 | 4 | 1 | 0 | 0 | 0 | 0 | 0 | 0 | 0 | 0 | 0 | 0 | 0 | 0 | 0
1995 | 4 | 2 | 0.05 | 0.05 | 0 | 0 | 0.05 | 0 | 0 | 0 | 0 | 0 | 0 | 0 | 0
1995 | 4 | 3 | 0 | 0 | 0 | 0 | 0 | 0 | 0 | 0 | 0 | 0 | 0 | 0 | 0
1995 | 4 | 4 | 0 | 0 | 0 | 0 | 0 | 0 | 0 | 0 | 0 | 0 | 0 | 0 | 0
1995 | 4 | 5 | 0 | 0 | 0 | 0 | 0 | 0 | 0 | 0 | 0 | 0 | 0 | 0 | 0
1995 | 4 | 6 | 0 | 0 | 0 | 0 | 0 | 0 | 0 | 0 | 0 | 0 | 0 | 0 | 0
1995 | 4 | 7 | 0 | 0 | 0 | 0 | 0 | 0 | 0 | 0 | 0 | 0 | 0 | 0 | 0
1995 | 4 | 8 | 0.02 | 0.02 | 0 | 0 | 0.02 | 0 | 0 | 0 | 0 | 0 | 0 | 0 | 0
1995 | 4 | 9 | 0.06 | 0.06 | 0.01 | 0 | 0.06 | 0.01 | 0 | 0 | 0 | 0 | 0 | 0 | 0
1995 | 4 | 10 | 0.09 | 0.09 | 0.04 | 0 | 0.09 | 0.04 | 0 | 0 | 0 | 0 | 0 | 0 | 0
1995 | 4 | 11 | 0 | 0 | 0 | 0 | 0 | 0 | 0 | 0 | 0 | 0 | 0 | 0 | 0
1995 | 4 | 12 | 0.69 | 0.69 | 0.64 | 0 | 0.69 | 0.64 | 0 | 0 | 0 | 0 | 0 | 0 | 0
1995 | 4 | 13 | 0 | 0 | 0 | 0 | 0 | 0 | 0 | 0 | 0 | 0 | 0 | 0 | 0
1995 | 4 | 14 | 0 | 0 | 0 | 0 | 0 | 0 | 0 | 0 | 0 | 0 | 0 | 0 | 0
1995 | 4 | 15 | 0 | 0 | 0 | 0 | 0 | 0 | 0 | 0 | 0 | 0 | 0 | 0 | 0
1995 | 4 | 16 | 0 | 0 | 0 | 0 | 0 | 0 | 0 | 0 | 0 | 0 | 0 | 0 | 0
1995 | 4 | 17 | 0 | 0 | 0 | 0 | 0 | 0 | 0 | 0 | 0 | 0 | 0 | 0 | 0
1995 | 4 | 18 | 0 | 0 | 0 | 0 | 0 | 0 | 0 | 0 | 0 | 0 | 0 | 0 | 0
1995 | 4 | 19 | 0 | 0 | 0 | 0 | 0 | 0 | 0 | 0 | 0 | 0 | 0 | 0 | 0
1995 | 4 | 20 | 0 | 0 | 0 | 0 | 0 | 0 | 0 | 0 | 0 | 0 | 0 | 0 | 0
1995 | 4 | 21 | 0 | 0 | 0 | 0 | 0 | 0 | 0 | 0 | 0 | 0 | 0 | 0 | 0
1995 | 4 | 22 | 0.01 | 0.01 | 0 | 0 | 0.01 | 0 | 0 | 0 | 0 | 0 | 0 | 0 | 0
1995 | 4 | 23 | 0.13 | 0.13 | 0.08 | 0 | 0.13 | 0.08 | 0 | 0 | 0 | 0 | 0 | 0 | 0
1995 | 4 | 24 | 0.21 | 0.21 | 0.16 | 0 | 0.21 | 0.16 | 0 | 0 | 0 | 0 | 0 | 0 | 0
1995 | 4 | 25 | 0 | 0 | 0 | 0 | 0 | 0 | 0 | 0 | 0 | 0 | 0 | 0 | 0
1995 | 4 | 26 | 0 | 0 | 0 | 0 | 0 | 0 | 0 | 0 | 0 | 0 | 0 | 0 | 0
1995 | 4 | 27 | 0 | 0 | 0 | 0 | 0 | 0 | 0 | 0 | 0 | 0 | 0 | 0 | 0
1995 | 4 | 28 | 0 | 0 | 0 | 0 | 0 | 0 | 0 | 0 | 0 | 0 | 0 | 0 | 0
1995 | 4 | 29 | 0 | 0 | 0 | 0 | 0 | 0 | 0 | 0 | 0 | 0 | 0 | 0 | 0
1995 | 4 | 30 | 0.63 | 0.63 | 0.58 | 0 | 0.63 | 0.58 | 0 | 0 | 0 | 0 | 0 | 0 | 0
1995 | 5 | 1 | 0 | 0 | 0 | 0 | 0 | 0 | 0 | 0 | 0 | 0 | 0 | 0 | 0
1995 | 5 | 2 | 0.42 | 0.42 | 0.37 | 0 | 0.42 | 0.37 | 0 | 0 | 0 | 0 | 0 | 0 | 0
1995 | 5 | 3 | 0 | 0 | 0 | 0 | 0 | 0 | 0 | 0 | 0 | 0 | 0 | 0 | 0
1995 | 5 | 4 | 0.01 | 0.01 | 0 | 0 | 0.01 | 0 | 0 | 0 | 0 | 0 | 0 | 0 | 0
1995 | 5 | 5 | 0.09 | 0.09 | 0.04 | 0 | 0.09 | 0.04 | 0 | 0 | 0 | 0 | 0 | 0 | 0
1995 | 5 | 6 | 0 | 0 | 0 | 0 | 0 | 0 | 0 | 0 | 0 | 0 | 0 | 0 | 0
1995 | 5 | 7 | 0 | 0 | 0 | 0 | 0 | 0 | 0 | 0 | 0 | 0 | 0 | 0 | 0
1995 | 5 | 8 | 0 | 0 | 0 | 0 | 0 | 0 | 0 | 0 | 0 | 0 | 0 | 0 | 0
1995 | 5 | 9 | 0.16 | 0.16 | 0.11 | 0 | 0.16 | 0.11 | 0 | 0 | 0 | 0 | 0 | 0 | 0
1995 | 5 | 10 | 0.87 | 0.87 | 0.82 | 0 | 0.87 | 0.82 | 0 | 0 | 0 | 0 | 0 | 0 | 0
1995 | 5 | 11 | 0.07 | 0.07 | 0.02 | 0 | 0.07 | 0.02 | 0 | 0 | 0 | 0 | 0 | 0 | 0
1995 | 5 | 12 | 0 | 0 | 0 | 0 | 0 | 0 | 0 | 0 | 0 | 0 | 0 | 0 | 0
1995 | 5 | 13 | 0 | 0 | 0 | 0 | 0 | 0 | 0 | 0 | 0 | 0 | 0 | 0 | 0
1995 | 5 | 14 | 0.5 | 0.5 | 0.45 | 0 | 0.5 | 0.45 | 0 | 0 | 0 | 0 | 0 | 0 | 0
1995 | 5 | 15 | 0 | 0 | 0 | 0 | 0 | 0 | 0 | 0 | 0 | 0 | 0 | 0 | 0
1995 | 5 | 16 | 0 | 0 | 0 | 0 | 0 | 0 | 0 | 0 | 0 | 0 | 0 | 0 | 0
1995 | 5 | 17 | 0.06 | 0.06 | 0.01 | 0 | 0.06 | 0.01 | 0 | 0 | 0 | 0 | 0 | 0 | 0
1995 | 5 | 18 | 0.32 | 0.32 | 0.27 | 0 | 0.32 | 0.27 | 0 | 0 | 0 | 0 | 0 | 0 | 0
1995 | 5 | 19 | 0.45 | 0.45 | 0.4 | 0 | 0.45 | 0.4 | 0 | 0 | 0 | 0 | 0 | 0 | 0
1995 | 5 | 20 | 0 | 0 | 0 | 0 | 0 | 0 | 0 | 0 | 0 | 0 | 0 | 0 | 0
1995 | 5 | 21 | 0 | 0 | 0 | 0 | 0 | 0 | 0 | 0 | 0 | 0 | 0 | 0 | 0
1995 | 5 | 22 | 0 | 0 | 0 | 0 | 0 | 0 | 0 | 0 | 0 | 0 | 0 | 0 | 0
1995 | 5 | 23 | 0 | 0 | 0 | 0 | 0 | 0 | 0 | 0 | 0 | 0 | 0 | 0 | 0
1995 | 5 | 24 | 0 | 0 | 0 | 0 | 0 | 0 | 0 | 0 | 0 | 0 | 0 | 0 | 0
1995 | 5 | 25 | 0.72 | 0.72 | 0.67 | 0 | 0.72 | 0.67 | 0 | 0 | 0 | 0 | 0 | 0 | 0
1995 | 5 | 26 | 0.03 | 0.03 | 0 | 0 | 0.03 | 0 | 0 | 0 | 0 | 0 | 0 | 0 | 0
1995 | 5 | 27 | 0 | 0 | 0 | 0 | 0 | 0 | 0 | 0 | 0 | 0 | 0 | 0 | 0
1995 | 5 | 28 | 0.34 | 0.34 | 0.29 | 0 | 0.34 | 0.29 | 0 | 0 | 0 | 0 | 0 | 0 | 0
1995 | 5 | 29 | 0.15 | 0.15 | 0.1 | 0 | 0.15 | 0.1 | 0 | 0 | 0 | 0 | 0 | 0 | 0
1995 | 5 | 30 | 0 | 0 | 0 | 0 | 0 | 0 | 0 | 0 | 0 | 0 | 0 | 0 | 0
1995 | 5 | 31 | 0 | 0 | 0 | 0 | 0 | 0 | 0 | 0 | 0 | 0 | 0 | 0 | 0
1995 | 6 | 1 | 0 | 0 | 0 | 0 | 0 | 0 | 0 | 0 | 0 | 0 | 0 | 0 | 0
1995 | 6 | 2 | 0.05 | 0.05 | 0 | 0 | 0.05 | 0 | 0 | 0 | 0 | 0 | 0 | 0 | 0
1995 | 6 | 3 | 0.18 | 0.18 | 0.13 | 0 | 0.18 | 0.13 | 0 | 0 | 0 | 0 | 0 | 0 | 0
1995 | 6 | 4 | 0 | 0 | 0 | 0 | 0 | 0 | 0 | 0 | 0 | 0 | 0 | 0 | 0
1995 | 6 | 5 | 0 | 0 | 0 | 0 | 0 | 0 | 0 | 0 | 0 | 0 | 0 | 0 | 0
1995 | 6 | 6 | 0 | 0 | 0 | 0 | 0 | 0 | 0 | 0 | 0 | 0 | 0 | 0 | 0
1995 | 6 | 7 | 0.03 | 0.03 | 0 | 0 | 0.03 | 0 | 0 | 0 | 0 | 0 | 0 | 0 | 0
1995 | 6 | 8 | 0 | 0 | 0 | 0 | 0 | 0 | 0 | 0 | 0 | 0 | 0 | 0 | 0
1995 | 6 | 9 | 0 | 0 | 0 | 0 | 0 | 0 | 0 | 0 | 0 | 0 | 0 | 0 | 0
1995 | 6 | 10 | 0 | 0 | 0 | 0 | 0 | 0 | 0 | 0 | 0 | 0 | 0 | 0 | 0
1995 | 6 | 11 | 0.45 | 0.45 | 0.4 | 0 | 0.45 | 0.4 | 0 | 0 | 0 | 0 | 0 | 0 | 0
1995 | 6 | 12 | 0.37 | 0.37 | 0.32 | 0 | 0.37 | 0.32 | 0 | 0 | 0 | 0 | 0 | 0 | 0
1995 | 6 | 13 | 0 | 0 | 0 | 0 | 0 | 0 | 0 | 0 | 0 | 0 | 0 | 0 | 0
1995 | 6 | 14 | 0 | 0 | 0 | 0 | 0 | 0 | 0 | 0 | 0 | 0 | 0 | 0 | 0
1995 | 6 | 15 | 0 | 0 | 0 | 0 | 0 | 0 | 0 | 0 | 0 | 0 | 0 | 0 | 0
1995 | 6 | 16 | 0 | 0 | 0 | 0 | 0 | 0 | 0 | 0 | 0 | 0 | 0 | 0 | 0
1995 | 6 | 17 | 0 | 0 | 0 | 0 | 0 | 0 | 0 | 0 | 0 | 0 | 0 | 0 | 0
1995 | 6 | 18 | 0 | 0 | 0 | 0 | 0 | 0 | 0 | 0 | 0 | 0 | 0 | 0 | 0
1995 | 6 | 19 | 0 | 0 | 0 | 0 | 0 | 0 | 0 | 0 | 0 | 0 | 0 | 0 | 0
1995 | 6 | 20 | 0 | 0 | 0 | 0 | 0 | 0 | 0 | 0 | 0 | 0 | 0 | 0 | 0
1995 | 6 | 21 | 0 | 0 | 0 | 0 | 0 | 0 | 0 | 0 | 0 | 0 | 0 | 0 | 0
1995 | 6 | 22 | 0.07 | 0.07 | 0.02 | 0 | 0.07 | 0.02 | 0 | 0 | 0 | 0 | 0 | 0 | 0
1995 | 6 | 23 | 0.31 | 0.31 | 0.26 | 0 | 0.31 | 0.26 | 0 | 0 | 0 | 0 | 0 | 0 | 0
1995 | 6 | 24 | 0.85 | 0.85 | 0.8 | 0 | 0.85 | 0.8 | 0 | 0 | 0 | 0 | 0 | 0 | 0
1995 | 6 | 25 | 0.03 | 0.03 | 0 | 0 | 0.03 | 0 | 0 | 0 | 0 | 0 | 0 | 0 | 0
1995 | 6 | 26 | 0.06 | 0.06 | 0.01 | 0 | 0.06 | 0.01 | 0 | 0 | 0 | 0 | 0 | 0 | 0
1995 | 6 | 27 | 0.02 | 0.02 | 0 | 0 | 0.02 | 0 | 0 | 0 | 0 | 0 | 0 | 0 | 0
1995 | 6 | 28 | 0 | 0 | 0 | 0 | 0 | 0 | 0 | 0 | 0 | 0 | 0 | 0 | 0
1995 | 6 | 29 | 0 | 0 | 0 | 0 | 0 | 0 | 0 | 0 | 0 | 0 | 0 | 0 | 0
1995 | 6 | 30 | 0 | 0 | 0 | 0 | 0 | 0 | 0 | 0 | 0 | 0 | 0 | 0 | 0
1995 | 7 | 1 | 0.33 | 0.33 | 0.28 | 0 | 0.33 | 0.28 | 0 | 0 | 0 | 0 | 0 | 0 | 0
1995 | 7 | 2 | 0 | 0 | 0 | 0 | 0 | 0 | 0 | 0 | 0 | 0 | 0 | 0 | 0
1995 | 7 | 3 | 0 | 0 | 0 | 0 | 0 | 0 | 0 | 0 | 0 | 0 | 0 | 0 | 0
1995 | 7 | 4 | 0.04 | 0.04 | 0 | 0 | 0.04 | 0 | 0 | 0 | 0 | 0 | 0 | 0 | 0
1995 | 7 | 5 | 0 | 0 | 0 | 0 | 0 | 0 | 0 | 0 | 0 | 0 | 0 | 0 | 0
1995 | 7 | 6 | 1.03 | 1 | 0.95 | 0 | 1 | 0.95 | 0 | 0 | 0 | 0 | 0 | 0 | 0
1995 | 7 | 7 | 0.11 | 0.11 | 0.06 | 0 | 0.11 | 0.06 | 0 | 0 | 0 | 0 | 0 | 0 | 0
1995 | 7 | 8 | 0 | 0 | 0 | 0 | 0 | 0 | 0 | 0 | 0 | 0 | 0 | 0 | 0
1995 | 7 | 9 | 0 | 0 | 0 | 0 | 0 | 0 | 0 | 0 | 0 | 0 | 0 | 0 | 0
1995 | 7 | 10 | 0.36 | 0.36 | 0.31 | 0 | 0.36 | 0.31 | 0 | 0 | 0 | 0 | 0 | 0 | 0
1995 | 7 | 11 | 0 | 0 | 0 | 0 | 0 | 0 | 0 | 0 | 0 | 0 | 0 | 0 | 0
1995 | 7 | 12 | 0 | 0 | 0 | 0 | 0 | 0 | 0 | 0 | 0 | 0 | 0 | 0 | 0
1995 | 7 | 13 | 0 | 0 | 0 | 0 | 0 | 0 | 0 | 0 | 0 | 0 | 0 | 0 | 0
1995 | 7 | 14 | 0 | 0 | 0 | 0 | 0 | 0 | 0 | 0 | 0 | 0 | 0 | 0 | 0
1995 | 7 | 15 | 0 | 0 | 0 | 0 | 0 | 0 | 0 | 0 | 0 | 0 | 0 | 0 | 0
1995 | 7 | 16 | 0 | 0 | 0 | 0 | 0 | 0 | 0 | 0 | 0 | 0 | 0 | 0 | 0
1995 | 7 | 17 | 0.02 | 0.02 | 0 | 0 | 0.02 | 0 | 0 | 0 | 0 | 0 | 0 | 0 | 0
1995 | 7 | 18 | 0.05 | 0.05 | 0 | 0 | 0.05 | 0 | 0 | 0 | 0 | 0 | 0 | 0 | 0
1995 | 7 | 19 | 0 | 0 | 0 | 0 | 0 | 0 | 0 | 0 | 0 | 0 | 0 | 0 | 0
1995 | 7 | 20 | 0 | 0 | 0 | 0 | 0 | 0 | 0 | 0 | 0 | 0 | 0 | 0 | 0
1995 | 7 | 21 | 1.6 | 1 | 0.95 | 0 | 1 | 0.95 | 0 | 0 | 0 | 0 | 0 | 0 | 0
1995 | 7 | 22 | 0.14 | 0.14 | 0.09 | 0 | 0.14 | 0.09 | 0 | 0 | 0 | 0 | 0 | 0 | 0
1995 | 7 | 23 | 0 | 0 | 0 | 0 | 0 | 0 | 0 | 0 | 0 | 0 | 0 | 0 | 0
1995 | 7 | 24 | 0.09 | 0.09 | 0.04 | 0 | 0.09 | 0.04 | 0 | 0 | 0 | 0 | 0 | 0 | 0
1995 | 7 | 25 | 0 | 0 | 0 | 0 | 0 | 0 | 0 | 0 | 0 | 0 | 0 | 0 | 0
1995 | 7 | 26 | 0 | 0 | 0 | 0 | 0 | 0 | 0 | 0 | 0 | 0 | 0 | 0 | 0
1995 | 7 | 27 | 0.26 | 0.26 | 0.21 | 0 | 0.26 | 0.21 | 0 | 0 | 0 | 0 | 0 | 0 | 0
1995 | 7 | 28 | 0 | 0 | 0 | 0 | 0 | 0 | 0 | 0 | 0 | 0 | 0 | 0 | 0
1995 | 7 | 29 | 0 | 0 | 0 | 0 | 0 | 0 | 0 | 0 | 0 | 0 | 0 | 0 | 0
1995 | 7 | 30 | 0 | 0 | 0 | 0 | 0 | 0 | 0 | 0 | 0 | 0 | 0 | 0 | 0
1995 | 7 | 31 | 0 | 0 | 0 | 0 | 0 | 0 | 0 | 0 | 0 | 0 | 0 | 0 | 0
1995 | 8 | 1 | 0 | 0 | 0 | 0 | 0 | 0 | 0 | 0 | 0 | 0 | 0 | 0 | 0
1995 | 8 | 2 | 0 | 0 | 0 | 0 | 0 | 0 | 0 | 0 | 0 | 0 | 0 | 0 | 0
1995 | 8 | 3 | 0 | 0 | 0 | 0 | 0 | 0 | 0 | 0 | 0 | 0 | 0 | 0 | 0
1995 | 8 | 4 | 0 | 0 | 0 | 0 | 0 | 0 | 0 | 0 | 0 | 0 | 0 | 0 | 0
1995 | 8 | 5 | 0.42 | 0.42 | 0.37 | 0 | 0.42 | 0.37 | 0 | 0 | 0 | 0 | 0 | 0 | 0
1995 | 8 | 6 | 0.46 | 0.46 | 0.41 | 0 | 0.46 | 0.41 | 0 | 0 | 0 | 0 | 0 | 0 | 0
1995 | 8 | 7 | 0 | 0 | 0 | 0 | 0 | 0 | 0 | 0 | 0 | 0 | 0 | 0 | 0
1995 | 8 | 8 | 0 | 0 | 0 | 0 | 0 | 0 | 0 | 0 | 0 | 0 | 0 | 0 | 0
1995 | 8 | 9 | 0 | 0 | 0 | 0 | 0 | 0 | 0 | 0 | 0 | 0 | 0 | 0 | 0
1995 | 8 | 10 | 0 | 0 | 0 | 0 | 0 | 0 | 0 | 0 | 0 | 0 | 0 | 0 | 0
1995 | 8 | 11 | 0 | 0 | 0 | 0 | 0 | 0 | 0 | 0 | 0 | 0 | 0 | 0 | 0
1995 | 8 | 12 | 0 | 0 | 0 | 0 | 0 | 0 | 0 | 0 | 0 | 0 | 0 | 0 | 0
1995 | 8 | 13 | 0 | 0 | 0 | 0 | 0 | 0 | 0 | 0 | 0 | 0 | 0 | 0 | 0
1995 | 8 | 14 | 0 | 0 | 0 | 0 | 0 | 0 | 0 | 0 | 0 | 0 | 0 | 0 | 0
1995 | 8 | 15 | 0 | 0 | 0 | 0 | 0 | 0 | 0 | 0 | 0 | 0 | 0 | 0 | 0
1995 | 8 | 16 | 0 | 0 | 0 | 0 | 0 | 0 | 0 | 0 | 0 | 0 | 0 | 0 | 0
1995 | 8 | 17 | 0 | 0 | 0 | 0 | 0 | 0 | 0 | 0 | 0 | 0 | 0 | 0 | 0
1995 | 8 | 18 | 0 | 0 | 0 | 0 | 0 | 0 | 0 | 0 | 0 | 0 | 0 | 0 | 0
1995 | 8 | 19 | 0 | 0 | 0 | 0 | 0 | 0 | 0 | 0 | 0 | 0 | 0 | 0 | 0
1995 | 8 | 20 | 0 | 0 | 0 | 0 | 0 | 0 | 0 | 0 | 0 | 0 | 0 | 0 | 0
1995 | 8 | 21 | 0 | 0 | 0 | 0 | 0 | 0 | 0 | 0 | 0 | 0 | 0 | 0 | 0
1995 | 8 | 22 | 0 | 0 | 0 | 0 | 0 | 0 | 0 | 0 | 0 | 0 | 0 | 0 | 0
1995 | 8 | 23 | 0 | 0 | 0 | 0 | 0 | 0 | 0 | 0 | 0 | 0 | 0 | 0 | 0
1995 | 8 | 24 | 0 | 0 | 0 | 0 | 0 | 0 | 0 | 0 | 0 | 0 | 0 | 0 | 0
1995 | 8 | 25 | 0 | 0 | 0 | 0 | 0 | 0 | 0 | 0 | 0 | 0 | 0 | 0 | 0
1995 | 8 | 26 | 0 | 0 | 0 | 0 | 0 | 0 | 0 | 0 | 0 | 0 | 0 | 0 | 0
1995 | 8 | 27 | 0 | 0 | 0 | 0 | 0 | 0 | 0 | 0 | 0 | 0 | 0 | 0 | 0
1995 | 8 | 28 | 0 | 0 | 0 | 0 | 0 | 0 | 0 | 0 | 0 | 0 | 0 | 0 | 0
1995 | 8 | 29 | 0 | 0 | 0 | 0 | 0 | 0 | 0 | 0 | 0 | 0 | 0 | 0 | 0
1995 | 8 | 30 | 0 | 0 | 0 | 0 | 0 | 0 | 0 | 0 | 0 | 0 | 0 | 0 | 0
1995 | 8 | 31 | 0 | 0 | 0 | 0 | 0 | 0 | 0 | 0 | 0 | 0 | 0 | 0 | 0
1995 | 9 | 1 | 0 | 0 | 0 | 0 | 0 | 0 | 0 | 0 | 0 | 0 | 0 | 0 | 0
1995 | 9 | 2 | 0 | 0 | 0 | 0 | 0 | 0 | 0 | 0 | 0 | 0 | 0 | 0 | 0
1995 | 9 | 3 | 0 | 0 | 0 | 0 | 0 | 0 | 0 | 0 | 0 | 0 | 0 | 0 | 0
1995 | 9 | 4 | 0 | 0 | 0 | 0 | 0 | 0 | 0 | 0 | 0 | 0 | 0 | 0 | 0
1995 | 9 | 5 | 0 | 0 | 0 | 0 | 0 | 0 | 0 | 0 | 0 | 0 | 0 | 0 | 0
1995 | 9 | 6 | 0 | 0 | 0 | 0 | 0 | 0 | 0 | 0 | 0 | 0 | 0 | 0 | 0
1995 | 9 | 7 | 0 | 0 | 0 | 0 | 0 | 0 | 0 | 0 | 0 | 0 | 0 | 0 | 0
1995 | 9 | 8 | 0 | 0 | 0 | 0 | 0 | 0 | 0 | 0 | 0 | 0 | 0 | 0 | 0
1995 | 9 | 9 | 0.94 | 0.94 | 0.89 | 0 | 0.94 | 0.89 | 0 | 0 | 0 | 0 | 0 | 0 | 0
1995 | 9 | 10 | 0 | 0 | 0 | 0 | 0 | 0 | 0 | 0 | 0 | 0 | 0 | 0 | 0
1995 | 9 | 11 | 0 | 0 | 0 | 0 | 0 | 0 | 0 | 0 | 0 | 0 | 0 | 0 | 0
1995 | 9 | 12 | 0 | 0 | 0 | 0 | 0 | 0 | 0 | 0 | 0 | 0 | 0 | 0 | 0
1995 | 9 | 13 | 0.12 | 0.12 | 0.07 | 0 | 0.12 | 0.07 | 0 | 0 | 0 | 0 | 0 | 0 | 0
1995 | 9 | 14 | 0 | 0 | 0 | 0 | 0 | 0 | 0 | 0 | 0 | 0 | 0 | 0 | 0
1995 | 9 | 15 | 0 | 0 | 0 | 0 | 0 | 0 | 0 | 0 | 0 | 0 | 0 | 0 | 0
1995 | 9 | 16 | 0.55 | 0.55 | 0.5 | 0 | 0.55 | 0.5 | 0 | 0 | 0 | 0 | 0 | 0 | 0
1995 | 9 | 17 | 0.62 | 0.62 | 0.57 | 0 | 0.62 | 0.57 | 0 | 0 | 0 | 0 | 0 | 0 | 0
1995 | 9 | 18 | 0 | 0 | 0 | 0 | 0 | 0 | 0 | 0 | 0 | 0 | 0 | 0 | 0
1995 | 9 | 19 | 0 | 0 | 0 | 0 | 0 | 0 | 0 | 0 | 0 | 0 | 0 | 0 | 0
1995 | 9 | 20 | 0 | 0 | 0 | 0 | 0 | 0 | 0 | 0 | 0 | 0 | 0 | 0 | 0
1995 | 9 | 21 | 0 | 0 | 0 | 0 | 0 | 0 | 0 | 0 | 0 | 0 | 0 | 0 | 0
1995 | 9 | 22 | 0.82 | 0.82 | 0.77 | 0 | 0.82 | 0.77 | 0 | 0 | 0 | 0 | 0 | 0 | 0
1995 | 9 | 23 | 0 | 0 | 0 | 0 | 0 | 0 | 0 | 0 | 0 | 0 | 0 | 0 | 0
1995 | 9 | 24 | 0.15 | 0.15 | 0.1 | 0 | 0.15 | 0.1 | 0 | 0 | 0 | 0 | 0 | 0 | 0
1995 | 9 | 25 | 0.31 | 0.31 | 0.26 | 0 | 0.31 | 0.26 | 0 | 0 | 0 | 0 | 0 | 0 | 0
1995 | 9 | 26 | 0.22 | 0.22 | 0.17 | 0 | 0.22 | 0.17 | 0 | 0 | 0 | 0 | 0 | 0 | 0
1995 | 9 | 27 | 0 | 0 | 0 | 0 | 0 | 0 | 0 | 0 | 0 | 0 | 0 | 0 | 0
1995 | 9 | 28 | 0 | 0 | 0 | 0 | 0 | 0 | 0 | 0 | 0 | 0 | 0 | 0 | 0
1995 | 9 | 29 | 0 | 0 | 0 | 0 | 0 | 0 | 0 | 0 | 0 | 0 | 0 | 0 | 0
1995 | 9 | 30 | 0 | 0 | 0 | 0 | 0 | 0 | 0 | 0 | 0 | 0 | 0 | 0 | 0
1995 | 10 | 1 | 0 | 0 | 0 | 0 | 0 | 0 | 0 | 0 | 0 | 0 | 0 | 0 | 0
1995 | 10 | 2 | 0 | 0 | 0 | 0 | 0 | 0 | 0 | 0 | 0 | 0 | 0 | 0 | 0
1995 | 10 | 3 | 0.04 | 0.04 | 0 | 0 | 0.04 | 0 | 0 | 0 | 0 | 0 | 0 | 0 | 0
1995 | 10 | 4 | 0.14 | 0.14 | 0.09 | 0 | 0.14 | 0.09 | 0 | 0 | 0 | 0 | 0 | 0 | 0
1995 | 10 | 5 | 1.99 | 1 | 0.95 | 0 | 1 | 0.95 | 0 | 0 | 0 | 0 | 0 | 0 | 0
1995 | 10 | 6 | 0 | 0 | 0 | 0 | 0 | 0 | 0 | 0 | 0 | 0 | 0 | 0 | 0
1995 | 10 | 7 | 0 | 0 | 0 | 0 | 0 | 0 | 0 | 0 | 0 | 0 | 0 | 0 | 0
1995 | 10 | 8 | 0 | 0 | 0 | 0 | 0 | 0 | 0 | 0 | 0 | 0 | 0 | 0 | 0
1995 | 10 | 9 | 0 | 0 | 0 | 0 | 0 | 0 | 0 | 0 | 0 | 0 | 0 | 0 | 0
1995 | 10 | 10 | 0 | 0 | 0 | 0 | 0 | 0 | 0 | 0 | 0 | 0 | 0 | 0 | 0
1995 | 10 | 11 | 0 | 0 | 0 | 0 | 0 | 0 | 0 | 0 | 0 | 0 | 0 | 0 | 0
1995 | 10 | 12 | 0 | 0 | 0 | 0 | 0 | 0 | 0 | 0 | 0 | 0 | 0 | 0 | 0
1995 | 10 | 13 | 0 | 0 | 0 | 0 | 0 | 0 | 0 | 0 | 0 | 0 | 0 | 0 | 0
1995 | 10 | 14 | 3.36 | 1 | 0.95 | 0 | 1 | 0.95 | 0 | 0 | 0 | 0 | 0 | 0 | 0
1995 | 10 | 15 | 0 | 0 | 0 | 0 | 0 | 0 | 0 | 0 | 0 | 0 | 0 | 0 | 0
1995 | 10 | 16 | 0 | 0 | 0 | 0 | 0 | 0 | 0 | 0 | 0 | 0 | 0 | 0 | 0
1995 | 10 | 17 | 0 | 0 | 0 | 0 | 0 | 0 | 0 | 0 | 0 | 0 | 0 | 0 | 0
1995 | 10 | 18 | 0 | 0 | 0 | 0 | 0 | 0 | 0 | 0 | 0 | 0 | 0 | 0 | 0
1995 | 10 | 19 | 0 | 0 | 0 | 0 | 0 | 0 | 0 | 0 | 0 | 0 | 0 | 0 | 0
1995 | 10 | 20 | 0.2 | 0.2 | 0.15 | 0 | 0.2 | 0.15 | 0 | 0 | 0 | 0 | 0 | 0 | 0
1995 | 10 | 21 | 1.73 | 1 | 0.95 | 0 | 1 | 0.95 | 0 | 0 | 0 | 0 | 0 | 0 | 0
1995 | 10 | 22 | 0 | 0 | 0 | 0 | 0 | 0 | 0 | 0 | 0 | 0 | 0 | 0 | 0
1995 | 10 | 23 | 0 | 0 | 0 | 0 | 0 | 0 | 0 | 0 | 0 | 0 | 0 | 0 | 0
1995 | 10 | 24 | 0 | 0 | 0 | 0 | 0 | 0 | 0 | 0 | 0 | 0 | 0 | 0 | 0
1995 | 10 | 25 | 0 | 0 | 0 | 0 | 0 | 0 | 0 | 0 | 0 | 0 | 0 | 0 | 0
1995 | 10 | 26 | 0 | 0 | 0 | 0 | 0 | 0 | 0 | 0 | 0 | 0 | 0 | 0 | 0
1995 | 10 | 27 | 0.93 | 0.93 | 0.88 | 0 | 0.93 | 0.88 | 0 | 0 | 0 | 0 | 0 | 0 | 0
1995 | 10 | 28 | 0.26 | 0.26 | 0.21 | 0 | 0.26 | 0.21 | 0 | 0 | 0 | 0 | 0 | 0 | 0
1995 | 10 | 29 | 0 | 0 | 0 | 0 | 0 | 0 | 0 | 0 | 0 | 0 | 0 | 0 | 0
1995 | 10 | 30 | 0 | 0 | 0 | 0 | 0 | 0 | 0 | 0 | 0 | 0 | 0 | 0 | 0
1995 | 10 | 31 | 0 | 0 | 0 | 0 | 0 | 0 | 0 | 0 | 0 | 0 | 0 | 0 | 0
1995 | 11 | 1 | 0.33 | 0.33 | 0.28 | 0 | 0.33 | 0.28 | 0 | 0 | 0 | 0 | 0 | 0 | 0
1995 | 11 | 2 | 0.12 | 0.12 | 0.07 | 0 | 0.12 | 0.07 | 0 | 0 | 0 | 0 | 0 | 0 | 0
1995 | 11 | 3 | 0.12 | 0.12 | 0.07 | 0 | 0.12 | 0.07 | 0 | 0 | 0 | 0 | 0 | 0 | 0
1995 | 11 | 4 | 0 | 0 | 0 | 0 | 0 | 0 | 0 | 0 | 0 | 0 | 0 | 0 | 0
1995 | 11 | 5 | 0 | 0 | 0 | 0 | 0 | 0 | 0 | 0 | 0 | 0 | 0 | 0 | 0
1995 | 11 | 6 | 0 | 0 | 0 | 0 | 0 | 0 | 0 | 0 | 0 | 0 | 0 | 0 | 0
1995 | 11 | 7 | 0.3 | 0.3 | 0.25 | 0 | 0.3 | 0.25 | 0 | 0 | 0 | 0 | 0 | 0 | 0
1995 | 11 | 8 | 0 | 0 | 0 | 0 | 0 | 0 | 0 | 0 | 0 | 0 | 0 | 0 | 0
1995 | 11 | 9 | 0 | 0 | 0 | 0 | 0 | 0 | 0 | 0 | 0 | 0 | 0 | 0 | 0
1995 | 11 | 10 | 0 | 0 | 0 | 0 | 0 | 0 | 0 | 0 | 0 | 0 | 0 | 0 | 0
1995 | 11 | 11 | 1.15 | 1 | 0.95 | 0 | 1 | 0.95 | 0 | 0 | 0 | 0 | 0 | 0 | 0
1995 | 11 | 12 | 0 | 0 | 0 | 0 | 0 | 0 | 0 | 0 | 0 | 0 | 0 | 0 | 0
1995 | 11 | 13 | 0.01 | 0.01 | 0 | 0 | 0.01 | 0 | 0 | 0 | 0 | 0 | 0 | 0 | 0
1995 | 11 | 14 | 1.31 | 1 | 0.95 | 0 | 1 | 0.95 | 0 | 0 | 0 | 0 | 0 | 0 | 0
1995 | 11 | 15 | 0.06 | 0.06 | 0.01 | 0 | 0.06 | 0.01 | 0 | 0 | 0 | 0 | 0 | 0 | 0
1995 | 11 | 16 | 0 | 0 | 0 | 0 | 0 | 0 | 0 | 0 | 0 | 0 | 0 | 0 | 0
1995 | 11 | 17 | 0 | 0 | 0 | 0 | 0 | 0 | 0 | 0 | 0 | 0 | 0 | 0 | 0
1995 | 11 | 18 | 0 | 0 | 0 | 0 | 0 | 0 | 0 | 0 | 0 | 0 | 0 | 0 | 0
1995 | 11 | 19 | 0 | 0 | 0 | 0 | 0 | 0 | 0 | 0 | 0 | 0 | 0 | 0 | 0
1995 | 11 | 20 | 0 | 0 | 0 | 0 | 0 | 0 | 0 | 0 | 0 | 0 | 0 | 0 | 0
1995 | 11 | 21 | 0 | 0 | 0 | 0 | 0 | 0 | 0 | 0 | 0 | 0 | 0 | 0 | 0
1995 | 11 | 22 | 0 | 0 | 0 | 0 | 0 | 0 | 0 | 0 | 0 | 0 | 0 | 0 | 0
1995 | 11 | 23 | 0.36 | 0.36 | 0.31 | 0 | 0.36 | 0.31 | 0 | 0 | 0 | 0 | 0 | 0 | 0
1995 | 11 | 24 | 0 | 0 | 0 | 0 | 0 | 0 | 0 | 0 | 0 | 0 | 0 | 0 | 0
1995 | 11 | 25 | 0 | 0 | 0 | 0 | 0 | 0 | 0 | 0 | 0 | 0 | 0 | 0 | 0
1995 | 11 | 26 | 0 | 0 | 0 | 0 | 0 | 0 | 0 | 0 | 0 | 0 | 0 | 0 | 0
1995 | 11 | 27 | 0 | 0 | 0 | 0 | 0 | 0 | 0 | 0 | 0 | 0 | 0 | 0 | 0
1995 | 11 | 28 | 0.43 | 0.43 | 0.38 | 0 | 0.43 | 0.38 | 0 | 0 | 0 | 0 | 0 | 0 | 0
1995 | 11 | 29 | 0.58 | 0.58 | 0.53 | 0 | 0.58 | 0.53 | 0 | 0 | 0 | 0 | 0 | 0 | 0
1995 | 11 | 30 | 0 | 0 | 0 | 0 | 0 | 0 | 0 | 0 | 0 | 0 | 0 | 0 | 0
1995 | 12 | 1 | 0 | 0 | 0 | 0 | 0 | 0 | 0 | 0 | 0 | 0 | 0 | 0 | 0
1995 | 12 | 2 | 0 | 0 | 0 | 0 | 0 | 0 | 0 | 0 | 0 | 0 | 0 | 0 | 0
1995 | 12 | 3 | 0 | 0 | 0 | 0 | 0 | 0 | 0 | 0 | 0 | 0 | 0 | 0 | 0
1995 | 12 | 4 | 0 | 0 | 0 | 0 | 0 | 0 | 0 | 0 | 0 | 0 | 0 | 0 | 0
1995 | 12 | 5 | 0.02 | 0.02 | 0 | 0 | 0.02 | 0 | 0 | 0 | 0 | 0 | 0 | 0 | 0
1995 | 12 | 6 | 0 | 0 | 0 | 0 | 0 | 0 | 0 | 0 | 0 | 0 | 0 | 0 | 0
1995 | 12 | 7 | 0 | 0 | 0 | 0 | 0 | 0 | 0 | 0 | 0 | 0 | 0 | 0 | 0
1995 | 12 | 8 | 0 | 0 | 0 | 0 | 0 | 0 | 0 | 0 | 0 | 0 | 0 | 0 | 0
1995 | 12 | 9 | 0.28 | 0.28 | 0.23 | 0 | 0.28 | 0.23 | 0 | 0 | 0 | 0 | 0 | 0 | 0
1995 | 12 | 10 | 0 | 0 | 0 | 0 | 0 | 0 | 0 | 0 | 0 | 0 | 0 | 0 | 0
1995 | 12 | 11 | 0 | 0 | 0 | 0 | 0 | 0 | 0 | 0 | 0 | 0 | 0 | 0 | 0
1995 | 12 | 12 | 0 | 0 | 0 | 0 | 0 | 0 | 0 | 0 | 0 | 0 | 0 | 0 | 0
1995 | 12 | 13 | 0.02 | 0.02 | 0 | 0 | 0.02 | 0 | 0 | 0 | 0 | 0 | 0 | 0 | 0
1995 | 12 | 14 | 0.03 | 0.03 | 0 | 0 | 0.03 | 0 | 0 | 0 | 0 | 0 | 0 | 0 | 0
1995 | 12 | 15 | 0.02 | 0.02 | 0 | 0 | 0.02 | 0 | 0 | 0 | 0 | 0 | 0 | 0 | 0
1995 | 12 | 16 | 0.66 | 0.66 | 0.61 | 0 | 0.66 | 0.61 | 0 | 0 | 0 | 0 | 0 | 0 | 0
1995 | 12 | 17 | 0 | 0 | 0 | 0 | 0 | 0 | 0 | 0 | 0 | 0 | 0 | 0 | 0
1995 | 12 | 18 | 0.28 | 0.28 | 0.23 | 0 | 0.28 | 0.23 | 0 | 0 | 0 | 0 | 0 | 0 | 0
1995 | 12 | 19 | 0.81 | 0.81 | 0.76 | 0 | 0.81 | 0.76 | 0 | 0 | 0 | 0 | 0 | 0 | 0
1995 | 12 | 20 | 0.01 | 0.01 | 0 | 0 | 0.01 | 0 | 0 | 0 | 0 | 0 | 0 | 0 | 0
1995 | 12 | 21 | 0 | 0 | 0 | 0 | 0 | 0 | 0 | 0 | 0 | 0 | 0 | 0 | 0
1995 | 12 | 22 | 0 | 0 | 0 | 0 | 0 | 0 | 0 | 0 | 0 | 0 | 0 | 0 | 0
1995 | 12 | 23 | 0 | 0 | 0 | 0 | 0 | 0 | 0 | 0 | 0 | 0 | 0 | 0 | 0
1995 | 12 | 24 | 0 | 0 | 0 | 0 | 0 | 0 | 0 | 0 | 0 | 0 | 0 | 0 | 0
1995 | 12 | 25 | 0 | 0 | 0 | 0 | 0 | 0 | 0 | 0 | 0 | 0 | 0 | 0 | 0
1995 | 12 | 26 | 0 | 0 | 0 | 0 | 0 | 0 | 0 | 0 | 0 | 0 | 0 | 0 | 0
1995 | 12 | 27 | 0 | 0 | 0 | 0 | 0 | 0 | 0 | 0 | 0 | 0 | 0 | 0 | 0
1995 | 12 | 28 | 0 | 0 | 0 | 0 | 0 | 0 | 0 | 0 | 0 | 0 | 0 | 0 | 0
1995 | 12 | 29 | 0 | 0 | 0 | 0 | 0 | 0 | 0 | 0 | 0 | 0 | 0 | 0 | 0
1995 | 12 | 30 | 0 | 0 | 0 | 0 | 0 | 0 | 0 | 0 | 0 | 0 | 0 | 0 | 0
1995 | 12 | 31 | 0.04 | 0.04 | 0 | 0 | 0.04 | 0 | 0 | 0 | 0 | 0 | 0 | 0 | 0
1996 | 1 | 1 | 0.03 | 0.03 | 0 | 0 | 0.03 | 0 | 0 | 0 | 0 | 0 | 0 | 0 | 0
1996 | 1 | 2 | 1.15 | 1 | 0.95 | 0 | 1 | 0.95 | 0 | 0 | 0 | 0 | 0 | 0 | 0
1996 | 1 | 3 | 0.03 | 0.03 | 0 | 0 | 0.03 | 0 | 0 | 0 | 0 | 0 | 0 | 0 | 0
1996 | 1 | 4 | 0 | 0 | 0 | 0 | 0 | 0 | 0 | 0 | 0 | 0 | 0 | 0 | 0
1996 | 1 | 5 | 0 | 0 | 0 | 0 | 0 | 0 | 0 | 0 | 0 | 0 | 0 | 0 | 0
1996 | 1 | 6 | 0.11 | 0.11 | 0.06 | 0 | 0.11 | 0.06 | 0 | 0 | 0 | 0 | 0 | 0 | 0
1996 | 1 | 7 | 1.19 | 1 | 0.95 | 0 | 1 | 0.95 | 0 | 0 | 0 | 0 | 0 | 0 | 0
1996 | 1 | 8 | 0.16 | 0.16 | 0.11 | 0 | 0.16 | 0.11 | 0 | 0 | 0 | 0 | 0 | 0 | 0
1996 | 1 | 9 | 0.26 | 0.26 | 0.21 | 0 | 0.26 | 0.21 | 0 | 0 | 0 | 0 | 0 | 0 | 0
1996 | 1 | 10 | 0.01 | 0.01 | 0 | 0 | 0.01 | 0 | 0 | 0 | 0 | 0 | 0 | 0 | 0
1996 | 1 | 11 | 0 | 0 | 0 | 0 | 0 | 0 | 0 | 0 | 0 | 0 | 0 | 0 | 0
1996 | 1 | 12 | 0.43 | 0.43 | 0.38 | 0 | 0.43 | 0.38 | 0 | 0 | 0 | 0 | 0 | 0 | 0
1996 | 1 | 13 | 0 | 0 | 0 | 0 | 0 | 0 | 0 | 0 | 0 | 0 | 0 | 0 | 0
1996 | 1 | 14 | 0 | 0 | 0 | 0 | 0 | 0 | 0 | 0 | 0 | 0 | 0 | 0 | 0
1996 | 1 | 15 | 0 | 0 | 0 | 0 | 0 | 0 | 0 | 0 | 0 | 0 | 0 | 0 | 0
1996 | 1 | 16 | 0 | 0 | 0 | 0 | 0 | 0 | 0 | 0 | 0 | 0 | 0 | 0 | 0
1996 | 1 | 17 | 0 | 0 | 0 | 0 | 0 | 0 | 0 | 0 | 0 | 0 | 0 | 0 | 0
1996 | 1 | 18 | 0.07 | 0.07 | 0.02 | 0 | 0.07 | 0.02 | 0 | 0 | 0 | 0 | 0 | 0 | 0
1996 | 1 | 19 | 0.79 | 0.79 | 0.74 | 0 | 0.79 | 0.74 | 0 | 0 | 0 | 0 | 0 | 0 | 0
1996 | 1 | 20 | 0 | 0 | 0 | 0 | 0 | 0 | 0 | 0 | 0 | 0 | 0 | 0 | 0
1996 | 1 | 21 | 0 | 0 | 0 | 0 | 0 | 0 | 0 | 0 | 0 | 0 | 0 | 0 | 0
1996 | 1 | 22 | 0 | 0 | 0 | 0 | 0 | 0 | 0 | 0 | 0 | 0 | 0 | 0 | 0
1996 | 1 | 23 | 0 | 0 | 0 | 0 | 0 | 0 | 0 | 0 | 0 | 0 | 0 | 0 | 0
1996 | 1 | 24 | 0.22 | 0.22 | 0.17 | 0 | 0.22 | 0.17 | 0 | 0 | 0 | 0 | 0 | 0 | 0
1996 | 1 | 25 | 0 | 0 | 0 | 0 | 0 | 0 | 0 | 0 | 0 | 0 | 0 | 0 | 0
1996 | 1 | 26 | 0.01 | 0.01 | 0 | 0 | 0.01 | 0 | 0 | 0 | 0 | 0 | 0 | 0 | 0
1996 | 1 | 27 | 0.55 | 0.55 | 0.5 | 0 | 0.55 | 0.5 | 0 | 0 | 0 | 0 | 0 | 0 | 0
1996 | 1 | 28 | 0 | 0 | 0 | 0 | 0 | 0 | 0 | 0 | 0 | 0 | 0 | 0 | 0
1996 | 1 | 29 | 0 | 0 | 0 | 0 | 0 | 0 | 0 | 0 | 0 | 0 | 0 | 0 | 0
1996 | 1 | 30 | 0 | 0 | 0 | 0 | 0 | 0 | 0 | 0 | 0 | 0 | 0 | 0 | 0
1996 | 1 | 31 | 0 | 0 | 0 | 0 | 0 | 0 | 0 | 0 | 0 | 0 | 0 | 0 | 0
1996 | 2 | 1 | 0 | 0 | 0 | 0 | 0 | 0 | 0 | 0 | 0 | 0 | 0 | 0 | 0
1996 | 2 | 2 | 0.48 | 0.48 | 0.43 | 0 | 0.48 | 0.43 | 0 | 0 | 0 | 0 | 0 | 0 | 0
1996 | 2 | 3 | 0.27 | 0.27 | 0.22 | 0 | 0.27 | 0.22 | 0 | 0 | 0 | 0 | 0 | 0 | 0
1996 | 2 | 4 | 0 | 0 | 0 | 0 | 0 | 0 | 0 | 0 | 0 | 0 | 0 | 0 | 0
1996 | 2 | 5 | 0 | 0 | 0 | 0 | 0 | 0 | 0 | 0 | 0 | 0 | 0 | 0 | 0
1996 | 2 | 6 | 0 | 0 | 0 | 0 | 0 | 0 | 0 | 0 | 0 | 0 | 0 | 0 | 0
1996 | 2 | 7 | 0.08 | 0.08 | 0.03 | 0 | 0.08 | 0.03 | 0 | 0 | 0 | 0 | 0 | 0 | 0
1996 | 2 | 8 | 0.21 | 0.21 | 0.16 | 0 | 0.21 | 0.16 | 0 | 0 | 0 | 0 | 0 | 0 | 0
1996 | 2 | 9 | 0 | 0 | 0 | 0 | 0 | 0 | 0 | 0 | 0 | 0 | 0 | 0 | 0
1996 | 2 | 10 | 0 | 0 | 0 | 0 | 0 | 0 | 0 | 0 | 0 | 0 | 0 | 0 | 0
1996 | 2 | 11 | 0 | 0 | 0 | 0 | 0 | 0 | 0 | 0 | 0 | 0 | 0 | 0 | 0
1996 | 2 | 12 | 0 | 0 | 0 | 0 | 0 | 0 | 0 | 0 | 0 | 0 | 0 | 0 | 0
1996 | 2 | 13 | 0 | 0 | 0 | 0 | 0 | 0 | 0 | 0 | 0 | 0 | 0 | 0 | 0
1996 | 2 | 14 | 0 | 0 | 0 | 0 | 0 | 0 | 0 | 0 | 0 | 0 | 0 | 0 | 0
1996 | 2 | 15 | 0 | 0 | 0 | 0 | 0 | 0 | 0 | 0 | 0 | 0 | 0 | 0 | 0
1996 | 2 | 16 | 0.22 | 0.22 | 0.17 | 0 | 0.22 | 0.17 | 0 | 0 | 0 | 0 | 0 | 0 | 0
1996 | 2 | 17 | 0 | 0 | 0 | 0 | 0 | 0 | 0 | 0 | 0 | 0 | 0 | 0 | 0
1996 | 2 | 18 | 0 | 0 | 0 | 0 | 0 | 0 | 0 | 0 | 0 | 0 | 0 | 0 | 0
1996 | 2 | 19 | 0 | 0 | 0 | 0 | 0 | 0 | 0 | 0 | 0 | 0 | 0 | 0 | 0
1996 | 2 | 20 | 0.42 | 0.42 | 0.37 | 0 | 0.42 | 0.37 | 0 | 0 | 0 | 0 | 0 | 0 | 0
1996 | 2 | 21 | 0.09 | 0.09 | 0.04 | 0 | 0.09 | 0.04 | 0 | 0 | 0 | 0 | 0 | 0 | 0
1996 | 2 | 22 | 0.16 | 0.16 | 0.11 | 0 | 0.16 | 0.11 | 0 | 0 | 0 | 0 | 0 | 0 | 0
1996 | 2 | 23 | 0 | 0 | 0 | 0 | 0 | 0 | 0 | 0 | 0 | 0 | 0 | 0 | 0
1996 | 2 | 24 | 0 | 0 | 0 | 0 | 0 | 0 | 0 | 0 | 0 | 0 | 0 | 0 | 0
1996 | 2 | 25 | 0 | 0 | 0 | 0 | 0 | 0 | 0 | 0 | 0 | 0 | 0 | 0 | 0
1996 | 2 | 26 | 0.04 | 0.04 | 0 | 0 | 0.04 | 0 | 0 | 0 | 0 | 0 | 0 | 0 | 0
1996 | 2 | 27 | 0.01 | 0.01 | 0 | 0 | 0.01 | 0 | 0 | 0 | 0 | 0 | 0 | 0 | 0
1996 | 2 | 28 | 0.01 | 0.01 | 0 | 0 | 0.01 | 0 | 0 | 0 | 0 | 0 | 0 | 0 | 0
1996 | 2 | 29 | 0 | 0 | 0 | 0 | 0 | 0 | 0 | 0 | 0 | 0 | 0 | 0 | 0
1996 | 3 | 1 | 0 | 0 | 0 | 0 | 0 | 0 | 0 | 0 | 0 | 0 | 0 | 0 | 0
1996 | 3 | 2 | 0.1 | 0.1 | 0.05 | 0 | 0.1 | 0.05 | 0 | 0 | 0 | 0 | 0 | 0 | 0
1996 | 3 | 3 | 0 | 0 | 0 | 0 | 0 | 0 | 0 | 0 | 0 | 0 | 0 | 0 | 0
1996 | 3 | 4 | 0 | 0 | 0 | 0 | 0 | 0 | 0 | 0 | 0 | 0 | 0 | 0 | 0
1996 | 3 | 5 | 0 | 0 | 0 | 0 | 0 | 0 | 0 | 0 | 0 | 0 | 0 | 0 | 0
1996 | 3 | 6 | 0.46 | 0.46 | 0.41 | 0 | 0.46 | 0.41 | 0 | 0 | 0 | 0 | 0 | 0 | 0
1996 | 3 | 7 | 0.4 | 0.4 | 0.35 | 0 | 0.4 | 0.35 | 0 | 0 | 0 | 0 | 0 | 0 | 0
1996 | 3 | 8 | 0.1 | 0.1 | 0.05 | 0 | 0.1 | 0.05 | 0 | 0 | 0 | 0 | 0 | 0 | 0
1996 | 3 | 9 | 0 | 0 | 0 | 0 | 0 | 0 | 0 | 0 | 0 | 0 | 0 | 0 | 0
1996 | 3 | 10 | 0 | 0 | 0 | 0 | 0 | 0 | 0 | 0 | 0 | 0 | 0 | 0 | 0
1996 | 3 | 11 | 0 | 0 | 0 | 0 | 0 | 0 | 0 | 0 | 0 | 0 | 0 | 0 | 0
1996 | 3 | 12 | 0 | 0 | 0 | 0 | 0 | 0 | 0 | 0 | 0 | 0 | 0 | 0 | 0
1996 | 3 | 13 | 0 | 0 | 0 | 0 | 0 | 0 | 0 | 0 | 0 | 0 | 0 | 0 | 0
1996 | 3 | 14 | 0 | 0 | 0 | 0 | 0 | 0 | 0 | 0 | 0 | 0 | 0 | 0 | 0
1996 | 3 | 15 | 0.09 | 0.09 | 0.04 | 0 | 0.09 | 0.04 | 0 | 0 | 0 | 0 | 0 | 0 | 0
1996 | 3 | 16 | 0 | 0 | 0 | 0 | 0 | 0 | 0 | 0 | 0 | 0 | 0 | 0 | 0
1996 | 3 | 17 | 0.06 | 0.06 | 0.01 | 0 | 0.06 | 0.01 | 0 | 0 | 0 | 0 | 0 | 0 | 0
1996 | 3 | 18 | 0 | 0 | 0 | 0 | 0 | 0 | 0 | 0 | 0 | 0 | 0 | 0 | 0
1996 | 3 | 19 | 1.01 | 1 | 0.95 | 0 | 1 | 0.95 | 0 | 0 | 0 | 0 | 0 | 0 | 0
1996 | 3 | 20 | 0 | 0 | 0 | 0 | 0 | 0 | 0 | 0 | 0 | 0 | 0 | 0 | 0
1996 | 3 | 21 | 0 | 0 | 0 | 0 | 0 | 0 | 0 | 0 | 0 | 0 | 0 | 0 | 0
1996 | 3 | 22 | 0 | 0 | 0 | 0 | 0 | 0 | 0 | 0 | 0 | 0 | 0 | 0 | 0
1996 | 3 | 23 | 0 | 0 | 0 | 0 | 0 | 0 | 0 | 0 | 0 | 0 | 0 | 0 | 0
1996 | 3 | 24 | 0 | 0 | 0 | 0 | 0 | 0 | 0 | 0 | 0 | 0 | 0 | 0 | 0
1996 | 3 | 25 | 0 | 0 | 0 | 0 | 0 | 0 | 0 | 0 | 0 | 0 | 0 | 0 | 0
1996 | 3 | 26 | 0 | 0 | 0 | 0 | 0 | 0 | 0 | 0 | 0 | 0 | 0 | 0 | 0
1996 | 3 | 27 | 0 | 0 | 0 | 0 | 0 | 0 | 0 | 0 | 0 | 0 | 0 | 0 | 0
1996 | 3 | 28 | 1.18 | 1 | 0.95 | 0 | 1 | 0.95 | 0 | 0 | 0 | 0 | 0 | 0 | 0
1996 | 3 | 29 | 0.2 | 0.2 | 0.15 | 0 | 0.2 | 0.15 | 0 | 0 | 0 | 0 | 0 | 0 | 0
1996 | 3 | 30 | 0 | 0 | 0 | 0 | 0 | 0 | 0 | 0 | 0 | 0 | 0 | 0 | 0
1996 | 3 | 31 | 0 | 0 | 0 | 0 | 0 | 0 | 0 | 0 | 0 | 0 | 0 | 0 | 0
1996 | 4 | 1 | 0.95 | 0.95 | 0.9 | 0 | 0.95 | 0.9 | 0 | 0 | 0 | 0 | 0 | 0 | 0
1996 | 4 | 2 | 0 | 0 | 0 | 0 | 0 | 0 | 0 | 0 | 0 | 0 | 0 | 0 | 0
1996 | 4 | 3 | 0 | 0 | 0 | 0 | 0 | 0 | 0 | 0 | 0 | 0 | 0 | 0 | 0
1996 | 4 | 4 | 0 | 0 | 0 | 0 | 0 | 0 | 0 | 0 | 0 | 0 | 0 | 0 | 0
1996 | 4 | 5 | 0 | 0 | 0 | 0 | 0 | 0 | 0 | 0 | 0 | 0 | 0 | 0 | 0
1996 | 4 | 6 | 0.03 | 0.03 | 0 | 0 | 0.03 | 0 | 0 | 0 | 0 | 0 | 0 | 0 | 0
1996 | 4 | 7 | 0 | 0 | 0 | 0 | 0 | 0 | 0 | 0 | 0 | 0 | 0 | 0 | 0
1996 | 4 | 8 | 0 | 0 | 0 | 0 | 0 | 0 | 0 | 0 | 0 | 0 | 0 | 0 | 0
1996 | 4 | 9 | 0.37 | 0.37 | 0.32 | 0 | 0.37 | 0.32 | 0 | 0 | 0 | 0 | 0 | 0 | 0
1996 | 4 | 10 | 0.02 | 0.02 | 0 | 0 | 0.02 | 0 | 0 | 0 | 0 | 0 | 0 | 0 | 0
1996 | 4 | 11 | 0 | 0 | 0 | 0 | 0 | 0 | 0 | 0 | 0 | 0 | 0 | 0 | 0
1996 | 4 | 12 | 0 | 0 | 0 | 0 | 0 | 0 | 0 | 0 | 0 | 0 | 0 | 0 | 0
1996 | 4 | 13 | 0 | 0 | 0 | 0 | 0 | 0 | 0 | 0 | 0 | 0 | 0 | 0 | 0
1996 | 4 | 14 | 0 | 0 | 0 | 0 | 0 | 0 | 0 | 0 | 0 | 0 | 0 | 0 | 0
1996 | 4 | 15 | 0.89 | 0.89 | 0.84 | 0 | 0.89 | 0.84 | 0 | 0 | 0 | 0 | 0 | 0 | 0
1996 | 4 | 16 | 0.21 | 0.21 | 0.16 | 0 | 0.21 | 0.16 | 0 | 0 | 0 | 0 | 0 | 0 | 0
1996 | 4 | 17 | 0 | 0 | 0 | 0 | 0 | 0 | 0 | 0 | 0 | 0 | 0 | 0 | 0
1996 | 4 | 18 | 0 | 0 | 0 | 0 | 0 | 0 | 0 | 0 | 0 | 0 | 0 | 0 | 0
1996 | 4 | 19 | 0 | 0 | 0 | 0 | 0 | 0 | 0 | 0 | 0 | 0 | 0 | 0 | 0
1996 | 4 | 20 | 0 | 0 | 0 | 0 | 0 | 0 | 0 | 0 | 0 | 0 | 0 | 0 | 0
1996 | 4 | 21 | 0 | 0 | 0 | 0 | 0 | 0 | 0 | 0 | 0 | 0 | 0 | 0 | 0
1996 | 4 | 22 | 0 | 0 | 0 | 0 | 0 | 0 | 0 | 0 | 0 | 0 | 0 | 0 | 0
1996 | 4 | 23 | 0.13 | 0.13 | 0.08 | 0 | 0.13 | 0.08 | 0 | 0 | 0 | 0 | 0 | 0 | 0
1996 | 4 | 24 | 0 | 0 | 0 | 0 | 0 | 0 | 0 | 0 | 0 | 0 | 0 | 0 | 0
1996 | 4 | 25 | 0 | 0 | 0 | 0 | 0 | 0 | 0 | 0 | 0 | 0 | 0 | 0 | 0
1996 | 4 | 26 | 0.02 | 0.02 | 0 | 0 | 0.02 | 0 | 0 | 0 | 0 | 0 | 0 | 0 | 0
1996 | 4 | 27 | 0 | 0 | 0 | 0 | 0 | 0 | 0 | 0 | 0 | 0 | 0 | 0 | 0
1996 | 4 | 28 | 0 | 0 | 0 | 0 | 0 | 0 | 0 | 0 | 0 | 0 | 0 | 0 | 0
1996 | 4 | 29 | 0 | 0 | 0 | 0 | 0 | 0 | 0 | 0 | 0 | 0 | 0 | 0 | 0
1996 | 4 | 30 | 0.55 | 0.55 | 0.5 | 0 | 0.55 | 0.5 | 0 | 0 | 0 | 0 | 0 | 0 | 0
1996 | 5 | 1 | 0 | 0 | 0 | 0 | 0 | 0 | 0 | 0 | 0 | 0 | 0 | 0 | 0
1996 | 5 | 2 | 0 | 0 | 0 | 0 | 0 | 0 | 0 | 0 | 0 | 0 | 0 | 0 | 0
1996 | 5 | 3 | 0.05 | 0.05 | 0 | 0 | 0.05 | 0 | 0 | 0 | 0 | 0 | 0 | 0 | 0
1996 | 5 | 4 | 0.87 | 0.87 | 0.82 | 0 | 0.87 | 0.82 | 0 | 0 | 0 | 0 | 0 | 0 | 0
1996 | 5 | 5 | 0.76 | 0.76 | 0.71 | 0 | 0.76 | 0.71 | 0 | 0 | 0 | 0 | 0 | 0 | 0
1996 | 5 | 6 | 0 | 0 | 0 | 0 | 0 | 0 | 0 | 0 | 0 | 0 | 0 | 0 | 0
1996 | 5 | 7 | 0.35 | 0.35 | 0.3 | 0 | 0.35 | 0.3 | 0 | 0 | 0 | 0 | 0 | 0 | 0
1996 | 5 | 8 | 0.26 | 0.26 | 0.21 | 0 | 0.26 | 0.21 | 0 | 0 | 0 | 0 | 0 | 0 | 0
1996 | 5 | 9 | 0.32 | 0.32 | 0.27 | 0 | 0.32 | 0.27 | 0 | 0 | 0 | 0 | 0 | 0 | 0
1996 | 5 | 10 | 0 | 0 | 0 | 0 | 0 | 0 | 0 | 0 | 0 | 0 | 0 | 0 | 0
1996 | 5 | 11 | 0.39 | 0.39 | 0.34 | 0 | 0.39 | 0.34 | 0 | 0 | 0 | 0 | 0 | 0 | 0
1996 | 5 | 12 | 0 | 0 | 0 | 0 | 0 | 0 | 0 | 0 | 0 | 0 | 0 | 0 | 0
1996 | 5 | 13 | 0 | 0 | 0 | 0 | 0 | 0 | 0 | 0 | 0 | 0 | 0 | 0 | 0
1996 | 5 | 14 | 0 | 0 | 0 | 0 | 0 | 0 | 0 | 0 | 0 | 0 | 0 | 0 | 0
1996 | 5 | 15 | 0.07 | 0.07 | 0.02 | 0 | 0.07 | 0.02 | 0 | 0 | 0 | 0 | 0 | 0 | 0
1996 | 5 | 16 | 0.26 | 0.26 | 0.21 | 0 | 0.26 | 0.21 | 0 | 0 | 0 | 0 | 0 | 0 | 0
1996 | 5 | 17 | 0.07 | 0.07 | 0.02 | 0 | 0.07 | 0.02 | 0 | 0 | 0 | 0 | 0 | 0 | 0
1996 | 5 | 18 | 0 | 0 | 0 | 0 | 0 | 0 | 0 | 0 | 0 | 0 | 0 | 0 | 0
1996 | 5 | 19 | 0 | 0 | 0 | 0 | 0 | 0 | 0 | 0 | 0 | 0 | 0 | 0 | 0
1996 | 5 | 20 | 0 | 0 | 0 | 0 | 0 | 0 | 0 | 0 | 0 | 0 | 0 | 0 | 0
1996 | 5 | 21 | 0.53 | 0.53 | 0.48 | 0 | 0.53 | 0.48 | 0 | 0 | 0 | 0 | 0 | 0 | 0
1996 | 5 | 22 | 0 | 0 | 0 | 0 | 0 | 0 | 0 | 0 | 0 | 0 | 0 | 0 | 0
1996 | 5 | 23 | 0 | 0 | 0 | 0 | 0 | 0 | 0 | 0 | 0 | 0 | 0 | 0 | 0
1996 | 5 | 24 | 0 | 0 | 0 | 0 | 0 | 0 | 0 | 0 | 0 | 0 | 0 | 0 | 0
1996 | 5 | 25 | 0 | 0 | 0 | 0 | 0 | 0 | 0 | 0 | 0 | 0 | 0 | 0 | 0
1996 | 5 | 26 | 0.08 | 0.08 | 0.03 | 0 | 0.08 | 0.03 | 0 | 0 | 0 | 0 | 0 | 0 | 0
1996 | 5 | 27 | 0.31 | 0.31 | 0.26 | 0 | 0.31 | 0.26 | 0 | 0 | 0 | 0 | 0 | 0 | 0
1996 | 5 | 28 | 0.29 | 0.29 | 0.24 | 0 | 0.29 | 0.24 | 0 | 0 | 0 | 0 | 0 | 0 | 0
1996 | 5 | 29 | 0.35 | 0.35 | 0.3 | 0 | 0.35 | 0.3 | 0 | 0 | 0 | 0 | 0 | 0 | 0
1996 | 5 | 30 | 0 | 0 | 0 | 0 | 0 | 0 | 0 | 0 | 0 | 0 | 0 | 0 | 0
1996 | 5 | 31 | 0 | 0 | 0 | 0 | 0 | 0 | 0 | 0 | 0 | 0 | 0 | 0 | 0
1996 | 6 | 1 | 0 | 0 | 0 | 0 | 0 | 0 | 0 | 0 | 0 | 0 | 0 | 0 | 0
1996 | 6 | 2 | 0 | 0 | 0 | 0 | 0 | 0 | 0 | 0 | 0 | 0 | 0 | 0 | 0
1996 | 6 | 3 | 0 | 0 | 0 | 0 | 0 | 0 | 0 | 0 | 0 | 0 | 0 | 0 | 0
1996 | 6 | 4 | 0.2 | 0.2 | 0.15 | 0 | 0.2 | 0.15 | 0 | 0 | 0 | 0 | 0 | 0 | 0
1996 | 6 | 5 | 0 | 0 | 0 | 0 | 0 | 0 | 0 | 0 | 0 | 0 | 0 | 0 | 0
1996 | 6 | 6 | 0 | 0 | 0 | 0 | 0 | 0 | 0 | 0 | 0 | 0 | 0 | 0 | 0
1996 | 6 | 7 | 0 | 0 | 0 | 0 | 0 | 0 | 0 | 0 | 0 | 0 | 0 | 0 | 0
1996 | 6 | 8 | 0 | 0 | 0 | 0 | 0 | 0 | 0 | 0 | 0 | 0 | 0 | 0 | 0
1996 | 6 | 9 | 0.38 | 0.38 | 0.33 | 0 | 0.38 | 0.33 | 0 | 0 | 0 | 0 | 0 | 0 | 0
1996 | 6 | 10 | 0 | 0 | 0 | 0 | 0 | 0 | 0 | 0 | 0 | 0 | 0 | 0 | 0
1996 | 6 | 11 | 0 | 0 | 0 | 0 | 0 | 0 | 0 | 0 | 0 | 0 | 0 | 0 | 0
1996 | 6 | 12 | 0 | 0 | 0 | 0 | 0 | 0 | 0 | 0 | 0 | 0 | 0 | 0 | 0
1996 | 6 | 13 | 0 | 0 | 0 | 0 | 0 | 0 | 0 | 0 | 0 | 0 | 0 | 0 | 0
1996 | 6 | 14 | 0 | 0 | 0 | 0 | 0 | 0 | 0 | 0 | 0 | 0 | 0 | 0 | 0
1996 | 6 | 15 | 0 | 0 | 0 | 0 | 0 | 0 | 0 | 0 | 0 | 0 | 0 | 0 | 0
1996 | 6 | 16 | 0 | 0 | 0 | 0 | 0 | 0 | 0 | 0 | 0 | 0 | 0 | 0 | 0
1996 | 6 | 17 | 0.03 | 0.03 | 0 | 0 | 0.03 | 0 | 0 | 0 | 0 | 0 | 0 | 0 | 0
1996 | 6 | 18 | 0.72 | 0.72 | 0.67 | 0 | 0.72 | 0.67 | 0 | 0 | 0 | 0 | 0 | 0 | 0
1996 | 6 | 19 | 0.15 | 0.15 | 0.1 | 0 | 0.15 | 0.1 | 0 | 0 | 0 | 0 | 0 | 0 | 0
1996 | 6 | 20 | 0.61 | 0.61 | 0.56 | 0 | 0.61 | 0.56 | 0 | 0 | 0 | 0 | 0 | 0 | 0
1996 | 6 | 21 | 0 | 0 | 0 | 0 | 0 | 0 | 0 | 0 | 0 | 0 | 0 | 0 | 0
1996 | 6 | 22 | 0 | 0 | 0 | 0 | 0 | 0 | 0 | 0 | 0 | 0 | 0 | 0 | 0
1996 | 6 | 23 | 0 | 0 | 0 | 0 | 0 | 0 | 0 | 0 | 0 | 0 | 0 | 0 | 0
1996 | 6 | 24 | 0.74 | 0.74 | 0.69 | 0 | 0.74 | 0.69 | 0 | 0 | 0 | 0 | 0 | 0 | 0
1996 | 6 | 25 | 0 | 0 | 0 | 0 | 0 | 0 | 0 | 0 | 0 | 0 | 0 | 0 | 0
1996 | 6 | 26 | 0 | 0 | 0 | 0 | 0 | 0 | 0 | 0 | 0 | 0 | 0 | 0 | 0
1996 | 6 | 27 | 0 | 0 | 0 | 0 | 0 | 0 | 0 | 0 | 0 | 0 | 0 | 0 | 0
1996 | 6 | 28 | 0 | 0 | 0 | 0 | 0 | 0 | 0 | 0 | 0 | 0 | 0 | 0 | 0
1996 | 6 | 29 | 0.01 | 0.01 | 0 | 0 | 0.01 | 0 | 0 | 0 | 0 | 0 | 0 | 0 | 0
1996 | 6 | 30 | 0.3 | 0.3 | 0.25 | 0 | 0.3 | 0.25 | 0 | 0 | 0 | 0 | 0 | 0 | 0
1996 | 7 | 1 | 0 | 0 | 0 | 0 | 0 | 0 | 0 | 0 | 0 | 0 | 0 | 0 | 0
1996 | 7 | 2 | 0 | 0 | 0 | 0 | 0 | 0 | 0 | 0 | 0 | 0 | 0 | 0 | 0
1996 | 7 | 3 | 0.18 | 0.18 | 0.13 | 0 | 0.18 | 0.13 | 0 | 0 | 0 | 0 | 0 | 0 | 0
1996 | 7 | 4 | 0 | 0 | 0 | 0 | 0 | 0 | 0 | 0 | 0 | 0 | 0 | 0 | 0
1996 | 7 | 5 | 0 | 0 | 0 | 0 | 0 | 0 | 0 | 0 | 0 | 0 | 0 | 0 | 0
1996 | 7 | 6 | 0 | 0 | 0 | 0 | 0 | 0 | 0 | 0 | 0 | 0 | 0 | 0 | 0
1996 | 7 | 7 | 0 | 0 | 0 | 0 | 0 | 0 | 0 | 0 | 0 | 0 | 0 | 0 | 0
1996 | 7 | 8 | 0 | 0 | 0 | 0 | 0 | 0 | 0 | 0 | 0 | 0 | 0 | 0 | 0
1996 | 7 | 9 | 0.54 | 0.54 | 0.49 | 0 | 0.54 | 0.49 | 0 | 0 | 0 | 0 | 0 | 0 | 0
1996 | 7 | 10 | 0 | 0 | 0 | 0 | 0 | 0 | 0 | 0 | 0 | 0 | 0 | 0 | 0
1996 | 7 | 11 | 0 | 0 | 0 | 0 | 0 | 0 | 0 | 0 | 0 | 0 | 0 | 0 | 0
1996 | 7 | 12 | 0.62 | 0.62 | 0.57 | 0 | 0.62 | 0.57 | 0 | 0 | 0 | 0 | 0 | 0 | 0
1996 | 7 | 13 | 1.06 | 1 | 0.95 | 0 | 1 | 0.95 | 0 | 0 | 0 | 0 | 0 | 0 | 0
1996 | 7 | 14 | 0 | 0 | 0 | 0 | 0 | 0 | 0 | 0 | 0 | 0 | 0 | 0 | 0
1996 | 7 | 15 | 0.06 | 0.06 | 0.01 | 0 | 0.06 | 0.01 | 0 | 0 | 0 | 0 | 0 | 0 | 0
1996 | 7 | 16 | 0 | 0 | 0 | 0 | 0 | 0 | 0 | 0 | 0 | 0 | 0 | 0 | 0
1996 | 7 | 17 | 0 | 0 | 0 | 0 | 0 | 0 | 0 | 0 | 0 | 0 | 0 | 0 | 0
1996 | 7 | 18 | 0.29 | 0.29 | 0.24 | 0 | 0.29 | 0.24 | 0 | 0 | 0 | 0 | 0 | 0 | 0
1996 | 7 | 19 | 1.15 | 1 | 0.95 | 0 | 1 | 0.95 | 0 | 0 | 0 | 0 | 0 | 0 | 0
1996 | 7 | 20 | 0 | 0 | 0 | 0 | 0 | 0 | 0 | 0 | 0 | 0 | 0 | 0 | 0
1996 | 7 | 21 | 0 | 0 | 0 | 0 | 0 | 0 | 0 | 0 | 0 | 0 | 0 | 0 | 0
1996 | 7 | 22 | 0.08 | 0.08 | 0.03 | 0 | 0.08 | 0.03 | 0 | 0 | 0 | 0 | 0 | 0 | 0
1996 | 7 | 23 | 0 | 0 | 0 | 0 | 0 | 0 | 0 | 0 | 0 | 0 | 0 | 0 | 0
1996 | 7 | 24 | 0 | 0 | 0 | 0 | 0 | 0 | 0 | 0 | 0 | 0 | 0 | 0 | 0
1996 | 7 | 25 | 0.62 | 0.62 | 0.57 | 0 | 0.62 | 0.57 | 0 | 0 | 0 | 0 | 0 | 0 | 0
1996 | 7 | 26 | 0.54 | 0.54 | 0.49 | 0 | 0.54 | 0.49 | 0 | 0 | 0 | 0 | 0 | 0 | 0
1996 | 7 | 27 | 0 | 0 | 0 | 0 | 0 | 0 | 0 | 0 | 0 | 0 | 0 | 0 | 0
1996 | 7 | 28 | 0 | 0 | 0 | 0 | 0 | 0 | 0 | 0 | 0 | 0 | 0 | 0 | 0
1996 | 7 | 29 | 0.2 | 0.2 | 0.15 | 0 | 0.2 | 0.15 | 0 | 0 | 0 | 0 | 0 | 0 | 0
1996 | 7 | 30 | 0.15 | 0.15 | 0.1 | 0 | 0.15 | 0.1 | 0 | 0 | 0 | 0 | 0 | 0 | 0
1996 | 7 | 31 | 0.11 | 0.11 | 0.06 | 0 | 0.11 | 0.06 | 0 | 0 | 0 | 0 | 0 | 0 | 0
1996 | 8 | 1 | 0.01 | 0.01 | 0 | 0 | 0.01 | 0 | 0 | 0 | 0 | 0 | 0 | 0 | 0
1996 | 8 | 2 | 0 | 0 | 0 | 0 | 0 | 0 | 0 | 0 | 0 | 0 | 0 | 0 | 0
1996 | 8 | 3 | 0 | 0 | 0 | 0 | 0 | 0 | 0 | 0 | 0 | 0 | 0 | 0 | 0
1996 | 8 | 4 | 0 | 0 | 0 | 0 | 0 | 0 | 0 | 0 | 0 | 0 | 0 | 0 | 0
1996 | 8 | 5 | 0 | 0 | 0 | 0 | 0 | 0 | 0 | 0 | 0 | 0 | 0 | 0 | 0
1996 | 8 | 6 | 0.29 | 0.29 | 0.24 | 0 | 0.29 | 0.24 | 0 | 0 | 0 | 0 | 0 | 0 | 0
1996 | 8 | 7 | 0 | 0 | 0 | 0 | 0 | 0 | 0 | 0 | 0 | 0 | 0 | 0 | 0
1996 | 8 | 8 | 0 | 0 | 0 | 0 | 0 | 0 | 0 | 0 | 0 | 0 | 0 | 0 | 0
1996 | 8 | 9 | 0.05 | 0.05 | 0 | 0 | 0.05 | 0 | 0 | 0 | 0 | 0 | 0 | 0 | 0
1996 | 8 | 10 | 0 | 0 | 0 | 0 | 0 | 0 | 0 | 0 | 0 | 0 | 0 | 0 | 0
1996 | 8 | 11 | 0 | 0 | 0 | 0 | 0 | 0 | 0 | 0 | 0 | 0 | 0 | 0 | 0
1996 | 8 | 12 | 1.53 | 1 | 0.95 | 0 | 1 | 0.95 | 0 | 0 | 0 | 0 | 0 | 0 | 0
1996 | 8 | 13 | 0.22 | 0.22 | 0.17 | 0 | 0.22 | 0.17 | 0 | 0 | 0 | 0 | 0 | 0 | 0
1996 | 8 | 14 | 0 | 0 | 0 | 0 | 0 | 0 | 0 | 0 | 0 | 0 | 0 | 0 | 0
1996 | 8 | 15 | 0 | 0 | 0 | 0 | 0 | 0 | 0 | 0 | 0 | 0 | 0 | 0 | 0
1996 | 8 | 16 | 0.52 | 0.52 | 0.47 | 0 | 0.52 | 0.47 | 0 | 0 | 0 | 0 | 0 | 0 | 0
1996 | 8 | 17 | 0 | 0 | 0 | 0 | 0 | 0 | 0 | 0 | 0 | 0 | 0 | 0 | 0
1996 | 8 | 18 | 0 | 0 | 0 | 0 | 0 | 0 | 0 | 0 | 0 | 0 | 0 | 0 | 0
1996 | 8 | 19 | 0 | 0 | 0 | 0 | 0 | 0 | 0 | 0 | 0 | 0 | 0 | 0 | 0
1996 | 8 | 20 | 0 | 0 | 0 | 0 | 0 | 0 | 0 | 0 | 0 | 0 | 0 | 0 | 0
1996 | 8 | 21 | 0 | 0 | 0 | 0 | 0 | 0 | 0 | 0 | 0 | 0 | 0 | 0 | 0
1996 | 8 | 22 | 0 | 0 | 0 | 0 | 0 | 0 | 0 | 0 | 0 | 0 | 0 | 0 | 0
1996 | 8 | 23 | 0 | 0 | 0 | 0 | 0 | 0 | 0 | 0 | 0 | 0 | 0 | 0 | 0
1996 | 8 | 24 | 0 | 0 | 0 | 0 | 0 | 0 | 0 | 0 | 0 | 0 | 0 | 0 | 0
1996 | 8 | 25 | 0 | 0 | 0 | 0 | 0 | 0 | 0 | 0 | 0 | 0 | 0 | 0 | 0
1996 | 8 | 26 | 0 | 0 | 0 | 0 | 0 | 0 | 0 | 0 | 0 | 0 | 0 | 0 | 0
1996 | 8 | 27 | 0.01 | 0.01 | 0 | 0 | 0.01 | 0 | 0 | 0 | 0 | 0 | 0 | 0 | 0
1996 | 8 | 28 | 0 | 0 | 0 | 0 | 0 | 0 | 0 | 0 | 0 | 0 | 0 | 0 | 0
1996 | 8 | 29 | 0 | 0 | 0 | 0 | 0 | 0 | 0 | 0 | 0 | 0 | 0 | 0 | 0
1996 | 8 | 30 | 0 | 0 | 0 | 0 | 0 | 0 | 0 | 0 | 0 | 0 | 0 | 0 | 0
1996 | 8 | 31 | 0 | 0 | 0 | 0 | 0 | 0 | 0 | 0 | 0 | 0 | 0 | 0 | 0
1996 | 9 | 1 | 0 | 0 | 0 | 0 | 0 | 0 | 0 | 0 | 0 | 0 | 0 | 0 | 0
1996 | 9 | 2 | 0 | 0 | 0 | 0 | 0 | 0 | 0 | 0 | 0 | 0 | 0 | 0 | 0
1996 | 9 | 3 | 0.17 | 0.17 | 0.12 | 0 | 0.17 | 0.12 | 0 | 0 | 0 | 0 | 0 | 0 | 0
1996 | 9 | 4 | 1.83 | 1 | 0.95 | 0 | 1 | 0.95 | 0 | 0 | 0 | 0 | 0 | 0 | 0
1996 | 9 | 5 | 0 | 0 | 0 | 0 | 0 | 0 | 0 | 0 | 0 | 0 | 0 | 0 | 0
1996 | 9 | 6 | 1.55 | 1 | 0.95 | 0 | 1 | 0.95 | 0 | 0 | 0 | 0 | 0 | 0 | 0
1996 | 9 | 7 | 0 | 0 | 0 | 0 | 0 | 0 | 0 | 0 | 0 | 0 | 0 | 0 | 0
1996 | 9 | 8 | 0 | 0 | 0 | 0 | 0 | 0 | 0 | 0 | 0 | 0 | 0 | 0 | 0
1996 | 9 | 9 | 0 | 0 | 0 | 0 | 0 | 0 | 0 | 0 | 0 | 0 | 0 | 0 | 0
1996 | 9 | 10 | 0 | 0 | 0 | 0 | 0 | 0 | 0 | 0 | 0 | 0 | 0 | 0 | 0
1996 | 9 | 11 | 1.15 | 1 | 0.95 | 0 | 1 | 0.95 | 0 | 0 | 0 | 0 | 0 | 0 | 0
1996 | 9 | 12 | 0 | 0 | 0 | 0 | 0 | 0 | 0 | 0 | 0 | 0 | 0 | 0 | 0
1996 | 9 | 13 | 0.84 | 0.84 | 0.79 | 0 | 0.84 | 0.79 | 0 | 0 | 0 | 0 | 0 | 0 | 0
1996 | 9 | 14 | 0 | 0 | 0 | 0 | 0 | 0 | 0 | 0 | 0 | 0 | 0 | 0 | 0
1996 | 9 | 15 | 0 | 0 | 0 | 0 | 0 | 0 | 0 | 0 | 0 | 0 | 0 | 0 | 0
1996 | 9 | 16 | 0.67 | 0.67 | 0.62 | 0 | 0.67 | 0.62 | 0 | 0 | 0 | 0 | 0 | 0 | 0
1996 | 9 | 17 | 0.25 | 0.25 | 0.2 | 0 | 0.25 | 0.2 | 0 | 0 | 0 | 0 | 0 | 0 | 0
1996 | 9 | 18 | 0 | 0 | 0 | 0 | 0 | 0 | 0 | 0 | 0 | 0 | 0 | 0 | 0
1996 | 9 | 19 | 0 | 0 | 0 | 0 | 0 | 0 | 0 | 0 | 0 | 0 | 0 | 0 | 0
1996 | 9 | 20 | 0 | 0 | 0 | 0 | 0 | 0 | 0 | 0 | 0 | 0 | 0 | 0 | 0
1996 | 9 | 21 | 0 | 0 | 0 | 0 | 0 | 0 | 0 | 0 | 0 | 0 | 0 | 0 | 0
1996 | 9 | 22 | 0.63 | 0.63 | 0.58 | 0 | 0.63 | 0.58 | 0 | 0 | 0 | 0 | 0 | 0 | 0
1996 | 9 | 23 | 0 | 0 | 0 | 0 | 0 | 0 | 0 | 0 | 0 | 0 | 0 | 0 | 0
1996 | 9 | 24 | 0 | 0 | 0 | 0 | 0 | 0 | 0 | 0 | 0 | 0 | 0 | 0 | 0
1996 | 9 | 25 | 0 | 0 | 0 | 0 | 0 | 0 | 0 | 0 | 0 | 0 | 0 | 0 | 0
1996 | 9 | 26 | 0 | 0 | 0 | 0 | 0 | 0 | 0 | 0 | 0 | 0 | 0 | 0 | 0
1996 | 9 | 27 | 0.06 | 0.06 | 0.01 | 0 | 0.06 | 0.01 | 0 | 0 | 0 | 0 | 0 | 0 | 0
1996 | 9 | 28 | 0.64 | 0.64 | 0.59 | 0 | 0.64 | 0.59 | 0 | 0 | 0 | 0 | 0 | 0 | 0
1996 | 9 | 29 | 0 | 0 | 0 | 0 | 0 | 0 | 0 | 0 | 0 | 0 | 0 | 0 | 0
1996 | 9 | 30 | 0 | 0 | 0 | 0 | 0 | 0 | 0 | 0 | 0 | 0 | 0 | 0 | 0
1996 | 10 | 1 | 0 | 0 | 0 | 0 | 0 | 0 | 0 | 0 | 0 | 0 | 0 | 0 | 0
1996 | 10 | 2 | 0.39 | 0.39 | 0.34 | 0 | 0.39 | 0.34 | 0 | 0 | 0 | 0 | 0 | 0 | 0
1996 | 10 | 3 | 0 | 0 | 0 | 0 | 0 | 0 | 0 | 0 | 0 | 0 | 0 | 0 | 0
1996 | 10 | 4 | 0 | 0 | 0 | 0 | 0 | 0 | 0 | 0 | 0 | 0 | 0 | 0 | 0
1996 | 10 | 5 | 0 | 0 | 0 | 0 | 0 | 0 | 0 | 0 | 0 | 0 | 0 | 0 | 0
1996 | 10 | 6 | 0 | 0 | 0 | 0 | 0 | 0 | 0 | 0 | 0 | 0 | 0 | 0 | 0
1996 | 10 | 7 | 0 | 0 | 0 | 0 | 0 | 0 | 0 | 0 | 0 | 0 | 0 | 0 | 0
1996 | 10 | 8 | 1.49 | 1 | 0.95 | 0 | 1 | 0.95 | 0 | 0 | 0 | 0 | 0 | 0 | 0
1996 | 10 | 9 | 0.28 | 0.28 | 0.23 | 0 | 0.28 | 0.23 | 0 | 0 | 0 | 0 | 0 | 0 | 0
1996 | 10 | 10 | 0 | 0 | 0 | 0 | 0 | 0 | 0 | 0 | 0 | 0 | 0 | 0 | 0
1996 | 10 | 11 | 0 | 0 | 0 | 0 | 0 | 0 | 0 | 0 | 0 | 0 | 0 | 0 | 0
1996 | 10 | 12 | 0 | 0 | 0 | 0 | 0 | 0 | 0 | 0 | 0 | 0 | 0 | 0 | 0
1996 | 10 | 13 | 0 | 0 | 0 | 0 | 0 | 0 | 0 | 0 | 0 | 0 | 0 | 0 | 0
1996 | 10 | 14 | 0 | 0 | 0 | 0 | 0 | 0 | 0 | 0 | 0 | 0 | 0 | 0 | 0
1996 | 10 | 15 | 0 | 0 | 0 | 0 | 0 | 0 | 0 | 0 | 0 | 0 | 0 | 0 | 0
1996 | 10 | 16 | 0 | 0 | 0 | 0 | 0 | 0 | 0 | 0 | 0 | 0 | 0 | 0 | 0
1996 | 10 | 17 | 0 | 0 | 0 | 0 | 0 | 0 | 0 | 0 | 0 | 0 | 0 | 0 | 0
1996 | 10 | 18 | 1.44 | 1 | 0.95 | 0 | 1 | 0.95 | 0 | 0 | 0 | 0 | 0 | 0 | 0
1996 | 10 | 19 | 0.32 | 0.32 | 0.27 | 0 | 0.32 | 0.27 | 0 | 0 | 0 | 0 | 0 | 0 | 0
1996 | 10 | 20 | 0.11 | 0.11 | 0.06 | 0 | 0.11 | 0.06 | 0 | 0 | 0 | 0 | 0 | 0 | 0
1996 | 10 | 21 | 0 | 0 | 0 | 0 | 0 | 0 | 0 | 0 | 0 | 0 | 0 | 0 | 0
1996 | 10 | 22 | 0 | 0 | 0 | 0 | 0 | 0 | 0 | 0 | 0 | 0 | 0 | 0 | 0
1996 | 10 | 23 | 0.01 | 0.01 | 0 | 0 | 0.01 | 0 | 0 | 0 | 0 | 0 | 0 | 0 | 0
1996 | 10 | 24 | 0 | 0 | 0 | 0 | 0 | 0 | 0 | 0 | 0 | 0 | 0 | 0 | 0
1996 | 10 | 25 | 0 | 0 | 0 | 0 | 0 | 0 | 0 | 0 | 0 | 0 | 0 | 0 | 0
1996 | 10 | 26 | 0 | 0 | 0 | 0 | 0 | 0 | 0 | 0 | 0 | 0 | 0 | 0 | 0
1996 | 10 | 27 | 0 | 0 | 0 | 0 | 0 | 0 | 0 | 0 | 0 | 0 | 0 | 0 | 0
1996 | 10 | 28 | 0 | 0 | 0 | 0 | 0 | 0 | 0 | 0 | 0 | 0 | 0 | 0 | 0
1996 | 10 | 29 | 0 | 0 | 0 | 0 | 0 | 0 | 0 | 0 | 0 | 0 | 0 | 0 | 0
1996 | 10 | 30 | 0 | 0 | 0 | 0 | 0 | 0 | 0 | 0 | 0 | 0 | 0 | 0 | 0
1996 | 10 | 31 | 0 | 0 | 0 | 0 | 0 | 0 | 0 | 0 | 0 | 0 | 0 | 0 | 0
1996 | 11 | 1 | 0.01 | 0.01 | 0 | 0 | 0.01 | 0 | 0 | 0 | 0 | 0 | 0 | 0 | 0
1996 | 11 | 2 | 0 | 0 | 0 | 0 | 0 | 0 | 0 | 0 | 0 | 0 | 0 | 0 | 0
1996 | 11 | 3 | 0 | 0 | 0 | 0 | 0 | 0 | 0 | 0 | 0 | 0 | 0 | 0 | 0
1996 | 11 | 4 | 0 | 0 | 0 | 0 | 0 | 0 | 0 | 0 | 0 | 0 | 0 | 0 | 0
1996 | 11 | 5 | 0 | 0 | 0 | 0 | 0 | 0 | 0 | 0 | 0 | 0 | 0 | 0 | 0
1996 | 11 | 6 | 0 | 0 | 0 | 0 | 0 | 0 | 0 | 0 | 0 | 0 | 0 | 0 | 0
1996 | 11 | 7 | 0 | 0 | 0 | 0 | 0 | 0 | 0 | 0 | 0 | 0 | 0 | 0 | 0
1996 | 11 | 8 | 2.57 | 1 | 0.95 | 0 | 1 | 0.95 | 0 | 0 | 0 | 0 | 0 | 0 | 0
1996 | 11 | 9 | 0.02 | 0.02 | 0 | 0 | 0.02 | 0 | 0 | 0 | 0 | 0 | 0 | 0 | 0
1996 | 11 | 10 | 0 | 0 | 0 | 0 | 0 | 0 | 0 | 0 | 0 | 0 | 0 | 0 | 0
1996 | 11 | 11 | 0 | 0 | 0 | 0 | 0 | 0 | 0 | 0 | 0 | 0 | 0 | 0 | 0
1996 | 11 | 12 | 0 | 0 | 0 | 0 | 0 | 0 | 0 | 0 | 0 | 0 | 0 | 0 | 0
1996 | 11 | 13 | 0 | 0 | 0 | 0 | 0 | 0 | 0 | 0 | 0 | 0 | 0 | 0 | 0
1996 | 11 | 14 | 0.08 | 0.08 | 0.03 | 0 | 0.08 | 0.03 | 0 | 0 | 0 | 0 | 0 | 0 | 0
1996 | 11 | 15 | 0 | 0 | 0 | 0 | 0 | 0 | 0 | 0 | 0 | 0 | 0 | 0 | 0
1996 | 11 | 16 | 0 | 0 | 0 | 0 | 0 | 0 | 0 | 0 | 0 | 0 | 0 | 0 | 0
1996 | 11 | 17 | 0 | 0 | 0 | 0 | 0 | 0 | 0 | 0 | 0 | 0 | 0 | 0 | 0
1996 | 11 | 18 | 0.08 | 0.08 | 0.03 | 0 | 0.08 | 0.03 | 0 | 0 | 0 | 0 | 0 | 0 | 0
1996 | 11 | 19 | 0 | 0 | 0 | 0 | 0 | 0 | 0 | 0 | 0 | 0 | 0 | 0 | 0
1996 | 11 | 20 | 0 | 0 | 0 | 0 | 0 | 0 | 0 | 0 | 0 | 0 | 0 | 0 | 0
1996 | 11 | 21 | 0 | 0 | 0 | 0 | 0 | 0 | 0 | 0 | 0 | 0 | 0 | 0 | 0
1996 | 11 | 22 | 0 | 0 | 0 | 0 | 0 | 0 | 0 | 0 | 0 | 0 | 0 | 0 | 0
1996 | 11 | 23 | 0 | 0 | 0 | 0 | 0 | 0 | 0 | 0 | 0 | 0 | 0 | 0 | 0
1996 | 11 | 24 | 0 | 0 | 0 | 0 | 0 | 0 | 0 | 0 | 0 | 0 | 0 | 0 | 0
1996 | 11 | 25 | 0.14 | 0.14 | 0.09 | 0 | 0.14 | 0.09 | 0 | 0 | 0 | 0 | 0 | 0 | 0
1996 | 11 | 26 | 0.48 | 0.48 | 0.43 | 0 | 0.48 | 0.43 | 0 | 0 | 0 | 0 | 0 | 0 | 0
1996 | 11 | 27 | 0 | 0 | 0 | 0 | 0 | 0 | 0 | 0 | 0 | 0 | 0 | 0 | 0
1996 | 11 | 28 | 0 | 0 | 0 | 0 | 0 | 0 | 0 | 0 | 0 | 0 | 0 | 0 | 0
1996 | 11 | 29 | 0 | 0 | 0 | 0 | 0 | 0 | 0 | 0 | 0 | 0 | 0 | 0 | 0
1996 | 11 | 30 | 0.2 | 0.2 | 0.15 | 0 | 0.2 | 0.15 | 0 | 0 | 0 | 0 | 0 | 0 | 0
1996 | 12 | 1 | 1.01 | 1 | 0.95 | 0 | 1 | 0.95 | 0 | 0 | 0 | 0 | 0 | 0 | 0
1996 | 12 | 2 | 0.43 | 0.43 | 0.38 | 0 | 0.43 | 0.38 | 0 | 0 | 0 | 0 | 0 | 0 | 0
1996 | 12 | 3 | 0 | 0 | 0 | 0 | 0 | 0 | 0 | 0 | 0 | 0 | 0 | 0 | 0
1996 | 12 | 4 | 0 | 0 | 0 | 0 | 0 | 0 | 0 | 0 | 0 | 0 | 0 | 0 | 0
1996 | 12 | 5 | 0.78 | 0.78 | 0.73 | 0 | 0.78 | 0.73 | 0 | 0 | 0 | 0 | 0 | 0 | 0
1996 | 12 | 6 | 0.16 | 0.16 | 0.11 | 0 | 0.16 | 0.11 | 0 | 0 | 0 | 0 | 0 | 0 | 0
1996 | 12 | 7 | 0.47 | 0.47 | 0.42 | 0 | 0.47 | 0.42 | 0 | 0 | 0 | 0 | 0 | 0 | 0
1996 | 12 | 8 | 0 | 0 | 0 | 0 | 0 | 0 | 0 | 0 | 0 | 0 | 0 | 0 | 0
1996 | 12 | 9 | 0 | 0 | 0 | 0 | 0 | 0 | 0 | 0 | 0 | 0 | 0 | 0 | 0
1996 | 12 | 10 | 0 | 0 | 0 | 0 | 0 | 0 | 0 | 0 | 0 | 0 | 0 | 0 | 0
1996 | 12 | 11 | 0.08 | 0.08 | 0.03 | 0 | 0.08 | 0.03 | 0 | 0 | 0 | 0 | 0 | 0 | 0
1996 | 12 | 12 | 0 | 0 | 0 | 0 | 0 | 0 | 0 | 0 | 0 | 0 | 0 | 0 | 0
1996 | 12 | 13 | 1.91 | 1 | 0.95 | 0 | 1 | 0.95 | 0 | 0 | 0 | 0 | 0 | 0 | 0
1996 | 12 | 14 | 0 | 0 | 0 | 0 | 0 | 0 | 0 | 0 | 0 | 0 | 0 | 0 | 0
1996 | 12 | 15 | 0 | 0 | 0 | 0 | 0 | 0 | 0 | 0 | 0 | 0 | 0 | 0 | 0
1996 | 12 | 16 | 0 | 0 | 0 | 0 | 0 | 0 | 0 | 0 | 0 | 0 | 0 | 0 | 0
1996 | 12 | 17 | 0.04 | 0.04 | 0 | 0 | 0.04 | 0 | 0 | 0 | 0 | 0 | 0 | 0 | 0
1996 | 12 | 18 | 0.09 | 0.09 | 0.04 | 0 | 0.09 | 0.04 | 0 | 0 | 0 | 0 | 0 | 0 | 0
1996 | 12 | 19 | 0.18 | 0.18 | 0.13 | 0 | 0.18 | 0.13 | 0 | 0 | 0 | 0 | 0 | 0 | 0
1996 | 12 | 20 | 0 | 0 | 0 | 0 | 0 | 0 | 0 | 0 | 0 | 0 | 0 | 0 | 0
1996 | 12 | 21 | 0 | 0 | 0 | 0 | 0 | 0 | 0 | 0 | 0 | 0 | 0 | 0 | 0
1996 | 12 | 22 | 0 | 0 | 0 | 0 | 0 | 0 | 0 | 0 | 0 | 0 | 0 | 0 | 0
1996 | 12 | 23 | 0 | 0 | 0 | 0 | 0 | 0 | 0 | 0 | 0 | 0 | 0 | 0 | 0
1996 | 12 | 24 | 0.19 | 0.19 | 0.14 | 0 | 0.19 | 0.14 | 0 | 0 | 0 | 0 | 0 | 0 | 0
1996 | 12 | 25 | 0 | 0 | 0 | 0 | 0 | 0 | 0 | 0 | 0 | 0 | 0 | 0 | 0
1996 | 12 | 26 | 0.01 | 0.01 | 0 | 0 | 0.01 | 0 | 0 | 0 | 0 | 0 | 0 | 0 | 0
1996 | 12 | 27 | 0.08 | 0.08 | 0.03 | 0 | 0.08 | 0.03 | 0 | 0 | 0 | 0 | 0 | 0 | 0
1996 | 12 | 28 | 0 | 0 | 0 | 0 | 0 | 0 | 0 | 0 | 0 | 0 | 0 | 0 | 0
1996 | 12 | 29 | 0.08 | 0.08 | 0.03 | 0 | 0.08 | 0.03 | 0 | 0 | 0 | 0 | 0 | 0 | 0
1996 | 12 | 30 | 0 | 0 | 0 | 0 | 0 | 0 | 0 | 0 | 0 | 0 | 0 | 0 | 0
1996 | 12 | 31 | 0 | 0 | 0 | 0 | 0 | 0 | 0 | 0 | 0 | 0 | 0 | 0 | 0
1997 | 1 | 1 | 0 | 0 | 0 | 0 | 0 | 0 | 0 | 0 | 0 | 0 | 0 | 0 | 0
1997 | 1 | 2 | 0 | 0 | 0 | 0 | 0 | 0 | 0 | 0 | 0 | 0 | 0 | 0 | 0
1997 | 1 | 3 | 0 | 0 | 0 | 0 | 0 | 0 | 0 | 0 | 0 | 0 | 0 | 0 | 0
1997 | 1 | 4 | 0 | 0 | 0 | 0 | 0 | 0 | 0 | 0 | 0 | 0 | 0 | 0 | 0
1997 | 1 | 5 | 0.01 | 0.01 | 0 | 0 | 0.01 | 0 | 0 | 0 | 0 | 0 | 0 | 0 | 0
1997 | 1 | 6 | 0 | 0 | 0 | 0 | 0 | 0 | 0 | 0 | 0 | 0 | 0 | 0 | 0
1997 | 1 | 7 | 0 | 0 | 0 | 0 | 0 | 0 | 0 | 0 | 0 | 0 | 0 | 0 | 0
1997 | 1 | 8 | 0 | 0 | 0 | 0 | 0 | 0 | 0 | 0 | 0 | 0 | 0 | 0 | 0
1997 | 1 | 9 | 0.53 | 0.53 | 0.48 | 0 | 0.53 | 0.48 | 0 | 0 | 0 | 0 | 0 | 0 | 0
1997 | 1 | 10 | 0 | 0 | 0 | 0 | 0 | 0 | 0 | 0 | 0 | 0 | 0 | 0 | 0
1997 | 1 | 11 | 0.11 | 0.11 | 0.06 | 0 | 0.11 | 0.06 | 0 | 0 | 0 | 0 | 0 | 0 | 0
1997 | 1 | 12 | 0 | 0 | 0 | 0 | 0 | 0 | 0 | 0 | 0 | 0 | 0 | 0 | 0
1997 | 1 | 13 | 0 | 0 | 0 | 0 | 0 | 0 | 0 | 0 | 0 | 0 | 0 | 0 | 0
1997 | 1 | 14 | 0 | 0 | 0 | 0 | 0 | 0 | 0 | 0 | 0 | 0 | 0 | 0 | 0
1997 | 1 | 15 | 0 | 0 | 0 | 0 | 0 | 0 | 0 | 0 | 0 | 0 | 0 | 0 | 0
1997 | 1 | 16 | 0.44 | 0.44 | 0.39 | 0 | 0.44 | 0.39 | 0 | 0 | 0 | 0 | 0 | 0 | 0
1997 | 1 | 17 | 0 | 0 | 0 | 0 | 0 | 0 | 0 | 0 | 0 | 0 | 0 | 0 | 0
1997 | 1 | 18 | 0 | 0 | 0 | 0 | 0 | 0 | 0 | 0 | 0 | 0 | 0 | 0 | 0
1997 | 1 | 19 | 0 | 0 | 0 | 0 | 0 | 0 | 0 | 0 | 0 | 0 | 0 | 0 | 0
1997 | 1 | 20 | 0 | 0 | 0 | 0 | 0 | 0 | 0 | 0 | 0 | 0 | 0 | 0 | 0
1997 | 1 | 21 | 0 | 0 | 0 | 0 | 0 | 0 | 0 | 0 | 0 | 0 | 0 | 0 | 0
1997 | 1 | 22 | 0.15 | 0.15 | 0.1 | 0 | 0.15 | 0.1 | 0 | 0 | 0 | 0 | 0 | 0 | 0
1997 | 1 | 23 | 0.01 | 0.01 | 0 | 0 | 0.01 | 0 | 0 | 0 | 0 | 0 | 0 | 0 | 0
1997 | 1 | 24 | 0.91 | 0.91 | 0.86 | 0 | 0.91 | 0.86 | 0 | 0 | 0 | 0 | 0 | 0 | 0
1997 | 1 | 25 | 0.02 | 0.02 | 0 | 0 | 0.02 | 0 | 0 | 0 | 0 | 0 | 0 | 0 | 0
1997 | 1 | 26 | 0 | 0 | 0 | 0 | 0 | 0 | 0 | 0 | 0 | 0 | 0 | 0 | 0
1997 | 1 | 27 | 0.01 | 0.01 | 0 | 0 | 0.01 | 0 | 0 | 0 | 0 | 0 | 0 | 0 | 0
1997 | 1 | 28 | 0.35 | 0.35 | 0.3 | 0 | 0.35 | 0.3 | 0 | 0 | 0 | 0 | 0 | 0 | 0
1997 | 1 | 29 | 0 | 0 | 0 | 0 | 0 | 0 | 0 | 0 | 0 | 0 | 0 | 0 | 0
1997 | 1 | 30 | 0 | 0 | 0 | 0 | 0 | 0 | 0 | 0 | 0 | 0 | 0 | 0 | 0
1997 | 1 | 31 | 0.01 | 0.01 | 0 | 0 | 0.01 | 0 | 0 | 0 | 0 | 0 | 0 | 0 | 0
1997 | 2 | 1 | 0 | 0 | 0 | 0 | 0 | 0 | 0 | 0 | 0 | 0 | 0 | 0 | 0
1997 | 2 | 2 | 0 | 0 | 0 | 0 | 0 | 0 | 0 | 0 | 0 | 0 | 0 | 0 | 0
1997 | 2 | 3 | 0 | 0 | 0 | 0 | 0 | 0 | 0 | 0 | 0 | 0 | 0 | 0 | 0
1997 | 2 | 4 | 0.52 | 0.52 | 0.47 | 0 | 0.52 | 0.47 | 0 | 0 | 0 | 0 | 0 | 0 | 0
1997 | 2 | 5 | 0.35 | 0.35 | 0.3 | 0 | 0.35 | 0.3 | 0 | 0 | 0 | 0 | 0 | 0 | 0
1997 | 2 | 6 | 0 | 0 | 0 | 0 | 0 | 0 | 0 | 0 | 0 | 0 | 0 | 0 | 0
1997 | 2 | 7 | 0 | 0 | 0 | 0 | 0 | 0 | 0 | 0 | 0 | 0 | 0 | 0 | 0
1997 | 2 | 8 | 0.4 | 0.4 | 0.35 | 0 | 0.4 | 0.35 | 0 | 0 | 0 | 0 | 0 | 0 | 0
1997 | 2 | 9 | 0 | 0 | 0 | 0 | 0 | 0 | 0 | 0 | 0 | 0 | 0 | 0 | 0
1997 | 2 | 10 | 0 | 0 | 0 | 0 | 0 | 0 | 0 | 0 | 0 | 0 | 0 | 0 | 0
1997 | 2 | 11 | 0 | 0 | 0 | 0 | 0 | 0 | 0 | 0 | 0 | 0 | 0 | 0 | 0
1997 | 2 | 12 | 0 | 0 | 0 | 0 | 0 | 0 | 0 | 0 | 0 | 0 | 0 | 0 | 0
1997 | 2 | 13 | 0.1 | 0.1 | 0.05 | 0 | 0.1 | 0.05 | 0 | 0 | 0 | 0 | 0 | 0 | 0
1997 | 2 | 14 | 0.58 | 0.58 | 0.53 | 0 | 0.58 | 0.53 | 0 | 0 | 0 | 0 | 0 | 0 | 0
1997 | 2 | 15 | 0.35 | 0.35 | 0.3 | 0 | 0.35 | 0.3 | 0 | 0 | 0 | 0 | 0 | 0 | 0
1997 | 2 | 16 | 0 | 0 | 0 | 0 | 0 | 0 | 0 | 0 | 0 | 0 | 0 | 0 | 0
1997 | 2 | 17 | 0 | 0 | 0 | 0 | 0 | 0 | 0 | 0 | 0 | 0 | 0 | 0 | 0
1997 | 2 | 18 | 0 | 0 | 0 | 0 | 0 | 0 | 0 | 0 | 0 | 0 | 0 | 0 | 0
1997 | 2 | 19 | 0 | 0 | 0 | 0 | 0 | 0 | 0 | 0 | 0 | 0 | 0 | 0 | 0
1997 | 2 | 20 | 0 | 0 | 0 | 0 | 0 | 0 | 0 | 0 | 0 | 0 | 0 | 0 | 0
1997 | 2 | 21 | 0 | 0 | 0 | 0 | 0 | 0 | 0 | 0 | 0 | 0 | 0 | 0 | 0
1997 | 2 | 22 | 0 | 0 | 0 | 0 | 0 | 0 | 0 | 0 | 0 | 0 | 0 | 0 | 0
1997 | 2 | 23 | 0 | 0 | 0 | 0 | 0 | 0 | 0 | 0 | 0 | 0 | 0 | 0 | 0
1997 | 2 | 24 | 0 | 0 | 0 | 0 | 0 | 0 | 0 | 0 | 0 | 0 | 0 | 0 | 0
1997 | 2 | 25 | 0 | 0 | 0 | 0 | 0 | 0 | 0 | 0 | 0 | 0 | 0 | 0 | 0
1997 | 2 | 26 | 0.13 | 0.13 | 0.08 | 0 | 0.13 | 0.08 | 0 | 0 | 0 | 0 | 0 | 0 | 0
1997 | 2 | 27 | 0 | 0 | 0 | 0 | 0 | 0 | 0 | 0 | 0 | 0 | 0 | 0 | 0
1997 | 2 | 28 | 0 | 0 | 0 | 0 | 0 | 0 | 0 | 0 | 0 | 0 | 0 | 0 | 0
1997 | 3 | 1 | 0.7 | 0.7 | 0.65 | 0 | 0.7 | 0.65 | 0 | 0 | 0 | 0 | 0 | 0 | 0
1997 | 3 | 2 | 0 | 0 | 0 | 0 | 0 | 0 | 0 | 0 | 0 | 0 | 0 | 0 | 0
1997 | 3 | 3 | 1.02 | 1 | 0.95 | 0 | 1 | 0.95 | 0 | 0 | 0 | 0 | 0 | 0 | 0
1997 | 3 | 4 | 0 | 0 | 0 | 0 | 0 | 0 | 0 | 0 | 0 | 0 | 0 | 0 | 0
1997 | 3 | 5 | 0.06 | 0.06 | 0.01 | 0 | 0.06 | 0.01 | 0 | 0 | 0 | 0 | 0 | 0 | 0
1997 | 3 | 6 | 0.03 | 0.03 | 0 | 0 | 0.03 | 0 | 0 | 0 | 0 | 0 | 0 | 0 | 0
1997 | 3 | 7 | 0 | 0 | 0 | 0 | 0 | 0 | 0 | 0 | 0 | 0 | 0 | 0 | 0
1997 | 3 | 8 | 0 | 0 | 0 | 0 | 0 | 0 | 0 | 0 | 0 | 0 | 0 | 0 | 0
1997 | 3 | 9 | 0.04 | 0.04 | 0 | 0 | 0.04 | 0 | 0 | 0 | 0 | 0 | 0 | 0 | 0
1997 | 3 | 10 | 0.07 | 0.07 | 0.02 | 0 | 0.07 | 0.02 | 0 | 0 | 0 | 0 | 0 | 0 | 0
1997 | 3 | 11 | 0 | 0 | 0 | 0 | 0 | 0 | 0 | 0 | 0 | 0 | 0 | 0 | 0
1997 | 3 | 12 | 0 | 0 | 0 | 0 | 0 | 0 | 0 | 0 | 0 | 0 | 0 | 0 | 0
1997 | 3 | 13 | 0.02 | 0.02 | 0 | 0 | 0.02 | 0 | 0 | 0 | 0 | 0 | 0 | 0 | 0
1997 | 3 | 14 | 0.42 | 0.42 | 0.37 | 0 | 0.42 | 0.37 | 0 | 0 | 0 | 0 | 0 | 0 | 0
1997 | 3 | 15 | 0 | 0 | 0 | 0 | 0 | 0 | 0 | 0 | 0 | 0 | 0 | 0 | 0
1997 | 3 | 16 | 0 | 0 | 0 | 0 | 0 | 0 | 0 | 0 | 0 | 0 | 0 | 0 | 0
1997 | 3 | 17 | 0 | 0 | 0 | 0 | 0 | 0 | 0 | 0 | 0 | 0 | 0 | 0 | 0
1997 | 3 | 18 | 0.37 | 0.37 | 0.32 | 0 | 0.37 | 0.32 | 0 | 0 | 0 | 0 | 0 | 0 | 0
1997 | 3 | 19 | 0.5 | 0.5 | 0.45 | 0 | 0.5 | 0.45 | 0 | 0 | 0 | 0 | 0 | 0 | 0
1997 | 3 | 20 | 0 | 0 | 0 | 0 | 0 | 0 | 0 | 0 | 0 | 0 | 0 | 0 | 0
1997 | 3 | 21 | 0 | 0 | 0 | 0 | 0 | 0 | 0 | 0 | 0 | 0 | 0 | 0 | 0
1997 | 3 | 22 | 0 | 0 | 0 | 0 | 0 | 0 | 0 | 0 | 0 | 0 | 0 | 0 | 0
1997 | 3 | 23 | 0 | 0 | 0 | 0 | 0 | 0 | 0 | 0 | 0 | 0 | 0 | 0 | 0
1997 | 3 | 24 | 0 | 0 | 0 | 0 | 0 | 0 | 0 | 0 | 0 | 0 | 0 | 0 | 0
1997 | 3 | 25 | 0 | 0 | 0 | 0 | 0 | 0 | 0 | 0 | 0 | 0 | 0 | 0 | 0
1997 | 3 | 26 | 0.34 | 0.34 | 0.29 | 0 | 0.34 | 0.29 | 0 | 0 | 0 | 0 | 0 | 0 | 0
1997 | 3 | 27 | 0 | 0 | 0 | 0 | 0 | 0 | 0 | 0 | 0 | 0 | 0 | 0 | 0
1997 | 3 | 28 | 0 | 0 | 0 | 0 | 0 | 0 | 0 | 0 | 0 | 0 | 0 | 0 | 0
1997 | 3 | 29 | 0.14 | 0.14 | 0.09 | 0 | 0.14 | 0.09 | 0 | 0 | 0 | 0 | 0 | 0 | 0
1997 | 3 | 30 | 0.05 | 0.05 | 0 | 0 | 0.05 | 0 | 0 | 0 | 0 | 0 | 0 | 0 | 0
1997 | 3 | 31 | 0.39 | 0.39 | 0.34 | 0 | 0.39 | 0.34 | 0 | 0 | 0 | 0 | 0 | 0 | 0
1997 | 4 | 1 | 0 | 0 | 0 | 0 | 0 | 0 | 0 | 0 | 0 | 0 | 0 | 0 | 0
1997 | 4 | 2 | 0 | 0 | 0 | 0 | 0 | 0 | 0 | 0 | 0 | 0 | 0 | 0 | 0
1997 | 4 | 3 | 0 | 0 | 0 | 0 | 0 | 0 | 0 | 0 | 0 | 0 | 0 | 0 | 0
1997 | 4 | 4 | 0 | 0 | 0 | 0 | 0 | 0 | 0 | 0 | 0 | 0 | 0 | 0 | 0
1997 | 4 | 5 | 0 | 0 | 0 | 0 | 0 | 0 | 0 | 0 | 0 | 0 | 0 | 0 | 0
1997 | 4 | 6 | 0.12 | 0.12 | 0.07 | 0 | 0.12 | 0.07 | 0 | 0 | 0 | 0 | 0 | 0 | 0
1997 | 4 | 7 | 0 | 0 | 0 | 0 | 0 | 0 | 0 | 0 | 0 | 0 | 0 | 0 | 0
1997 | 4 | 8 | 0 | 0 | 0 | 0 | 0 | 0 | 0 | 0 | 0 | 0 | 0 | 0 | 0
1997 | 4 | 9 | 0 | 0 | 0 | 0 | 0 | 0 | 0 | 0 | 0 | 0 | 0 | 0 | 0
1997 | 4 | 10 | 0 | 0 | 0 | 0 | 0 | 0 | 0 | 0 | 0 | 0 | 0 | 0 | 0
1997 | 4 | 11 | 0 | 0 | 0 | 0 | 0 | 0 | 0 | 0 | 0 | 0 | 0 | 0 | 0
1997 | 4 | 12 | 0.4 | 0.4 | 0.35 | 0 | 0.4 | 0.35 | 0 | 0 | 0 | 0 | 0 | 0 | 0
1997 | 4 | 13 | 0 | 0 | 0 | 0 | 0 | 0 | 0 | 0 | 0 | 0 | 0 | 0 | 0
1997 | 4 | 14 | 0 | 0 | 0 | 0 | 0 | 0 | 0 | 0 | 0 | 0 | 0 | 0 | 0
1997 | 4 | 15 | 0 | 0 | 0 | 0 | 0 | 0 | 0 | 0 | 0 | 0 | 0 | 0 | 0
1997 | 4 | 16 | 0 | 0 | 0 | 0 | 0 | 0 | 0 | 0 | 0 | 0 | 0 | 0 | 0
1997 | 4 | 17 | 0.22 | 0.22 | 0.17 | 0 | 0.22 | 0.17 | 0 | 0 | 0 | 0 | 0 | 0 | 0
1997 | 4 | 18 | 0 | 0 | 0 | 0 | 0 | 0 | 0 | 0 | 0 | 0 | 0 | 0 | 0
1997 | 4 | 19 | 0 | 0 | 0 | 0 | 0 | 0 | 0 | 0 | 0 | 0 | 0 | 0 | 0
1997 | 4 | 20 | 0 | 0 | 0 | 0 | 0 | 0 | 0 | 0 | 0 | 0 | 0 | 0 | 0
1997 | 4 | 21 | 0.16 | 0.16 | 0.11 | 0 | 0.16 | 0.11 | 0 | 0 | 0 | 0 | 0 | 0 | 0
1997 | 4 | 22 | 0 | 0 | 0 | 0 | 0 | 0 | 0 | 0 | 0 | 0 | 0 | 0 | 0
1997 | 4 | 23 | 0.05 | 0.05 | 0 | 0 | 0.05 | 0 | 0 | 0 | 0 | 0 | 0 | 0 | 0
1997 | 4 | 24 | 0.02 | 0.02 | 0 | 0 | 0.02 | 0 | 0 | 0 | 0 | 0 | 0 | 0 | 0
1997 | 4 | 25 | 0 | 0 | 0 | 0 | 0 | 0 | 0 | 0 | 0 | 0 | 0 | 0 | 0
1997 | 4 | 26 | 0 | 0 | 0 | 0 | 0 | 0 | 0 | 0 | 0 | 0 | 0 | 0 | 0
1997 | 4 | 27 | 1.06 | 1 | 0.95 | 0 | 1 | 0.95 | 0 | 0 | 0 | 0 | 0 | 0 | 0
1997 | 4 | 28 | 0.38 | 0.38 | 0.33 | 0 | 0.38 | 0.33 | 0 | 0 | 0 | 0 | 0 | 0 | 0
1997 | 4 | 29 | 0 | 0 | 0 | 0 | 0 | 0 | 0 | 0 | 0 | 0 | 0 | 0 | 0
1997 | 4 | 30 | 0 | 0 | 0 | 0 | 0 | 0 | 0 | 0 | 0 | 0 | 0 | 0 | 0
1997 | 5 | 1 | 0 | 0 | 0 | 0 | 0 | 0 | 0 | 0 | 0 | 0 | 0 | 0 | 0
1997 | 5 | 2 | 0 | 0 | 0 | 0 | 0 | 0 | 0 | 0 | 0 | 0 | 0 | 0 | 0
1997 | 5 | 3 | 0.03 | 0.03 | 0 | 0 | 0.03 | 0 | 0 | 0 | 0 | 0 | 0 | 0 | 0
1997 | 5 | 4 | 0 | 0 | 0 | 0 | 0 | 0 | 0 | 0 | 0 | 0 | 0 | 0 | 0
1997 | 5 | 5 | 0 | 0 | 0 | 0 | 0 | 0 | 0 | 0 | 0 | 0 | 0 | 0 | 0
1997 | 5 | 6 | 0.05 | 0.05 | 0 | 0 | 0.05 | 0 | 0 | 0 | 0 | 0 | 0 | 0 | 0
1997 | 5 | 7 | 0 | 0 | 0 | 0 | 0 | 0 | 0 | 0 | 0 | 0 | 0 | 0 | 0
1997 | 5 | 8 | 0.02 | 0.02 | 0 | 0 | 0.02 | 0 | 0 | 0 | 0 | 0 | 0 | 0 | 0
1997 | 5 | 9 | 0.14 | 0.14 | 0.09 | 0 | 0.14 | 0.09 | 0 | 0 | 0 | 0 | 0 | 0 | 0
1997 | 5 | 10 | 0.01 | 0.01 | 0 | 0 | 0.01 | 0 | 0 | 0 | 0 | 0 | 0 | 0 | 0
1997 | 5 | 11 | 0 | 0 | 0 | 0 | 0 | 0 | 0 | 0 | 0 | 0 | 0 | 0 | 0
1997 | 5 | 12 | 0 | 0 | 0 | 0 | 0 | 0 | 0 | 0 | 0 | 0 | 0 | 0 | 0
1997 | 5 | 13 | 0 | 0 | 0 | 0 | 0 | 0 | 0 | 0 | 0 | 0 | 0 | 0 | 0
1997 | 5 | 14 | 0 | 0 | 0 | 0 | 0 | 0 | 0 | 0 | 0 | 0 | 0 | 0 | 0
1997 | 5 | 15 | 0.01 | 0.01 | 0 | 0 | 0.01 | 0 | 0 | 0 | 0 | 0 | 0 | 0 | 0
1997 | 5 | 16 | 0 | 0 | 0 | 0 | 0 | 0 | 0 | 0 | 0 | 0 | 0 | 0 | 0
1997 | 5 | 17 | 0.01 | 0.01 | 0 | 0 | 0.01 | 0 | 0 | 0 | 0 | 0 | 0 | 0 | 0
1997 | 5 | 18 | 0 | 0 | 0 | 0 | 0 | 0 | 0 | 0 | 0 | 0 | 0 | 0 | 0
1997 | 5 | 19 | 0 | 0 | 0 | 0 | 0 | 0 | 0 | 0 | 0 | 0 | 0 | 0 | 0
1997 | 5 | 20 | 0 | 0 | 0 | 0 | 0 | 0 | 0 | 0 | 0 | 0 | 0 | 0 | 0
1997 | 5 | 21 | 0 | 0 | 0 | 0 | 0 | 0 | 0 | 0 | 0 | 0 | 0 | 0 | 0
1997 | 5 | 22 | 0 | 0 | 0 | 0 | 0 | 0 | 0 | 0 | 0 | 0 | 0 | 0 | 0
1997 | 5 | 23 | 0 | 0 | 0 | 0 | 0 | 0 | 0 | 0 | 0 | 0 | 0 | 0 | 0
1997 | 5 | 24 | 0 | 0 | 0 | 0 | 0 | 0 | 0 | 0 | 0 | 0 | 0 | 0 | 0
1997 | 5 | 25 | 2.17 | 1 | 0.95 | 0 | 1 | 0.95 | 0 | 0 | 0 | 0 | 0 | 0 | 0
1997 | 5 | 26 | 0.55 | 0.55 | 0.5 | 0 | 0.55 | 0.5 | 0 | 0 | 0 | 0 | 0 | 0 | 0
1997 | 5 | 27 | 0 | 0 | 0 | 0 | 0 | 0 | 0 | 0 | 0 | 0 | 0 | 0 | 0
1997 | 5 | 28 | 0 | 0 | 0 | 0 | 0 | 0 | 0 | 0 | 0 | 0 | 0 | 0 | 0
1997 | 5 | 29 | 0 | 0 | 0 | 0 | 0 | 0 | 0 | 0 | 0 | 0 | 0 | 0 | 0
1997 | 5 | 30 | 0.05 | 0.05 | 0 | 0 | 0.05 | 0 | 0 | 0 | 0 | 0 | 0 | 0 | 0
1997 | 5 | 31 | 0 | 0 | 0 | 0 | 0 | 0 | 0 | 0 | 0 | 0 | 0 | 0 | 0
1997 | 6 | 1 | 0.39 | 0.39 | 0.34 | 0 | 0.39 | 0.34 | 0 | 0 | 0 | 0 | 0 | 0 | 0
1997 | 6 | 2 | 1.12 | 1 | 0.95 | 0 | 1 | 0.95 | 0 | 0 | 0 | 0 | 0 | 0 | 0
1997 | 6 | 3 | 0.54 | 0.54 | 0.49 | 0 | 0.54 | 0.49 | 0 | 0 | 0 | 0 | 0 | 0 | 0
1997 | 6 | 4 | 0 | 0 | 0 | 0 | 0 | 0 | 0 | 0 | 0 | 0 | 0 | 0 | 0
1997 | 6 | 5 | 0 | 0 | 0 | 0 | 0 | 0 | 0 | 0 | 0 | 0 | 0 | 0 | 0
1997 | 6 | 6 | 0 | 0 | 0 | 0 | 0 | 0 | 0 | 0 | 0 | 0 | 0 | 0 | 0
1997 | 6 | 7 | 0 | 0 | 0 | 0 | 0 | 0 | 0 | 0 | 0 | 0 | 0 | 0 | 0
1997 | 6 | 8 | 0 | 0 | 0 | 0 | 0 | 0 | 0 | 0 | 0 | 0 | 0 | 0 | 0
1997 | 6 | 9 | 0 | 0 | 0 | 0 | 0 | 0 | 0 | 0 | 0 | 0 | 0 | 0 | 0
1997 | 6 | 10 | 0 | 0 | 0 | 0 | 0 | 0 | 0 | 0 | 0 | 0 | 0 | 0 | 0
1997 | 6 | 11 | 0 | 0 | 0 | 0 | 0 | 0 | 0 | 0 | 0 | 0 | 0 | 0 | 0
1997 | 6 | 12 | 0.02 | 0.02 | 0 | 0 | 0.02 | 0 | 0 | 0 | 0 | 0 | 0 | 0 | 0
1997 | 6 | 13 | 0.33 | 0.33 | 0.28 | 0 | 0.33 | 0.28 | 0 | 0 | 0 | 0 | 0 | 0 | 0
1997 | 6 | 14 | 0.03 | 0.03 | 0 | 0 | 0.03 | 0 | 0 | 0 | 0 | 0 | 0 | 0 | 0
1997 | 6 | 15 | 0 | 0 | 0 | 0 | 0 | 0 | 0 | 0 | 0 | 0 | 0 | 0 | 0
1997 | 6 | 16 | 0 | 0 | 0 | 0 | 0 | 0 | 0 | 0 | 0 | 0 | 0 | 0 | 0
1997 | 6 | 17 | 0 | 0 | 0 | 0 | 0 | 0 | 0 | 0 | 0 | 0 | 0 | 0 | 0
1997 | 6 | 18 | 0.24 | 0.24 | 0.19 | 0 | 0.24 | 0.19 | 0 | 0 | 0 | 0 | 0 | 0 | 0
1997 | 6 | 19 | 0 | 0 | 0 | 0 | 0 | 0 | 0 | 0 | 0 | 0 | 0 | 0 | 0
1997 | 6 | 20 | 0 | 0 | 0 | 0 | 0 | 0 | 0 | 0 | 0 | 0 | 0 | 0 | 0
1997 | 6 | 21 | 0 | 0 | 0 | 0 | 0 | 0 | 0 | 0 | 0 | 0 | 0 | 0 | 0
1997 | 6 | 22 | 0.01 | 0.01 | 0 | 0 | 0.01 | 0 | 0 | 0 | 0 | 0 | 0 | 0 | 0
1997 | 6 | 23 | 0 | 0 | 0 | 0 | 0 | 0 | 0 | 0 | 0 | 0 | 0 | 0 | 0
1997 | 6 | 24 | 0 | 0 | 0 | 0 | 0 | 0 | 0 | 0 | 0 | 0 | 0 | 0 | 0
1997 | 6 | 25 | 0 | 0 | 0 | 0 | 0 | 0 | 0 | 0 | 0 | 0 | 0 | 0 | 0
1997 | 6 | 26 | 0.26 | 0.26 | 0.21 | 0 | 0.26 | 0.21 | 0 | 0 | 0 | 0 | 0 | 0 | 0
1997 | 6 | 27 | 0 | 0 | 0 | 0 | 0 | 0 | 0 | 0 | 0 | 0 | 0 | 0 | 0
1997 | 6 | 28 | 0 | 0 | 0 | 0 | 0 | 0 | 0 | 0 | 0 | 0 | 0 | 0 | 0
1997 | 6 | 29 | 0 | 0 | 0 | 0 | 0 | 0 | 0 | 0 | 0 | 0 | 0 | 0 | 0
1997 | 6 | 30 | 0 | 0 | 0 | 0 | 0 | 0 | 0 | 0 | 0 | 0 | 0 | 0 | 0
1997 | 7 | 1 | 0.08 | 0.08 | 0.03 | 0 | 0.08 | 0.03 | 0 | 0 | 0 | 0 | 0 | 0 | 0
1997 | 7 | 2 | 0.28 | 0.28 | 0.23 | 0 | 0.28 | 0.23 | 0 | 0 | 0 | 0 | 0 | 0 | 0
1997 | 7 | 3 | 0 | 0 | 0 | 0 | 0 | 0 | 0 | 0 | 0 | 0 | 0 | 0 | 0
1997 | 7 | 4 | 0 | 0 | 0 | 0 | 0 | 0 | 0 | 0 | 0 | 0 | 0 | 0 | 0
1997 | 7 | 5 | 0 | 0 | 0 | 0 | 0 | 0 | 0 | 0 | 0 | 0 | 0 | 0 | 0
1997 | 7 | 6 | 0 | 0 | 0 | 0 | 0 | 0 | 0 | 0 | 0 | 0 | 0 | 0 | 0
1997 | 7 | 7 | 0 | 0 | 0 | 0 | 0 | 0 | 0 | 0 | 0 | 0 | 0 | 0 | 0
1997 | 7 | 8 | 0 | 0 | 0 | 0 | 0 | 0 | 0 | 0 | 0 | 0 | 0 | 0 | 0
1997 | 7 | 9 | 0.01 | 0.01 | 0 | 0 | 0.01 | 0 | 0 | 0 | 0 | 0 | 0 | 0 | 0
1997 | 7 | 10 | 0 | 0 | 0 | 0 | 0 | 0 | 0 | 0 | 0 | 0 | 0 | 0 | 0
1997 | 7 | 11 | 0 | 0 | 0 | 0 | 0 | 0 | 0 | 0 | 0 | 0 | 0 | 0 | 0
1997 | 7 | 12 | 0 | 0 | 0 | 0 | 0 | 0 | 0 | 0 | 0 | 0 | 0 | 0 | 0
1997 | 7 | 13 | 0 | 0 | 0 | 0 | 0 | 0 | 0 | 0 | 0 | 0 | 0 | 0 | 0
1997 | 7 | 14 | 0 | 0 | 0 | 0 | 0 | 0 | 0 | 0 | 0 | 0 | 0 | 0 | 0
1997 | 7 | 15 | 0 | 0 | 0 | 0 | 0 | 0 | 0 | 0 | 0 | 0 | 0 | 0 | 0
1997 | 7 | 16 | 0 | 0 | 0 | 0 | 0 | 0 | 0 | 0 | 0 | 0 | 0 | 0 | 0
1997 | 7 | 17 | 0 | 0 | 0 | 0 | 0 | 0 | 0 | 0 | 0 | 0 | 0 | 0 | 0
1997 | 7 | 18 | 0.1 | 0.1 | 0.05 | 0 | 0.1 | 0.05 | 0 | 0 | 0 | 0 | 0 | 0 | 0
1997 | 7 | 19 | 0 | 0 | 0 | 0 | 0 | 0 | 0 | 0 | 0 | 0 | 0 | 0 | 0
1997 | 7 | 20 | 0 | 0 | 0 | 0 | 0 | 0 | 0 | 0 | 0 | 0 | 0 | 0 | 0
1997 | 7 | 21 | 0 | 0 | 0 | 0 | 0 | 0 | 0 | 0 | 0 | 0 | 0 | 0 | 0
1997 | 7 | 22 | 0 | 0 | 0 | 0 | 0 | 0 | 0 | 0 | 0 | 0 | 0 | 0 | 0
1997 | 7 | 23 | 0.17 | 0.17 | 0.12 | 0 | 0.17 | 0.12 | 0 | 0 | 0 | 0 | 0 | 0 | 0
1997 | 7 | 24 | 0.34 | 0.34 | 0.29 | 0 | 0.34 | 0.29 | 0 | 0 | 0 | 0 | 0 | 0 | 0
1997 | 7 | 25 | 0 | 0 | 0 | 0 | 0 | 0 | 0 | 0 | 0 | 0 | 0 | 0 | 0
1997 | 7 | 26 | 0 | 0 | 0 | 0 | 0 | 0 | 0 | 0 | 0 | 0 | 0 | 0 | 0
1997 | 7 | 27 | 0 | 0 | 0 | 0 | 0 | 0 | 0 | 0 | 0 | 0 | 0 | 0 | 0
1997 | 7 | 28 | 0.16 | 0.16 | 0.11 | 0 | 0.16 | 0.11 | 0 | 0 | 0 | 0 | 0 | 0 | 0
1997 | 7 | 29 | 0 | 0 | 0 | 0 | 0 | 0 | 0 | 0 | 0 | 0 | 0 | 0 | 0
1997 | 7 | 30 | 0 | 0 | 0 | 0 | 0 | 0 | 0 | 0 | 0 | 0 | 0 | 0 | 0
1997 | 7 | 31 | 0 | 0 | 0 | 0 | 0 | 0 | 0 | 0 | 0 | 0 | 0 | 0 | 0
1997 | 8 | 1 | 0 | 0 | 0 | 0 | 0 | 0 | 0 | 0 | 0 | 0 | 0 | 0 | 0
1997 | 8 | 2 | 0 | 0 | 0 | 0 | 0 | 0 | 0 | 0 | 0 | 0 | 0 | 0 | 0
1997 | 8 | 3 | 0 | 0 | 0 | 0 | 0 | 0 | 0 | 0 | 0 | 0 | 0 | 0 | 0
1997 | 8 | 4 | 0.03 | 0.03 | 0 | 0 | 0.03 | 0 | 0 | 0 | 0 | 0 | 0 | 0 | 0
1997 | 8 | 5 | 0 | 0 | 0 | 0 | 0 | 0 | 0 | 0 | 0 | 0 | 0 | 0 | 0
1997 | 8 | 6 | 0 | 0 | 0 | 0 | 0 | 0 | 0 | 0 | 0 | 0 | 0 | 0 | 0
1997 | 8 | 7 | 0 | 0 | 0 | 0 | 0 | 0 | 0 | 0 | 0 | 0 | 0 | 0 | 0
1997 | 8 | 8 | 0 | 0 | 0 | 0 | 0 | 0 | 0 | 0 | 0 | 0 | 0 | 0 | 0
1997 | 8 | 9 | 0 | 0 | 0 | 0 | 0 | 0 | 0 | 0 | 0 | 0 | 0 | 0 | 0
1997 | 8 | 10 | 0 | 0 | 0 | 0 | 0 | 0 | 0 | 0 | 0 | 0 | 0 | 0 | 0
1997 | 8 | 11 | 0 | 0 | 0 | 0 | 0 | 0 | 0 | 0 | 0 | 0 | 0 | 0 | 0
1997 | 8 | 12 | 0 | 0 | 0 | 0 | 0 | 0 | 0 | 0 | 0 | 0 | 0 | 0 | 0
1997 | 8 | 13 | 0 | 0 | 0 | 0 | 0 | 0 | 0 | 0 | 0 | 0 | 0 | 0 | 0
1997 | 8 | 14 | 0.07 | 0.07 | 0.02 | 0 | 0.07 | 0.02 | 0 | 0 | 0 | 0 | 0 | 0 | 0
1997 | 8 | 15 | 0 | 0 | 0 | 0 | 0 | 0 | 0 | 0 | 0 | 0 | 0 | 0 | 0
1997 | 8 | 16 | 0 | 0 | 0 | 0 | 0 | 0 | 0 | 0 | 0 | 0 | 0 | 0 | 0
1997 | 8 | 17 | 1.35 | 1 | 0.95 | 0 | 1 | 0.95 | 0 | 0 | 0 | 0 | 0 | 0 | 0
1997 | 8 | 18 | 0 | 0 | 0 | 0 | 0 | 0 | 0 | 0 | 0 | 0 | 0 | 0 | 0
1997 | 8 | 19 | 0 | 0 | 0 | 0 | 0 | 0 | 0 | 0 | 0 | 0 | 0 | 0 | 0
1997 | 8 | 20 | 2.06 | 1 | 0.95 | 0 | 1 | 0.95 | 0 | 0 | 0 | 0 | 0 | 0 | 0
1997 | 8 | 21 | 0 | 0 | 0 | 0 | 0 | 0 | 0 | 0 | 0 | 0 | 0 | 0 | 0
1997 | 8 | 22 | 0 | 0 | 0 | 0 | 0 | 0 | 0 | 0 | 0 | 0 | 0 | 0 | 0
1997 | 8 | 23 | 0 | 0 | 0 | 0 | 0 | 0 | 0 | 0 | 0 | 0 | 0 | 0 | 0
1997 | 8 | 24 | 0 | 0 | 0 | 0 | 0 | 0 | 0 | 0 | 0 | 0 | 0 | 0 | 0
1997 | 8 | 25 | 0 | 0 | 0 | 0 | 0 | 0 | 0 | 0 | 0 | 0 | 0 | 0 | 0
1997 | 8 | 26 | 0 | 0 | 0 | 0 | 0 | 0 | 0 | 0 | 0 | 0 | 0 | 0 | 0
1997 | 8 | 27 | 0 | 0 | 0 | 0 | 0 | 0 | 0 | 0 | 0 | 0 | 0 | 0 | 0
1997 | 8 | 28 | 0 | 0 | 0 | 0 | 0 | 0 | 0 | 0 | 0 | 0 | 0 | 0 | 0
1997 | 8 | 29 | 0 | 0 | 0 | 0 | 0 | 0 | 0 | 0 | 0 | 0 | 0 | 0 | 0
1997 | 8 | 30 | 0 | 0 | 0 | 0 | 0 | 0 | 0 | 0 | 0 | 0 | 0 | 0 | 0
1997 | 8 | 31 | 0 | 0 | 0 | 0 | 0 | 0 | 0 | 0 | 0 | 0 | 0 | 0 | 0
1997 | 9 | 1 | 0 | 0 | 0 | 0 | 0 | 0 | 0 | 0 | 0 | 0 | 0 | 0 | 0
1997 | 9 | 2 | 0.19 | 0.19 | 0.14 | 0 | 0.19 | 0.14 | 0 | 0 | 0 | 0 | 0 | 0 | 0
1997 | 9 | 3 | 0.01 | 0.01 | 0 | 0 | 0.01 | 0 | 0 | 0 | 0 | 0 | 0 | 0 | 0
1997 | 9 | 4 | 0 | 0 | 0 | 0 | 0 | 0 | 0 | 0 | 0 | 0 | 0 | 0 | 0
1997 | 9 | 5 | 0 | 0 | 0 | 0 | 0 | 0 | 0 | 0 | 0 | 0 | 0 | 0 | 0
1997 | 9 | 6 | 0 | 0 | 0 | 0 | 0 | 0 | 0 | 0 | 0 | 0 | 0 | 0 | 0
1997 | 9 | 7 | 0 | 0 | 0 | 0 | 0 | 0 | 0 | 0 | 0 | 0 | 0 | 0 | 0
1997 | 9 | 8 | 0 | 0 | 0 | 0 | 0 | 0 | 0 | 0 | 0 | 0 | 0 | 0 | 0
1997 | 9 | 9 | 0 | 0 | 0 | 0 | 0 | 0 | 0 | 0 | 0 | 0 | 0 | 0 | 0
1997 | 9 | 10 | 0.43 | 0.43 | 0.38 | 0 | 0.43 | 0.38 | 0 | 0 | 0 | 0 | 0 | 0 | 0
1997 | 9 | 11 | 0.02 | 0.02 | 0 | 0 | 0.02 | 0 | 0 | 0 | 0 | 0 | 0 | 0 | 0
1997 | 9 | 12 | 0 | 0 | 0 | 0 | 0 | 0 | 0 | 0 | 0 | 0 | 0 | 0 | 0
1997 | 9 | 13 | 0 | 0 | 0 | 0 | 0 | 0 | 0 | 0 | 0 | 0 | 0 | 0 | 0
1997 | 9 | 14 | 0 | 0 | 0 | 0 | 0 | 0 | 0 | 0 | 0 | 0 | 0 | 0 | 0
1997 | 9 | 15 | 0 | 0 | 0 | 0 | 0 | 0 | 0 | 0 | 0 | 0 | 0 | 0 | 0
1997 | 9 | 16 | 0 | 0 | 0 | 0 | 0 | 0 | 0 | 0 | 0 | 0 | 0 | 0 | 0
1997 | 9 | 17 | 0 | 0 | 0 | 0 | 0 | 0 | 0 | 0 | 0 | 0 | 0 | 0 | 0
1997 | 9 | 18 | 0.23 | 0.23 | 0.18 | 0 | 0.23 | 0.18 | 0 | 0 | 0 | 0 | 0 | 0 | 0
1997 | 9 | 19 | 0 | 0 | 0 | 0 | 0 | 0 | 0 | 0 | 0 | 0 | 0 | 0 | 0
1997 | 9 | 20 | 0 | 0 | 0 | 0 | 0 | 0 | 0 | 0 | 0 | 0 | 0 | 0 | 0
1997 | 9 | 21 | 0 | 0 | 0 | 0 | 0 | 0 | 0 | 0 | 0 | 0 | 0 | 0 | 0
1997 | 9 | 22 | 0 | 0 | 0 | 0 | 0 | 0 | 0 | 0 | 0 | 0 | 0 | 0 | 0
1997 | 9 | 23 | 0 | 0 | 0 | 0 | 0 | 0 | 0 | 0 | 0 | 0 | 0 | 0 | 0
1997 | 9 | 24 | 0 | 0 | 0 | 0 | 0 | 0 | 0 | 0 | 0 | 0 | 0 | 0 | 0
1997 | 9 | 25 | 0 | 0 | 0 | 0 | 0 | 0 | 0 | 0 | 0 | 0 | 0 | 0 | 0
1997 | 9 | 26 | 0 | 0 | 0 | 0 | 0 | 0 | 0 | 0 | 0 | 0 | 0 | 0 | 0
1997 | 9 | 27 | 0 | 0 | 0 | 0 | 0 | 0 | 0 | 0 | 0 | 0 | 0 | 0 | 0
1997 | 9 | 28 | 0.68 | 0.68 | 0.63 | 0 | 0.68 | 0.63 | 0 | 0 | 0 | 0 | 0 | 0 | 0
1997 | 9 | 29 | 0.03 | 0.03 | 0 | 0 | 0.03 | 0 | 0 | 0 | 0 | 0 | 0 | 0 | 0
1997 | 9 | 30 | 0 | 0 | 0 | 0 | 0 | 0 | 0 | 0 | 0 | 0 | 0 | 0 | 0
1997 | 10 | 1 | 0 | 0 | 0 | 0 | 0 | 0 | 0 | 0 | 0 | 0 | 0 | 0 | 0
1997 | 10 | 2 | 0 | 0 | 0 | 0 | 0 | 0 | 0 | 0 | 0 | 0 | 0 | 0 | 0
1997 | 10 | 3 | 0 | 0 | 0 | 0 | 0 | 0 | 0 | 0 | 0 | 0 | 0 | 0 | 0
1997 | 10 | 4 | 0 | 0 | 0 | 0 | 0 | 0 | 0 | 0 | 0 | 0 | 0 | 0 | 0
1997 | 10 | 5 | 0 | 0 | 0 | 0 | 0 | 0 | 0 | 0 | 0 | 0 | 0 | 0 | 0
1997 | 10 | 6 | 0 | 0 | 0 | 0 | 0 | 0 | 0 | 0 | 0 | 0 | 0 | 0 | 0
1997 | 10 | 7 | 0 | 0 | 0 | 0 | 0 | 0 | 0 | 0 | 0 | 0 | 0 | 0 | 0
1997 | 10 | 8 | 0 | 0 | 0 | 0 | 0 | 0 | 0 | 0 | 0 | 0 | 0 | 0 | 0
1997 | 10 | 9 | 0 | 0 | 0 | 0 | 0 | 0 | 0 | 0 | 0 | 0 | 0 | 0 | 0
1997 | 10 | 10 | 0.01 | 0.01 | 0 | 0 | 0.01 | 0 | 0 | 0 | 0 | 0 | 0 | 0 | 0
1997 | 10 | 11 | 0 | 0 | 0 | 0 | 0 | 0 | 0 | 0 | 0 | 0 | 0 | 0 | 0
1997 | 10 | 12 | 0 | 0 | 0 | 0 | 0 | 0 | 0 | 0 | 0 | 0 | 0 | 0 | 0
1997 | 10 | 13 | 0 | 0 | 0 | 0 | 0 | 0 | 0 | 0 | 0 | 0 | 0 | 0 | 0
1997 | 10 | 14 | 0.01 | 0.01 | 0 | 0 | 0.01 | 0 | 0 | 0 | 0 | 0 | 0 | 0 | 0
1997 | 10 | 15 | 0.29 | 0.29 | 0.24 | 0 | 0.29 | 0.24 | 0 | 0 | 0 | 0 | 0 | 0 | 0
1997 | 10 | 16 | 0 | 0 | 0 | 0 | 0 | 0 | 0 | 0 | 0 | 0 | 0 | 0 | 0
1997 | 10 | 17 | 1.13 | 1 | 0.95 | 0 | 1 | 0.95 | 0 | 0 | 0 | 0 | 0 | 0 | 0
1997 | 10 | 18 | 0.59 | 0.59 | 0.54 | 0 | 0.59 | 0.54 | 0 | 0 | 0 | 0 | 0 | 0 | 0
1997 | 10 | 19 | 0.05 | 0.05 | 0 | 0 | 0.05 | 0 | 0 | 0 | 0 | 0 | 0 | 0 | 0
1997 | 10 | 20 | 0 | 0 | 0 | 0 | 0 | 0 | 0 | 0 | 0 | 0 | 0 | 0 | 0
1997 | 10 | 21 | 0 | 0 | 0 | 0 | 0 | 0 | 0 | 0 | 0 | 0 | 0 | 0 | 0
1997 | 10 | 22 | 0 | 0 | 0 | 0 | 0 | 0 | 0 | 0 | 0 | 0 | 0 | 0 | 0
1997 | 10 | 23 | 0 | 0 | 0 | 0 | 0 | 0 | 0 | 0 | 0 | 0 | 0 | 0 | 0
1997 | 10 | 24 | 0.4 | 0.4 | 0.35 | 0 | 0.4 | 0.35 | 0 | 0 | 0 | 0 | 0 | 0 | 0
1997 | 10 | 25 | 0.45 | 0.45 | 0.4 | 0 | 0.45 | 0.4 | 0 | 0 | 0 | 0 | 0 | 0 | 0
1997 | 10 | 26 | 0.77 | 0.77 | 0.72 | 0 | 0.77 | 0.72 | 0 | 0 | 0 | 0 | 0 | 0 | 0
1997 | 10 | 27 | 0.01 | 0.01 | 0 | 0 | 0.01 | 0 | 0 | 0 | 0 | 0 | 0 | 0 | 0
1997 | 10 | 28 | 0 | 0 | 0 | 0 | 0 | 0 | 0 | 0 | 0 | 0 | 0 | 0 | 0
1997 | 10 | 29 | 0 | 0 | 0 | 0 | 0 | 0 | 0 | 0 | 0 | 0 | 0 | 0 | 0
1997 | 10 | 30 | 0 | 0 | 0 | 0 | 0 | 0 | 0 | 0 | 0 | 0 | 0 | 0 | 0
1997 | 10 | 31 | 0.01 | 0.01 | 0 | 0 | 0.01 | 0 | 0 | 0 | 0 | 0 | 0 | 0 | 0
1997 | 11 | 1 | 0.33 | 0.33 | 0.28 | 0 | 0.33 | 0.28 | 0 | 0 | 0 | 0 | 0 | 0 | 0
1997 | 11 | 2 | 0.18 | 0.18 | 0.13 | 0 | 0.18 | 0.13 | 0 | 0 | 0 | 0 | 0 | 0 | 0
1997 | 11 | 3 | 0 | 0 | 0 | 0 | 0 | 0 | 0 | 0 | 0 | 0 | 0 | 0 | 0
1997 | 11 | 4 | 0 | 0 | 0 | 0 | 0 | 0 | 0 | 0 | 0 | 0 | 0 | 0 | 0
1997 | 11 | 5 | 0 | 0 | 0 | 0 | 0 | 0 | 0 | 0 | 0 | 0 | 0 | 0 | 0
1997 | 11 | 6 | 0 | 0 | 0 | 0 | 0 | 0 | 0 | 0 | 0 | 0 | 0 | 0 | 0
1997 | 11 | 7 | 2 | 1 | 0.95 | 0 | 1 | 0.95 | 0 | 0 | 0 | 0 | 0 | 0 | 0
1997 | 11 | 8 | 0.43 | 0.43 | 0.38 | 0 | 0.43 | 0.38 | 0 | 0 | 0 | 0 | 0 | 0 | 0
1997 | 11 | 9 | 0.27 | 0.27 | 0.22 | 0 | 0.27 | 0.22 | 0 | 0 | 0 | 0 | 0 | 0 | 0
1997 | 11 | 10 | 0 | 0 | 0 | 0 | 0 | 0 | 0 | 0 | 0 | 0 | 0 | 0 | 0
1997 | 11 | 11 | 0 | 0 | 0 | 0 | 0 | 0 | 0 | 0 | 0 | 0 | 0 | 0 | 0
1997 | 11 | 12 | 0 | 0 | 0 | 0 | 0 | 0 | 0 | 0 | 0 | 0 | 0 | 0 | 0
1997 | 11 | 13 | 0.36 | 0.36 | 0.31 | 0 | 0.36 | 0.31 | 0 | 0 | 0 | 0 | 0 | 0 | 0
1997 | 11 | 14 | 0.33 | 0.33 | 0.28 | 0 | 0.33 | 0.28 | 0 | 0 | 0 | 0 | 0 | 0 | 0
1997 | 11 | 15 | 0 | 0 | 0 | 0 | 0 | 0 | 0 | 0 | 0 | 0 | 0 | 0 | 0
1997 | 11 | 16 | 0 | 0 | 0 | 0 | 0 | 0 | 0 | 0 | 0 | 0 | 0 | 0 | 0
1997 | 11 | 17 | 0 | 0 | 0 | 0 | 0 | 0 | 0 | 0 | 0 | 0 | 0 | 0 | 0
1997 | 11 | 18 | 0 | 0 | 0 | 0 | 0 | 0 | 0 | 0 | 0 | 0 | 0 | 0 | 0
1997 | 11 | 19 | 0 | 0 | 0 | 0 | 0 | 0 | 0 | 0 | 0 | 0 | 0 | 0 | 0
1997 | 11 | 20 | 0 | 0 | 0 | 0 | 0 | 0 | 0 | 0 | 0 | 0 | 0 | 0 | 0
1997 | 11 | 21 | 0.5 | 0.5 | 0.45 | 0 | 0.5 | 0.45 | 0 | 0 | 0 | 0 | 0 | 0 | 0
1997 | 11 | 22 | 0.13 | 0.13 | 0.08 | 0 | 0.13 | 0.08 | 0 | 0 | 0 | 0 | 0 | 0 | 0
1997 | 11 | 23 | 0 | 0 | 0 | 0 | 0 | 0 | 0 | 0 | 0 | 0 | 0 | 0 | 0
1997 | 11 | 24 | 0 | 0 | 0 | 0 | 0 | 0 | 0 | 0 | 0 | 0 | 0 | 0 | 0
1997 | 11 | 25 | 0 | 0 | 0 | 0 | 0 | 0 | 0 | 0 | 0 | 0 | 0 | 0 | 0
1997 | 11 | 26 | 0 | 0 | 0 | 0 | 0 | 0 | 0 | 0 | 0 | 0 | 0 | 0 | 0
1997 | 11 | 27 | 0 | 0 | 0 | 0 | 0 | 0 | 0 | 0 | 0 | 0 | 0 | 0 | 0
1997 | 11 | 28 | 0 | 0 | 0 | 0 | 0 | 0 | 0 | 0 | 0 | 0 | 0 | 0 | 0
1997 | 11 | 29 | 0 | 0 | 0 | 0 | 0 | 0 | 0 | 0 | 0 | 0 | 0 | 0 | 0
1997 | 11 | 30 | 0.07 | 0.07 | 0.02 | 0 | 0.07 | 0.02 | 0 | 0 | 0 | 0 | 0 | 0 | 0
1997 | 12 | 1 | 0 | 0 | 0 | 0 | 0 | 0 | 0 | 0 | 0 | 0 | 0 | 0 | 0
1997 | 12 | 2 | 0 | 0 | 0 | 0 | 0 | 0 | 0 | 0 | 0 | 0 | 0 | 0 | 0
1997 | 12 | 3 | 0.02 | 0.02 | 0 | 0 | 0.02 | 0 | 0 | 0 | 0 | 0 | 0 | 0 | 0
1997 | 12 | 4 | 0.06 | 0.06 | 0.01 | 0 | 0.06 | 0.01 | 0 | 0 | 0 | 0 | 0 | 0 | 0
1997 | 12 | 5 | 0 | 0 | 0 | 0 | 0 | 0 | 0 | 0 | 0 | 0 | 0 | 0 | 0
1997 | 12 | 6 | 0 | 0 | 0 | 0 | 0 | 0 | 0 | 0 | 0 | 0 | 0 | 0 | 0
1997 | 12 | 7 | 0 | 0 | 0 | 0 | 0 | 0 | 0 | 0 | 0 | 0 | 0 | 0 | 0
1997 | 12 | 8 | 0 | 0 | 0 | 0 | 0 | 0 | 0 | 0 | 0 | 0 | 0 | 0 | 0
1997 | 12 | 9 | 0.09 | 0.09 | 0.04 | 0 | 0.09 | 0.04 | 0 | 0 | 0 | 0 | 0 | 0 | 0
1997 | 12 | 10 | 0.2 | 0.2 | 0.15 | 0 | 0.2 | 0.15 | 0 | 0 | 0 | 0 | 0 | 0 | 0
1997 | 12 | 11 | 0.03 | 0.03 | 0 | 0 | 0.03 | 0 | 0 | 0 | 0 | 0 | 0 | 0 | 0
1997 | 12 | 12 | 0 | 0 | 0 | 0 | 0 | 0 | 0 | 0 | 0 | 0 | 0 | 0 | 0
1997 | 12 | 13 | 0 | 0 | 0 | 0 | 0 | 0 | 0 | 0 | 0 | 0 | 0 | 0 | 0
1997 | 12 | 14 | 0 | 0 | 0 | 0 | 0 | 0 | 0 | 0 | 0 | 0 | 0 | 0 | 0
1997 | 12 | 15 | 0 | 0 | 0 | 0 | 0 | 0 | 0 | 0 | 0 | 0 | 0 | 0 | 0
1997 | 12 | 16 | 0 | 0 | 0 | 0 | 0 | 0 | 0 | 0 | 0 | 0 | 0 | 0 | 0
1997 | 12 | 17 | 0 | 0 | 0 | 0 | 0 | 0 | 0 | 0 | 0 | 0 | 0 | 0 | 0
1997 | 12 | 18 | 0 | 0 | 0 | 0 | 0 | 0 | 0 | 0 | 0 | 0 | 0 | 0 | 0
1997 | 12 | 19 | 0 | 0 | 0 | 0 | 0 | 0 | 0 | 0 | 0 | 0 | 0 | 0 | 0
1997 | 12 | 20 | 0 | 0 | 0 | 0 | 0 | 0 | 0 | 0 | 0 | 0 | 0 | 0 | 0
1997 | 12 | 21 | 0 | 0 | 0 | 0 | 0 | 0 | 0 | 0 | 0 | 0 | 0 | 0 | 0
1997 | 12 | 22 | 0.32 | 0.32 | 0.27 | 0 | 0.32 | 0.27 | 0 | 0 | 0 | 0 | 0 | 0 | 0
1997 | 12 | 23 | 0 | 0 | 0 | 0 | 0 | 0 | 0 | 0 | 0 | 0 | 0 | 0 | 0
1997 | 12 | 24 | 0.27 | 0.27 | 0.22 | 0 | 0.27 | 0.22 | 0 | 0 | 0 | 0 | 0 | 0 | 0
1997 | 12 | 25 | 0.27 | 0.27 | 0.22 | 0 | 0.27 | 0.22 | 0 | 0 | 0 | 0 | 0 | 0 | 0
1997 | 12 | 26 | 0 | 0 | 0 | 0 | 0 | 0 | 0 | 0 | 0 | 0 | 0 | 0 | 0
1997 | 12 | 27 | 0.25 | 0.25 | 0.2 | 0 | 0.25 | 0.2 | 0 | 0 | 0 | 0 | 0 | 0 | 0
1997 | 12 | 28 | 0 | 0 | 0 | 0 | 0 | 0 | 0 | 0 | 0 | 0 | 0 | 0 | 0
1997 | 12 | 29 | 0.18 | 0.18 | 0.13 | 0 | 0.18 | 0.13 | 0 | 0 | 0 | 0 | 0 | 0 | 0
1997 | 12 | 30 | 0.05 | 0.05 | 0 | 0 | 0.05 | 0 | 0 | 0 | 0 | 0 | 0 | 0 | 0
1997 | 12 | 31 | 0 | 0 | 0 | 0 | 0 | 0 | 0 | 0 | 0 | 0 | 0 | 0 | 0
1998 | 1 | 1 | 0 | 0 | 0 | 0 | 0 | 0 | 0 | 0 | 0 | 0 | 0 | 0 | 0
1998 | 1 | 2 | 0 | 0 | 0 | 0 | 0 | 0 | 0 | 0 | 0 | 0 | 0 | 0 | 0
1998 | 1 | 3 | 0 | 0 | 0 | 0 | 0 | 0 | 0 | 0 | 0 | 0 | 0 | 0 | 0
1998 | 1 | 4 | 0 | 0 | 0 | 0 | 0 | 0 | 0 | 0 | 0 | 0 | 0 | 0 | 0
1998 | 1 | 5 | 0 | 0 | 0 | 0 | 0 | 0 | 0 | 0 | 0 | 0 | 0 | 0 | 0
1998 | 1 | 6 | 0 | 0 | 0 | 0 | 0 | 0 | 0 | 0 | 0 | 0 | 0 | 0 | 0
1998 | 1 | 7 | 0.14 | 0.14 | 0.09 | 0 | 0.14 | 0.09 | 0 | 0 | 0 | 0 | 0 | 0 | 0
1998 | 1 | 8 | 0.12 | 0.12 | 0.07 | 0 | 0.12 | 0.07 | 0 | 0 | 0 | 0 | 0 | 0 | 0
1998 | 1 | 9 | 0.07 | 0.07 | 0.02 | 0 | 0.07 | 0.02 | 0 | 0 | 0 | 0 | 0 | 0 | 0
1998 | 1 | 10 | 0 | 0 | 0 | 0 | 0 | 0 | 0 | 0 | 0 | 0 | 0 | 0 | 0
1998 | 1 | 11 | 0 | 0 | 0 | 0 | 0 | 0 | 0 | 0 | 0 | 0 | 0 | 0 | 0
1998 | 1 | 12 | 0.06 | 0.06 | 0.01 | 0 | 0.06 | 0.01 | 0 | 0 | 0 | 0 | 0 | 0 | 0
1998 | 1 | 13 | 0.03 | 0.03 | 0 | 0 | 0.03 | 0 | 0 | 0 | 0 | 0 | 0 | 0 | 0
1998 | 1 | 14 | 0 | 0 | 0 | 0 | 0 | 0 | 0 | 0 | 0 | 0 | 0 | 0 | 0
1998 | 1 | 15 | 0.73 | 0.73 | 0.68 | 0 | 0.73 | 0.68 | 0 | 0 | 0 | 0 | 0 | 0 | 0
1998 | 1 | 16 | 0 | 0 | 0 | 0 | 0 | 0 | 0 | 0 | 0 | 0 | 0 | 0 | 0
1998 | 1 | 17 | 0.09 | 0.09 | 0.04 | 0 | 0.09 | 0.04 | 0 | 0 | 0 | 0 | 0 | 0 | 0
1998 | 1 | 18 | 0 | 0 | 0 | 0 | 0 | 0 | 0 | 0 | 0 | 0 | 0 | 0 | 0
1998 | 1 | 19 | 0.08 | 0.08 | 0.03 | 0 | 0.08 | 0.03 | 0 | 0 | 0 | 0 | 0 | 0 | 0
1998 | 1 | 20 | 0 | 0 | 0 | 0 | 0 | 0 | 0 | 0 | 0 | 0 | 0 | 0 | 0
1998 | 1 | 21 | 0 | 0 | 0 | 0 | 0 | 0 | 0 | 0 | 0 | 0 | 0 | 0 | 0
1998 | 1 | 22 | 0.11 | 0.11 | 0.06 | 0 | 0.11 | 0.06 | 0 | 0 | 0 | 0 | 0 | 0 | 0
1998 | 1 | 23 | 1.79 | 1 | 0.95 | 0 | 1 | 0.95 | 0 | 0 | 0 | 0 | 0 | 0 | 0
1998 | 1 | 24 | 0.14 | 0.14 | 0.09 | 0 | 0.14 | 0.09 | 0 | 0 | 0 | 0 | 0 | 0 | 0
1998 | 1 | 25 | 0 | 0 | 0 | 0 | 0 | 0 | 0 | 0 | 0 | 0 | 0 | 0 | 0
1998 | 1 | 26 | 0 | 0 | 0 | 0 | 0 | 0 | 0 | 0 | 0 | 0 | 0 | 0 | 0
1998 | 1 | 27 | 0.46 | 0.46 | 0.41 | 0 | 0.46 | 0.41 | 0 | 0 | 0 | 0 | 0 | 0 | 0
1998 | 1 | 28 | 1.61 | 1 | 0.95 | 0 | 1 | 0.95 | 0 | 0 | 0 | 0 | 0 | 0 | 0
1998 | 1 | 29 | 0 | 0 | 0 | 0 | 0 | 0 | 0 | 0 | 0 | 0 | 0 | 0 | 0
1998 | 1 | 30 | 0 | 0 | 0 | 0 | 0 | 0 | 0 | 0 | 0 | 0 | 0 | 0 | 0
1998 | 1 | 31 | 0 | 0 | 0 | 0 | 0 | 0 | 0 | 0 | 0 | 0 | 0 | 0 | 0
1998 | 2 | 1 | 0 | 0 | 0 | 0 | 0 | 0 | 0 | 0 | 0 | 0 | 0 | 0 | 0
1998 | 2 | 2 | 0 | 0 | 0 | 0 | 0 | 0 | 0 | 0 | 0 | 0 | 0 | 0 | 0
1998 | 2 | 3 | 0 | 0 | 0 | 0 | 0 | 0 | 0 | 0 | 0 | 0 | 0 | 0 | 0
1998 | 2 | 4 | 2.02 | 1 | 0.95 | 0 | 1 | 0.95 | 0 | 0 | 0 | 0 | 0 | 0 | 0
1998 | 2 | 5 | 0.45 | 0.45 | 0.4 | 0 | 0.45 | 0.4 | 0 | 0 | 0 | 0 | 0 | 0 | 0
1998 | 2 | 6 | 0.05 | 0.05 | 0 | 0 | 0.05 | 0 | 0 | 0 | 0 | 0 | 0 | 0 | 0
1998 | 2 | 7 | 0.01 | 0.01 | 0 | 0 | 0.01 | 0 | 0 | 0 | 0 | 0 | 0 | 0 | 0
1998 | 2 | 8 | 0 | 0 | 0 | 0 | 0 | 0 | 0 | 0 | 0 | 0 | 0 | 0 | 0
1998 | 2 | 9 | 0 | 0 | 0 | 0 | 0 | 0 | 0 | 0 | 0 | 0 | 0 | 0 | 0
1998 | 2 | 10 | 0 | 0 | 0 | 0 | 0 | 0 | 0 | 0 | 0 | 0 | 0 | 0 | 0
1998 | 2 | 11 | 0.43 | 0.43 | 0.38 | 0 | 0.43 | 0.38 | 0 | 0 | 0 | 0 | 0 | 0 | 0
1998 | 2 | 12 | 0.02 | 0.02 | 0 | 0 | 0.02 | 0 | 0 | 0 | 0 | 0 | 0 | 0 | 0
1998 | 2 | 13 | 0 | 0 | 0 | 0 | 0 | 0 | 0 | 0 | 0 | 0 | 0 | 0 | 0
1998 | 2 | 14 | 0 | 0 | 0 | 0 | 0 | 0 | 0 | 0 | 0 | 0 | 0 | 0 | 0
1998 | 2 | 15 | 0 | 0 | 0 | 0 | 0 | 0 | 0 | 0 | 0 | 0 | 0 | 0 | 0
1998 | 2 | 16 | 0 | 0 | 0 | 0 | 0 | 0 | 0 | 0 | 0 | 0 | 0 | 0 | 0
1998 | 2 | 17 | 0.86 | 0.86 | 0.81 | 0 | 0.86 | 0.81 | 0 | 0 | 0 | 0 | 0 | 0 | 0
1998 | 2 | 18 | 0.1 | 0.1 | 0.05 | 0 | 0.1 | 0.05 | 0 | 0 | 0 | 0 | 0 | 0 | 0
1998 | 2 | 19 | 0 | 0 | 0 | 0 | 0 | 0 | 0 | 0 | 0 | 0 | 0 | 0 | 0
1998 | 2 | 20 | 0.06 | 0.06 | 0.01 | 0 | 0.06 | 0.01 | 0 | 0 | 0 | 0 | 0 | 0 | 0
1998 | 2 | 21 | 0 | 0 | 0 | 0 | 0 | 0 | 0 | 0 | 0 | 0 | 0 | 0 | 0
1998 | 2 | 22 | 0 | 0 | 0 | 0 | 0 | 0 | 0 | 0 | 0 | 0 | 0 | 0 | 0
1998 | 2 | 23 | 0.96 | 0.96 | 0.91 | 0 | 0.96 | 0.91 | 0 | 0 | 0 | 0 | 0 | 0 | 0
1998 | 2 | 24 | 0.22 | 0.22 | 0.17 | 0 | 0.22 | 0.17 | 0 | 0 | 0 | 0 | 0 | 0 | 0
1998 | 2 | 25 | 0 | 0 | 0 | 0 | 0 | 0 | 0 | 0 | 0 | 0 | 0 | 0 | 0
1998 | 2 | 26 | 0 | 0 | 0 | 0 | 0 | 0 | 0 | 0 | 0 | 0 | 0 | 0 | 0
1998 | 2 | 27 | 0 | 0 | 0 | 0 | 0 | 0 | 0 | 0 | 0 | 0 | 0 | 0 | 0
1998 | 2 | 28 | 0.05 | 0.05 | 0 | 0 | 0.05 | 0 | 0 | 0 | 0 | 0 | 0 | 0 | 0
1998 | 3 | 1 | 0.02 | 0.02 | 0 | 0 | 0.02 | 0 | 0 | 0 | 0 | 0 | 0 | 0 | 0
1998 | 3 | 2 | 0.46 | 0.46 | 0.41 | 0 | 0.46 | 0.41 | 0 | 0 | 0 | 0 | 0 | 0 | 0
1998 | 3 | 3 | 0.13 | 0.13 | 0.08 | 0 | 0.13 | 0.08 | 0 | 0 | 0 | 0 | 0 | 0 | 0
1998 | 3 | 4 | 0 | 0 | 0 | 0 | 0 | 0 | 0 | 0 | 0 | 0 | 0 | 0 | 0
1998 | 3 | 5 | 0 | 0 | 0 | 0 | 0 | 0 | 0 | 0 | 0 | 0 | 0 | 0 | 0
1998 | 3 | 6 | 0 | 0 | 0 | 0 | 0 | 0 | 0 | 0 | 0 | 0 | 0 | 0 | 0
1998 | 3 | 7 | 0.1 | 0.1 | 0.05 | 0 | 0.1 | 0.05 | 0 | 0 | 0 | 0 | 0 | 0 | 0
1998 | 3 | 8 | 0.88 | 0.88 | 0.83 | 0 | 0.88 | 0.83 | 0 | 0 | 0 | 0 | 0 | 0 | 0
1998 | 3 | 9 | 0.82 | 0.82 | 0.77 | 0 | 0.82 | 0.77 | 0 | 0 | 0 | 0 | 0 | 0 | 0
1998 | 3 | 10 | 0 | 0 | 0 | 0 | 0 | 0 | 0 | 0 | 0 | 0 | 0 | 0 | 0
1998 | 3 | 11 | 0 | 0 | 0 | 0 | 0 | 0 | 0 | 0 | 0 | 0 | 0 | 0 | 0
1998 | 3 | 12 | 0 | 0 | 0 | 0 | 0 | 0 | 0 | 0 | 0 | 0 | 0 | 0 | 0
1998 | 3 | 13 | 0 | 0 | 0 | 0 | 0 | 0 | 0 | 0 | 0 | 0 | 0 | 0 | 0
1998 | 3 | 14 | 0 | 0 | 0 | 0 | 0 | 0 | 0 | 0 | 0 | 0 | 0 | 0 | 0
1998 | 3 | 15 | 0 | 0 | 0 | 0 | 0 | 0 | 0 | 0 | 0 | 0 | 0 | 0 | 0
1998 | 3 | 16 | 0 | 0 | 0 | 0 | 0 | 0 | 0 | 0 | 0 | 0 | 0 | 0 | 0
1998 | 3 | 17 | 0.02 | 0.02 | 0 | 0 | 0.02 | 0 | 0 | 0 | 0 | 0 | 0 | 0 | 0
1998 | 3 | 18 | 0.8 | 0.8 | 0.75 | 0 | 0.8 | 0.75 | 0 | 0 | 0 | 0 | 0 | 0 | 0
1998 | 3 | 19 | 0.62 | 0.62 | 0.57 | 0 | 0.62 | 0.57 | 0 | 0 | 0 | 0 | 0 | 0 | 0
1998 | 3 | 20 | 0.97 | 0.97 | 0.92 | 0 | 0.97 | 0.92 | 0 | 0 | 0 | 0 | 0 | 0 | 0
1998 | 3 | 21 | 0.58 | 0.58 | 0.53 | 0 | 0.58 | 0.53 | 0 | 0 | 0 | 0 | 0 | 0 | 0
1998 | 3 | 22 | 0 | 0 | 0 | 0 | 0 | 0 | 0 | 0 | 0 | 0 | 0 | 0 | 0
1998 | 3 | 23 | 0 | 0 | 0 | 0 | 0 | 0 | 0 | 0 | 0 | 0 | 0 | 0 | 0
1998 | 3 | 24 | 0 | 0 | 0 | 0 | 0 | 0 | 0 | 0 | 0 | 0 | 0 | 0 | 0
1998 | 3 | 25 | 0 | 0 | 0 | 0 | 0 | 0 | 0 | 0 | 0 | 0 | 0 | 0 | 0
1998 | 3 | 26 | 0 | 0 | 0 | 0 | 0 | 0 | 0 | 0 | 0 | 0 | 0 | 0 | 0
1998 | 3 | 27 | 0 | 0 | 0 | 0 | 0 | 0 | 0 | 0 | 0 | 0 | 0 | 0 | 0
1998 | 3 | 28 | 0 | 0 | 0 | 0 | 0 | 0 | 0 | 0 | 0 | 0 | 0 | 0 | 0
1998 | 3 | 29 | 0 | 0 | 0 | 0 | 0 | 0 | 0 | 0 | 0 | 0 | 0 | 0 | 0
1998 | 3 | 30 | 0 | 0 | 0 | 0 | 0 | 0 | 0 | 0 | 0 | 0 | 0 | 0 | 0
1998 | 3 | 31 | 0 | 0 | 0 | 0 | 0 | 0 | 0 | 0 | 0 | 0 | 0 | 0 | 0
1998 | 4 | 1 | 0.76 | 0.76 | 0.71 | 0 | 0.76 | 0.71 | 0 | 0 | 0 | 0 | 0 | 0 | 0
1998 | 4 | 2 | 0 | 0 | 0 | 0 | 0 | 0 | 0 | 0 | 0 | 0 | 0 | 0 | 0
1998 | 4 | 3 | 0 | 0 | 0 | 0 | 0 | 0 | 0 | 0 | 0 | 0 | 0 | 0 | 0
1998 | 4 | 4 | 0.74 | 0.74 | 0.69 | 0 | 0.74 | 0.69 | 0 | 0 | 0 | 0 | 0 | 0 | 0
1998 | 4 | 5 | 0 | 0 | 0 | 0 | 0 | 0 | 0 | 0 | 0 | 0 | 0 | 0 | 0
1998 | 4 | 6 | 0 | 0 | 0 | 0 | 0 | 0 | 0 | 0 | 0 | 0 | 0 | 0 | 0
1998 | 4 | 7 | 0 | 0 | 0 | 0 | 0 | 0 | 0 | 0 | 0 | 0 | 0 | 0 | 0
1998 | 4 | 8 | 0.03 | 0.03 | 0 | 0 | 0.03 | 0 | 0 | 0 | 0 | 0 | 0 | 0 | 0
1998 | 4 | 9 | 1.17 | 1 | 0.95 | 0 | 1 | 0.95 | 0 | 0 | 0 | 0 | 0 | 0 | 0
1998 | 4 | 10 | 0 | 0 | 0 | 0 | 0 | 0 | 0 | 0 | 0 | 0 | 0 | 0 | 0
1998 | 4 | 11 | 0 | 0 | 0 | 0 | 0 | 0 | 0 | 0 | 0 | 0 | 0 | 0 | 0
1998 | 4 | 12 | 0 | 0 | 0 | 0 | 0 | 0 | 0 | 0 | 0 | 0 | 0 | 0 | 0
1998 | 4 | 13 | 0 | 0 | 0 | 0 | 0 | 0 | 0 | 0 | 0 | 0 | 0 | 0 | 0
1998 | 4 | 14 | 0.01 | 0.01 | 0 | 0 | 0.01 | 0 | 0 | 0 | 0 | 0 | 0 | 0 | 0
1998 | 4 | 15 | 0 | 0 | 0 | 0 | 0 | 0 | 0 | 0 | 0 | 0 | 0 | 0 | 0
1998 | 4 | 16 | 0 | 0 | 0 | 0 | 0 | 0 | 0 | 0 | 0 | 0 | 0 | 0 | 0
1998 | 4 | 17 | 0.51 | 0.51 | 0.46 | 0 | 0.51 | 0.46 | 0 | 0 | 0 | 0 | 0 | 0 | 0
1998 | 4 | 18 | 0 | 0 | 0 | 0 | 0 | 0 | 0 | 0 | 0 | 0 | 0 | 0 | 0
1998 | 4 | 19 | 0.59 | 0.59 | 0.54 | 0 | 0.59 | 0.54 | 0 | 0 | 0 | 0 | 0 | 0 | 0
1998 | 4 | 20 | 0.01 | 0.01 | 0 | 0 | 0.01 | 0 | 0 | 0 | 0 | 0 | 0 | 0 | 0
1998 | 4 | 21 | 0 | 0 | 0 | 0 | 0 | 0 | 0 | 0 | 0 | 0 | 0 | 0 | 0
1998 | 4 | 22 | 0 | 0 | 0 | 0 | 0 | 0 | 0 | 0 | 0 | 0 | 0 | 0 | 0
1998 | 4 | 23 | 0 | 0 | 0 | 0 | 0 | 0 | 0 | 0 | 0 | 0 | 0 | 0 | 0
1998 | 4 | 24 | 0 | 0 | 0 | 0 | 0 | 0 | 0 | 0 | 0 | 0 | 0 | 0 | 0
1998 | 4 | 25 | 0 | 0 | 0 | 0 | 0 | 0 | 0 | 0 | 0 | 0 | 0 | 0 | 0
1998 | 4 | 26 | 0.03 | 0.03 | 0 | 0 | 0.03 | 0 | 0 | 0 | 0 | 0 | 0 | 0 | 0
1998 | 4 | 27 | 0.11 | 0.11 | 0.06 | 0 | 0.11 | 0.06 | 0 | 0 | 0 | 0 | 0 | 0 | 0
1998 | 4 | 28 | 0 | 0 | 0 | 0 | 0 | 0 | 0 | 0 | 0 | 0 | 0 | 0 | 0
1998 | 4 | 29 | 0 | 0 | 0 | 0 | 0 | 0 | 0 | 0 | 0 | 0 | 0 | 0 | 0
1998 | 4 | 30 | 0 | 0 | 0 | 0 | 0 | 0 | 0 | 0 | 0 | 0 | 0 | 0 | 0
1998 | 5 | 1 | 0.52 | 0.52 | 0.47 | 0 | 0.52 | 0.47 | 0 | 0 | 0 | 0 | 0 | 0 | 0
1998 | 5 | 2 | 0.5 | 0.5 | 0.45 | 0 | 0.5 | 0.45 | 0 | 0 | 0 | 0 | 0 | 0 | 0
1998 | 5 | 3 | 0.62 | 0.62 | 0.57 | 0 | 0.62 | 0.57 | 0 | 0 | 0 | 0 | 0 | 0 | 0
1998 | 5 | 4 | 0.01 | 0.01 | 0 | 0 | 0.01 | 0 | 0 | 0 | 0 | 0 | 0 | 0 | 0
1998 | 5 | 5 | 0.22 | 0.22 | 0.17 | 0 | 0.22 | 0.17 | 0 | 0 | 0 | 0 | 0 | 0 | 0
1998 | 5 | 6 | 0 | 0 | 0 | 0 | 0 | 0 | 0 | 0 | 0 | 0 | 0 | 0 | 0
1998 | 5 | 7 | 0.66 | 0.66 | 0.61 | 0 | 0.66 | 0.61 | 0 | 0 | 0 | 0 | 0 | 0 | 0
1998 | 5 | 8 | 0.35 | 0.35 | 0.3 | 0 | 0.35 | 0.3 | 0 | 0 | 0 | 0 | 0 | 0 | 0
1998 | 5 | 9 | 0.08 | 0.08 | 0.03 | 0 | 0.08 | 0.03 | 0 | 0 | 0 | 0 | 0 | 0 | 0
1998 | 5 | 10 | 0.06 | 0.06 | 0.01 | 0 | 0.06 | 0.01 | 0 | 0 | 0 | 0 | 0 | 0 | 0
1998 | 5 | 11 | 0.31 | 0.31 | 0.26 | 0 | 0.31 | 0.26 | 0 | 0 | 0 | 0 | 0 | 0 | 0
1998 | 5 | 12 | 0.54 | 0.54 | 0.49 | 0 | 0.54 | 0.49 | 0 | 0 | 0 | 0 | 0 | 0 | 0
1998 | 5 | 13 | 0 | 0 | 0 | 0 | 0 | 0 | 0 | 0 | 0 | 0 | 0 | 0 | 0
1998 | 5 | 14 | 0 | 0 | 0 | 0 | 0 | 0 | 0 | 0 | 0 | 0 | 0 | 0 | 0
1998 | 5 | 15 | 0 | 0 | 0 | 0 | 0 | 0 | 0 | 0 | 0 | 0 | 0 | 0 | 0
1998 | 5 | 16 | 0 | 0 | 0 | 0 | 0 | 0 | 0 | 0 | 0 | 0 | 0 | 0 | 0
1998 | 5 | 17 | 0 | 0 | 0 | 0 | 0 | 0 | 0 | 0 | 0 | 0 | 0 | 0 | 0
1998 | 5 | 18 | 0 | 0 | 0 | 0 | 0 | 0 | 0 | 0 | 0 | 0 | 0 | 0 | 0
1998 | 5 | 19 | 0 | 0 | 0 | 0 | 0 | 0 | 0 | 0 | 0 | 0 | 0 | 0 | 0
1998 | 5 | 20 | 0 | 0 | 0 | 0 | 0 | 0 | 0 | 0 | 0 | 0 | 0 | 0 | 0
1998 | 5 | 21 | 0 | 0 | 0 | 0 | 0 | 0 | 0 | 0 | 0 | 0 | 0 | 0 | 0
1998 | 5 | 22 | 0 | 0 | 0 | 0 | 0 | 0 | 0 | 0 | 0 | 0 | 0 | 0 | 0
1998 | 5 | 23 | 0 | 0 | 0 | 0 | 0 | 0 | 0 | 0 | 0 | 0 | 0 | 0 | 0
1998 | 5 | 24 | 0.09 | 0.09 | 0.04 | 0 | 0.09 | 0.04 | 0 | 0 | 0 | 0 | 0 | 0 | 0
1998 | 5 | 25 | 0.08 | 0.08 | 0.03 | 0 | 0.08 | 0.03 | 0 | 0 | 0 | 0 | 0 | 0 | 0
1998 | 5 | 26 | 0 | 0 | 0 | 0 | 0 | 0 | 0 | 0 | 0 | 0 | 0 | 0 | 0
1998 | 5 | 27 | 0.01 | 0.01 | 0 | 0 | 0.01 | 0 | 0 | 0 | 0 | 0 | 0 | 0 | 0
1998 | 5 | 28 | 0 | 0 | 0 | 0 | 0 | 0 | 0 | 0 | 0 | 0 | 0 | 0 | 0
1998 | 5 | 29 | 0 | 0 | 0 | 0 | 0 | 0 | 0 | 0 | 0 | 0 | 0 | 0 | 0
1998 | 5 | 30 | 0 | 0 | 0 | 0 | 0 | 0 | 0 | 0 | 0 | 0 | 0 | 0 | 0
1998 | 5 | 31 | 0 | 0 | 0 | 0 | 0 | 0 | 0 | 0 | 0 | 0 | 0 | 0 | 0
1998 | 6 | 1 | 0.04 | 0.04 | 0 | 0 | 0.04 | 0 | 0 | 0 | 0 | 0 | 0 | 0 | 0
1998 | 6 | 2 | 0.04 | 0.04 | 0 | 0 | 0.04 | 0 | 0 | 0 | 0 | 0 | 0 | 0 | 0
1998 | 6 | 3 | 0.02 | 0.02 | 0 | 0 | 0.02 | 0 | 0 | 0 | 0 | 0 | 0 | 0 | 0
1998 | 6 | 4 | 0 | 0 | 0 | 0 | 0 | 0 | 0 | 0 | 0 | 0 | 0 | 0 | 0
1998 | 6 | 5 | 0.08 | 0.08 | 0.03 | 0 | 0.08 | 0.03 | 0 | 0 | 0 | 0 | 0 | 0 | 0
1998 | 6 | 6 | 0 | 0 | 0 | 0 | 0 | 0 | 0 | 0 | 0 | 0 | 0 | 0 | 0
1998 | 6 | 7 | 0 | 0 | 0 | 0 | 0 | 0 | 0 | 0 | 0 | 0 | 0 | 0 | 0
1998 | 6 | 8 | 0 | 0 | 0 | 0 | 0 | 0 | 0 | 0 | 0 | 0 | 0 | 0 | 0
1998 | 6 | 9 | 0.27 | 0.27 | 0.22 | 0 | 0.27 | 0.22 | 0 | 0 | 0 | 0 | 0 | 0 | 0
1998 | 6 | 10 | 0.07 | 0.07 | 0.02 | 0 | 0.07 | 0.02 | 0 | 0 | 0 | 0 | 0 | 0 | 0
1998 | 6 | 11 | 0.07 | 0.07 | 0.02 | 0 | 0.07 | 0.02 | 0 | 0 | 0 | 0 | 0 | 0 | 0
1998 | 6 | 12 | 0.71 | 0.71 | 0.66 | 0 | 0.71 | 0.66 | 0 | 0 | 0 | 0 | 0 | 0 | 0
1998 | 6 | 13 | 0.44 | 0.44 | 0.39 | 0 | 0.44 | 0.39 | 0 | 0 | 0 | 0 | 0 | 0 | 0
1998 | 6 | 14 | 0 | 0 | 0 | 0 | 0 | 0 | 0 | 0 | 0 | 0 | 0 | 0 | 0
1998 | 6 | 15 | 1.35 | 1 | 0.95 | 0 | 1 | 0.95 | 0 | 0 | 0 | 0 | 0 | 0 | 0
1998 | 6 | 16 | 0.06 | 0.06 | 0.01 | 0 | 0.06 | 0.01 | 0 | 0 | 0 | 0 | 0 | 0 | 0
1998 | 6 | 17 | 0 | 0 | 0 | 0 | 0 | 0 | 0 | 0 | 0 | 0 | 0 | 0 | 0
1998 | 6 | 18 | 0 | 0 | 0 | 0 | 0 | 0 | 0 | 0 | 0 | 0 | 0 | 0 | 0
1998 | 6 | 19 | 0.02 | 0.02 | 0 | 0 | 0.02 | 0 | 0 | 0 | 0 | 0 | 0 | 0 | 0
1998 | 6 | 20 | 0.15 | 0.15 | 0.1 | 0 | 0.15 | 0.1 | 0 | 0 | 0 | 0 | 0 | 0 | 0
1998 | 6 | 21 | 0 | 0 | 0 | 0 | 0 | 0 | 0 | 0 | 0 | 0 | 0 | 0 | 0
1998 | 6 | 22 | 0.08 | 0.08 | 0.03 | 0 | 0.08 | 0.03 | 0 | 0 | 0 | 0 | 0 | 0 | 0
1998 | 6 | 23 | 0.82 | 0.82 | 0.77 | 0 | 0.82 | 0.77 | 0 | 0 | 0 | 0 | 0 | 0 | 0
1998 | 6 | 24 | 0 | 0 | 0 | 0 | 0 | 0 | 0 | 0 | 0 | 0 | 0 | 0 | 0
1998 | 6 | 25 | 0 | 0 | 0 | 0 | 0 | 0 | 0 | 0 | 0 | 0 | 0 | 0 | 0
1998 | 6 | 26 | 0 | 0 | 0 | 0 | 0 | 0 | 0 | 0 | 0 | 0 | 0 | 0 | 0
1998 | 6 | 27 | 0.03 | 0.03 | 0 | 0 | 0.03 | 0 | 0 | 0 | 0 | 0 | 0 | 0 | 0
1998 | 6 | 28 | 0.15 | 0.15 | 0.1 | 0 | 0.15 | 0.1 | 0 | 0 | 0 | 0 | 0 | 0 | 0
1998 | 6 | 29 | 0 | 0 | 0 | 0 | 0 | 0 | 0 | 0 | 0 | 0 | 0 | 0 | 0
1998 | 6 | 30 | 0.02 | 0.02 | 0 | 0 | 0.02 | 0 | 0 | 0 | 0 | 0 | 0 | 0 | 0
1998 | 7 | 1 | 0 | 0 | 0 | 0 | 0 | 0 | 0 | 0 | 0 | 0 | 0 | 0 | 0
1998 | 7 | 2 | 0 | 0 | 0 | 0 | 0 | 0 | 0 | 0 | 0 | 0 | 0 | 0 | 0
1998 | 7 | 3 | 0 | 0 | 0 | 0 | 0 | 0 | 0 | 0 | 0 | 0 | 0 | 0 | 0
1998 | 7 | 4 | 0 | 0 | 0 | 0 | 0 | 0 | 0 | 0 | 0 | 0 | 0 | 0 | 0
1998 | 7 | 5 | 0 | 0 | 0 | 0 | 0 | 0 | 0 | 0 | 0 | 0 | 0 | 0 | 0
1998 | 7 | 6 | 0 | 0 | 0 | 0 | 0 | 0 | 0 | 0 | 0 | 0 | 0 | 0 | 0
1998 | 7 | 7 | 0 | 0 | 0 | 0 | 0 | 0 | 0 | 0 | 0 | 0 | 0 | 0 | 0
1998 | 7 | 8 | 0.85 | 0.85 | 0.8 | 0 | 0.85 | 0.8 | 0 | 0 | 0 | 0 | 0 | 0 | 0
1998 | 7 | 9 | 0 | 0 | 0 | 0 | 0 | 0 | 0 | 0 | 0 | 0 | 0 | 0 | 0
1998 | 7 | 10 | 0 | 0 | 0 | 0 | 0 | 0 | 0 | 0 | 0 | 0 | 0 | 0 | 0
1998 | 7 | 11 | 0 | 0 | 0 | 0 | 0 | 0 | 0 | 0 | 0 | 0 | 0 | 0 | 0
1998 | 7 | 12 | 0 | 0 | 0 | 0 | 0 | 0 | 0 | 0 | 0 | 0 | 0 | 0 | 0
1998 | 7 | 13 | 0 | 0 | 0 | 0 | 0 | 0 | 0 | 0 | 0 | 0 | 0 | 0 | 0
1998 | 7 | 14 | 0 | 0 | 0 | 0 | 0 | 0 | 0 | 0 | 0 | 0 | 0 | 0 | 0
1998 | 7 | 15 | 0 | 0 | 0 | 0 | 0 | 0 | 0 | 0 | 0 | 0 | 0 | 0 | 0
1998 | 7 | 16 | 0 | 0 | 0 | 0 | 0 | 0 | 0 | 0 | 0 | 0 | 0 | 0 | 0
1998 | 7 | 17 | 0.01 | 0.01 | 0 | 0 | 0.01 | 0 | 0 | 0 | 0 | 0 | 0 | 0 | 0
1998 | 7 | 18 | 0 | 0 | 0 | 0 | 0 | 0 | 0 | 0 | 0 | 0 | 0 | 0 | 0
1998 | 7 | 19 | 0 | 0 | 0 | 0 | 0 | 0 | 0 | 0 | 0 | 0 | 0 | 0 | 0
1998 | 7 | 20 | 0 | 0 | 0 | 0 | 0 | 0 | 0 | 0 | 0 | 0 | 0 | 0 | 0
1998 | 7 | 21 | 0.33 | 0.33 | 0.28 | 0 | 0.33 | 0.28 | 0 | 0 | 0 | 0 | 0 | 0 | 0
1998 | 7 | 22 | 0 | 0 | 0 | 0 | 0 | 0 | 0 | 0 | 0 | 0 | 0 | 0 | 0
1998 | 7 | 23 | 0.14 | 0.14 | 0.09 | 0 | 0.14 | 0.09 | 0 | 0 | 0 | 0 | 0 | 0 | 0
1998 | 7 | 24 | 0 | 0 | 0 | 0 | 0 | 0 | 0 | 0 | 0 | 0 | 0 | 0 | 0
1998 | 7 | 25 | 0 | 0 | 0 | 0 | 0 | 0 | 0 | 0 | 0 | 0 | 0 | 0 | 0
1998 | 7 | 26 | 0.03 | 0.03 | 0 | 0 | 0.03 | 0 | 0 | 0 | 0 | 0 | 0 | 0 | 0
1998 | 7 | 27 | 0 | 0 | 0 | 0 | 0 | 0 | 0 | 0 | 0 | 0 | 0 | 0 | 0
1998 | 7 | 28 | 0 | 0 | 0 | 0 | 0 | 0 | 0 | 0 | 0 | 0 | 0 | 0 | 0
1998 | 7 | 29 | 0 | 0 | 0 | 0 | 0 | 0 | 0 | 0 | 0 | 0 | 0 | 0 | 0
1998 | 7 | 30 | 0.16 | 0.16 | 0.11 | 0 | 0.16 | 0.11 | 0 | 0 | 0 | 0 | 0 | 0 | 0
1998 | 7 | 31 | 0.27 | 0.27 | 0.22 | 0 | 0.27 | 0.22 | 0 | 0 | 0 | 0 | 0 | 0 | 0
1998 | 8 | 1 | 0 | 0 | 0 | 0 | 0 | 0 | 0 | 0 | 0 | 0 | 0 | 0 | 0
1998 | 8 | 2 | 0 | 0 | 0 | 0 | 0 | 0 | 0 | 0 | 0 | 0 | 0 | 0 | 0
1998 | 8 | 3 | 0 | 0 | 0 | 0 | 0 | 0 | 0 | 0 | 0 | 0 | 0 | 0 | 0
1998 | 8 | 4 | 0 | 0 | 0 | 0 | 0 | 0 | 0 | 0 | 0 | 0 | 0 | 0 | 0
1998 | 8 | 5 | 0 | 0 | 0 | 0 | 0 | 0 | 0 | 0 | 0 | 0 | 0 | 0 | 0
1998 | 8 | 6 | 0 | 0 | 0 | 0 | 0 | 0 | 0 | 0 | 0 | 0 | 0 | 0 | 0
1998 | 8 | 7 | 0 | 0 | 0 | 0 | 0 | 0 | 0 | 0 | 0 | 0 | 0 | 0 | 0
1998 | 8 | 8 | 0 | 0 | 0 | 0 | 0 | 0 | 0 | 0 | 0 | 0 | 0 | 0 | 0
1998 | 8 | 9 | 0 | 0 | 0 | 0 | 0 | 0 | 0 | 0 | 0 | 0 | 0 | 0 | 0
1998 | 8 | 10 | 0.25 | 0.25 | 0.2 | 0 | 0.25 | 0.2 | 0 | 0 | 0 | 0 | 0 | 0 | 0
1998 | 8 | 11 | 0 | 0 | 0 | 0 | 0 | 0 | 0 | 0 | 0 | 0 | 0 | 0 | 0
1998 | 8 | 12 | 0 | 0 | 0 | 0 | 0 | 0 | 0 | 0 | 0 | 0 | 0 | 0 | 0
1998 | 8 | 13 | 0 | 0 | 0 | 0 | 0 | 0 | 0 | 0 | 0 | 0 | 0 | 0 | 0
1998 | 8 | 14 | 0 | 0 | 0 | 0 | 0 | 0 | 0 | 0 | 0 | 0 | 0 | 0 | 0
1998 | 8 | 15 | 0 | 0 | 0 | 0 | 0 | 0 | 0 | 0 | 0 | 0 | 0 | 0 | 0
1998 | 8 | 16 | 0.01 | 0.01 | 0 | 0 | 0.01 | 0 | 0 | 0 | 0 | 0 | 0 | 0 | 0
1998 | 8 | 17 | 0.33 | 0.33 | 0.28 | 0 | 0.33 | 0.28 | 0 | 0 | 0 | 0 | 0 | 0 | 0
1998 | 8 | 18 | 0 | 0 | 0 | 0 | 0 | 0 | 0 | 0 | 0 | 0 | 0 | 0 | 0
1998 | 8 | 19 | 0 | 0 | 0 | 0 | 0 | 0 | 0 | 0 | 0 | 0 | 0 | 0 | 0
1998 | 8 | 20 | 0 | 0 | 0 | 0 | 0 | 0 | 0 | 0 | 0 | 0 | 0 | 0 | 0
1998 | 8 | 21 | 0 | 0 | 0 | 0 | 0 | 0 | 0 | 0 | 0 | 0 | 0 | 0 | 0
1998 | 8 | 22 | 0 | 0 | 0 | 0 | 0 | 0 | 0 | 0 | 0 | 0 | 0 | 0 | 0
1998 | 8 | 23 | 0 | 0 | 0 | 0 | 0 | 0 | 0 | 0 | 0 | 0 | 0 | 0 | 0
1998 | 8 | 24 | 0 | 0 | 0 | 0 | 0 | 0 | 0 | 0 | 0 | 0 | 0 | 0 | 0
1998 | 8 | 25 | 0 | 0 | 0 | 0 | 0 | 0 | 0 | 0 | 0 | 0 | 0 | 0 | 0
1998 | 8 | 26 | 0 | 0 | 0 | 0 | 0 | 0 | 0 | 0 | 0 | 0 | 0 | 0 | 0
1998 | 8 | 27 | 0 | 0 | 0 | 0 | 0 | 0 | 0 | 0 | 0 | 0 | 0 | 0 | 0
1998 | 8 | 28 | 0 | 0 | 0 | 0 | 0 | 0 | 0 | 0 | 0 | 0 | 0 | 0 | 0
1998 | 8 | 29 | 0 | 0 | 0 | 0 | 0 | 0 | 0 | 0 | 0 | 0 | 0 | 0 | 0
1998 | 8 | 30 | 0 | 0 | 0 | 0 | 0 | 0 | 0 | 0 | 0 | 0 | 0 | 0 | 0
1998 | 8 | 31 | 0 | 0 | 0 | 0 | 0 | 0 | 0 | 0 | 0 | 0 | 0 | 0 | 0
1998 | 9 | 1 | 0 | 0 | 0 | 0 | 0 | 0 | 0 | 0 | 0 | 0 | 0 | 0 | 0
1998 | 9 | 2 | 0 | 0 | 0 | 0 | 0 | 0 | 0 | 0 | 0 | 0 | 0 | 0 | 0
1998 | 9 | 3 | 0 | 0 | 0 | 0 | 0 | 0 | 0 | 0 | 0 | 0 | 0 | 0 | 0
1998 | 9 | 4 | 0 | 0 | 0 | 0 | 0 | 0 | 0 | 0 | 0 | 0 | 0 | 0 | 0
1998 | 9 | 5 | 0 | 0 | 0 | 0 | 0 | 0 | 0 | 0 | 0 | 0 | 0 | 0 | 0
1998 | 9 | 6 | 0 | 0 | 0 | 0 | 0 | 0 | 0 | 0 | 0 | 0 | 0 | 0 | 0
1998 | 9 | 7 | 0.25 | 0.25 | 0.2 | 0 | 0.25 | 0.2 | 0 | 0 | 0 | 0 | 0 | 0 | 0
1998 | 9 | 8 | 0.12 | 0.12 | 0.07 | 0 | 0.12 | 0.07 | 0 | 0 | 0 | 0 | 0 | 0 | 0
1998 | 9 | 9 | 0 | 0 | 0 | 0 | 0 | 0 | 0 | 0 | 0 | 0 | 0 | 0 | 0
1998 | 9 | 10 | 0 | 0 | 0 | 0 | 0 | 0 | 0 | 0 | 0 | 0 | 0 | 0 | 0
1998 | 9 | 11 | 0 | 0 | 0 | 0 | 0 | 0 | 0 | 0 | 0 | 0 | 0 | 0 | 0
1998 | 9 | 12 | 0 | 0 | 0 | 0 | 0 | 0 | 0 | 0 | 0 | 0 | 0 | 0 | 0
1998 | 9 | 13 | 0 | 0 | 0 | 0 | 0 | 0 | 0 | 0 | 0 | 0 | 0 | 0 | 0
1998 | 9 | 14 | 0 | 0 | 0 | 0 | 0 | 0 | 0 | 0 | 0 | 0 | 0 | 0 | 0
1998 | 9 | 15 | 0 | 0 | 0 | 0 | 0 | 0 | 0 | 0 | 0 | 0 | 0 | 0 | 0
1998 | 9 | 16 | 0 | 0 | 0 | 0 | 0 | 0 | 0 | 0 | 0 | 0 | 0 | 0 | 0
1998 | 9 | 17 | 0.1 | 0.1 | 0.05 | 0 | 0.1 | 0.05 | 0 | 0 | 0 | 0 | 0 | 0 | 0
1998 | 9 | 18 | 0 | 0 | 0 | 0 | 0 | 0 | 0 | 0 | 0 | 0 | 0 | 0 | 0
1998 | 9 | 19 | 0 | 0 | 0 | 0 | 0 | 0 | 0 | 0 | 0 | 0 | 0 | 0 | 0
1998 | 9 | 20 | 0 | 0 | 0 | 0 | 0 | 0 | 0 | 0 | 0 | 0 | 0 | 0 | 0
1998 | 9 | 21 | 0.06 | 0.06 | 0.01 | 0 | 0.06 | 0.01 | 0 | 0 | 0 | 0 | 0 | 0 | 0
1998 | 9 | 22 | 1.24 | 1 | 0.95 | 0 | 1 | 0.95 | 0 | 0 | 0 | 0 | 0 | 0 | 0
1998 | 9 | 23 | 0 | 0 | 0 | 0 | 0 | 0 | 0 | 0 | 0 | 0 | 0 | 0 | 0
1998 | 9 | 24 | 0 | 0 | 0 | 0 | 0 | 0 | 0 | 0 | 0 | 0 | 0 | 0 | 0
1998 | 9 | 25 | 0.03 | 0.03 | 0 | 0 | 0.03 | 0 | 0 | 0 | 0 | 0 | 0 | 0 | 0
1998 | 9 | 26 | 0 | 0 | 0 | 0 | 0 | 0 | 0 | 0 | 0 | 0 | 0 | 0 | 0
1998 | 9 | 27 | 0 | 0 | 0 | 0 | 0 | 0 | 0 | 0 | 0 | 0 | 0 | 0 | 0
1998 | 9 | 28 | 0 | 0 | 0 | 0 | 0 | 0 | 0 | 0 | 0 | 0 | 0 | 0 | 0
1998 | 9 | 29 | 0 | 0 | 0 | 0 | 0 | 0 | 0 | 0 | 0 | 0 | 0 | 0 | 0
1998 | 9 | 30 | 0.03 | 0.03 | 0 | 0 | 0.03 | 0 | 0 | 0 | 0 | 0 | 0 | 0 | 0
1998 | 10 | 1 | 0 | 0 | 0 | 0 | 0 | 0 | 0 | 0 | 0 | 0 | 0 | 0 | 0
1998 | 10 | 2 | 0 | 0 | 0 | 0 | 0 | 0 | 0 | 0 | 0 | 0 | 0 | 0 | 0
1998 | 10 | 3 | 0.01 | 0.01 | 0 | 0 | 0.01 | 0 | 0 | 0 | 0 | 0 | 0 | 0 | 0
1998 | 10 | 4 | 0.01 | 0.01 | 0 | 0 | 0.01 | 0 | 0 | 0 | 0 | 0 | 0 | 0 | 0
1998 | 10 | 5 | 0 | 0 | 0 | 0 | 0 | 0 | 0 | 0 | 0 | 0 | 0 | 0 | 0
1998 | 10 | 6 | 0 | 0 | 0 | 0 | 0 | 0 | 0 | 0 | 0 | 0 | 0 | 0 | 0
1998 | 10 | 7 | 0 | 0 | 0 | 0 | 0 | 0 | 0 | 0 | 0 | 0 | 0 | 0 | 0
1998 | 10 | 8 | 0.55 | 0.55 | 0.5 | 0 | 0.55 | 0.5 | 0 | 0 | 0 | 0 | 0 | 0 | 0
1998 | 10 | 9 | 0 | 0 | 0 | 0 | 0 | 0 | 0 | 0 | 0 | 0 | 0 | 0 | 0
1998 | 10 | 10 | 0 | 0 | 0 | 0 | 0 | 0 | 0 | 0 | 0 | 0 | 0 | 0 | 0
1998 | 10 | 11 | 0 | 0 | 0 | 0 | 0 | 0 | 0 | 0 | 0 | 0 | 0 | 0 | 0
1998 | 10 | 12 | 0 | 0 | 0 | 0 | 0 | 0 | 0 | 0 | 0 | 0 | 0 | 0 | 0
1998 | 10 | 13 | 0 | 0 | 0 | 0 | 0 | 0 | 0 | 0 | 0 | 0 | 0 | 0 | 0
1998 | 10 | 14 | 0 | 0 | 0 | 0 | 0 | 0 | 0 | 0 | 0 | 0 | 0 | 0 | 0
1998 | 10 | 15 | 0 | 0 | 0 | 0 | 0 | 0 | 0 | 0 | 0 | 0 | 0 | 0 | 0
1998 | 10 | 16 | 0 | 0 | 0 | 0 | 0 | 0 | 0 | 0 | 0 | 0 | 0 | 0 | 0
1998 | 10 | 17 | 0 | 0 | 0 | 0 | 0 | 0 | 0 | 0 | 0 | 0 | 0 | 0 | 0
1998 | 10 | 18 | 0 | 0 | 0 | 0 | 0 | 0 | 0 | 0 | 0 | 0 | 0 | 0 | 0
1998 | 10 | 19 | 0.01 | 0.01 | 0 | 0 | 0.01 | 0 | 0 | 0 | 0 | 0 | 0 | 0 | 0
1998 | 10 | 20 | 0 | 0 | 0 | 0 | 0 | 0 | 0 | 0 | 0 | 0 | 0 | 0 | 0
1998 | 10 | 21 | 0 | 0 | 0 | 0 | 0 | 0 | 0 | 0 | 0 | 0 | 0 | 0 | 0
1998 | 10 | 22 | 0.01 | 0.01 | 0 | 0 | 0.01 | 0 | 0 | 0 | 0 | 0 | 0 | 0 | 0
1998 | 10 | 23 | 0 | 0 | 0 | 0 | 0 | 0 | 0 | 0 | 0 | 0 | 0 | 0 | 0
1998 | 10 | 24 | 0 | 0 | 0 | 0 | 0 | 0 | 0 | 0 | 0 | 0 | 0 | 0 | 0
1998 | 10 | 25 | 0 | 0 | 0 | 0 | 0 | 0 | 0 | 0 | 0 | 0 | 0 | 0 | 0
1998 | 10 | 26 | 0 | 0 | 0 | 0 | 0 | 0 | 0 | 0 | 0 | 0 | 0 | 0 | 0
1998 | 10 | 27 | 0 | 0 | 0 | 0 | 0 | 0 | 0 | 0 | 0 | 0 | 0 | 0 | 0
1998 | 10 | 28 | 0 | 0 | 0 | 0 | 0 | 0 | 0 | 0 | 0 | 0 | 0 | 0 | 0
1998 | 10 | 29 | 0 | 0 | 0 | 0 | 0 | 0 | 0 | 0 | 0 | 0 | 0 | 0 | 0
1998 | 10 | 30 | 0 | 0 | 0 | 0 | 0 | 0 | 0 | 0 | 0 | 0 | 0 | 0 | 0
1998 | 10 | 31 | 0 | 0 | 0 | 0 | 0 | 0 | 0 | 0 | 0 | 0 | 0 | 0 | 0
1998 | 11 | 1 | 0 | 0 | 0 | 0 | 0 | 0 | 0 | 0 | 0 | 0 | 0 | 0 | 0
1998 | 11 | 2 | 0 | 0 | 0 | 0 | 0 | 0 | 0 | 0 | 0 | 0 | 0 | 0 | 0
1998 | 11 | 3 | 0.18 | 0.18 | 0.13 | 0 | 0.18 | 0.13 | 0 | 0 | 0 | 0 | 0 | 0 | 0
1998 | 11 | 4 | 0 | 0 | 0 | 0 | 0 | 0 | 0 | 0 | 0 | 0 | 0 | 0 | 0
1998 | 11 | 5 | 0 | 0 | 0 | 0 | 0 | 0 | 0 | 0 | 0 | 0 | 0 | 0 | 0
1998 | 11 | 6 | 0 | 0 | 0 | 0 | 0 | 0 | 0 | 0 | 0 | 0 | 0 | 0 | 0
1998 | 11 | 7 | 0 | 0 | 0 | 0 | 0 | 0 | 0 | 0 | 0 | 0 | 0 | 0 | 0
1998 | 11 | 8 | 0.01 | 0.01 | 0 | 0 | 0.01 | 0 | 0 | 0 | 0 | 0 | 0 | 0 | 0
1998 | 11 | 9 | 0 | 0 | 0 | 0 | 0 | 0 | 0 | 0 | 0 | 0 | 0 | 0 | 0
1998 | 11 | 10 | 0.03 | 0.03 | 0 | 0 | 0.03 | 0 | 0 | 0 | 0 | 0 | 0 | 0 | 0
1998 | 11 | 11 | 0.2 | 0.2 | 0.15 | 0 | 0.2 | 0.15 | 0 | 0 | 0 | 0 | 0 | 0 | 0
1998 | 11 | 12 | 0 | 0 | 0 | 0 | 0 | 0 | 0 | 0 | 0 | 0 | 0 | 0 | 0
1998 | 11 | 13 | 0 | 0 | 0 | 0 | 0 | 0 | 0 | 0 | 0 | 0 | 0 | 0 | 0
1998 | 11 | 14 | 0 | 0 | 0 | 0 | 0 | 0 | 0 | 0 | 0 | 0 | 0 | 0 | 0
1998 | 11 | 15 | 0 | 0 | 0 | 0 | 0 | 0 | 0 | 0 | 0 | 0 | 0 | 0 | 0
1998 | 11 | 16 | 0 | 0 | 0 | 0 | 0 | 0 | 0 | 0 | 0 | 0 | 0 | 0 | 0
1998 | 11 | 17 | 0 | 0 | 0 | 0 | 0 | 0 | 0 | 0 | 0 | 0 | 0 | 0 | 0
1998 | 11 | 18 | 0 | 0 | 0 | 0 | 0 | 0 | 0 | 0 | 0 | 0 | 0 | 0 | 0
1998 | 11 | 19 | 0 | 0 | 0 | 0 | 0 | 0 | 0 | 0 | 0 | 0 | 0 | 0 | 0
1998 | 11 | 20 | 0.08 | 0.08 | 0.03 | 0 | 0.08 | 0.03 | 0 | 0 | 0 | 0 | 0 | 0 | 0
1998 | 11 | 21 | 0 | 0 | 0 | 0 | 0 | 0 | 0 | 0 | 0 | 0 | 0 | 0 | 0
1998 | 11 | 22 | 0 | 0 | 0 | 0 | 0 | 0 | 0 | 0 | 0 | 0 | 0 | 0 | 0
1998 | 11 | 23 | 0 | 0 | 0 | 0 | 0 | 0 | 0 | 0 | 0 | 0 | 0 | 0 | 0
1998 | 11 | 24 | 0 | 0 | 0 | 0 | 0 | 0 | 0 | 0 | 0 | 0 | 0 | 0 | 0
1998 | 11 | 25 | 0.02 | 0.02 | 0 | 0 | 0.02 | 0 | 0 | 0 | 0 | 0 | 0 | 0 | 0
1998 | 11 | 26 | 0.39 | 0.39 | 0.34 | 0 | 0.39 | 0.34 | 0 | 0 | 0 | 0 | 0 | 0 | 0
1998 | 11 | 27 | 0 | 0 | 0 | 0 | 0 | 0 | 0 | 0 | 0 | 0 | 0 | 0 | 0
1998 | 11 | 28 | 0 | 0 | 0 | 0 | 0 | 0 | 0 | 0 | 0 | 0 | 0 | 0 | 0
1998 | 11 | 29 | 0 | 0 | 0 | 0 | 0 | 0 | 0 | 0 | 0 | 0 | 0 | 0 | 0
1998 | 11 | 30 | 0 | 0 | 0 | 0 | 0 | 0 | 0 | 0 | 0 | 0 | 0 | 0 | 0
1998 | 12 | 1 | 0 | 0 | 0 | 0 | 0 | 0 | 0 | 0 | 0 | 0 | 0 | 0 | 0
1998 | 12 | 2 | 0 | 0 | 0 | 0 | 0 | 0 | 0 | 0 | 0 | 0 | 0 | 0 | 0
1998 | 12 | 3 | 0 | 0 | 0 | 0 | 0 | 0 | 0 | 0 | 0 | 0 | 0 | 0 | 0
1998 | 12 | 4 | 0 | 0 | 0 | 0 | 0 | 0 | 0 | 0 | 0 | 0 | 0 | 0 | 0
1998 | 12 | 5 | 0 | 0 | 0 | 0 | 0 | 0 | 0 | 0 | 0 | 0 | 0 | 0 | 0
1998 | 12 | 6 | 0 | 0 | 0 | 0 | 0 | 0 | 0 | 0 | 0 | 0 | 0 | 0 | 0
1998 | 12 | 7 | 0.05 | 0.05 | 0 | 0 | 0.05 | 0 | 0 | 0 | 0 | 0 | 0 | 0 | 0
1998 | 12 | 8 | 0.69 | 0.69 | 0.64 | 0 | 0.69 | 0.64 | 0 | 0 | 0 | 0 | 0 | 0 | 0
1998 | 12 | 9 | 0.21 | 0.21 | 0.16 | 0 | 0.21 | 0.16 | 0 | 0 | 0 | 0 | 0 | 0 | 0
1998 | 12 | 10 | 0 | 0 | 0 | 0 | 0 | 0 | 0 | 0 | 0 | 0 | 0 | 0 | 0
1998 | 12 | 11 | 0 | 0 | 0 | 0 | 0 | 0 | 0 | 0 | 0 | 0 | 0 | 0 | 0
1998 | 12 | 12 | 0.01 | 0.01 | 0 | 0 | 0.01 | 0 | 0 | 0 | 0 | 0 | 0 | 0 | 0
1998 | 12 | 13 | 0.53 | 0.53 | 0.48 | 0 | 0.53 | 0.48 | 0 | 0 | 0 | 0 | 0 | 0 | 0
1998 | 12 | 14 | 0 | 0 | 0 | 0 | 0 | 0 | 0 | 0 | 0 | 0 | 0 | 0 | 0
1998 | 12 | 15 | 0 | 0 | 0 | 0 | 0 | 0 | 0 | 0 | 0 | 0 | 0 | 0 | 0
1998 | 12 | 16 | 0 | 0 | 0 | 0 | 0 | 0 | 0 | 0 | 0 | 0 | 0 | 0 | 0
1998 | 12 | 17 | 0 | 0 | 0 | 0 | 0 | 0 | 0 | 0 | 0 | 0 | 0 | 0 | 0
1998 | 12 | 18 | 0 | 0 | 0 | 0 | 0 | 0 | 0 | 0 | 0 | 0 | 0 | 0 | 0
1998 | 12 | 19 | 0 | 0 | 0 | 0 | 0 | 0 | 0 | 0 | 0 | 0 | 0 | 0 | 0
1998 | 12 | 20 | 0 | 0 | 0 | 0 | 0 | 0 | 0 | 0 | 0 | 0 | 0 | 0 | 0
1998 | 12 | 21 | 0 | 0 | 0 | 0 | 0 | 0 | 0 | 0 | 0 | 0 | 0 | 0 | 0
1998 | 12 | 22 | 0.02 | 0.02 | 0 | 0 | 0.02 | 0 | 0 | 0 | 0 | 0 | 0 | 0 | 0
1998 | 12 | 23 | 0.15 | 0.15 | 0.1 | 0 | 0.15 | 0.1 | 0 | 0 | 0 | 0 | 0 | 0 | 0
1998 | 12 | 24 | 0.01 | 0.01 | 0 | 0 | 0.01 | 0 | 0 | 0 | 0 | 0 | 0 | 0 | 0
1998 | 12 | 25 | 0 | 0 | 0 | 0 | 0 | 0 | 0 | 0 | 0 | 0 | 0 | 0 | 0
1998 | 12 | 26 | 0 | 0 | 0 | 0 | 0 | 0 | 0 | 0 | 0 | 0 | 0 | 0 | 0
1998 | 12 | 27 | 0 | 0 | 0 | 0 | 0 | 0 | 0 | 0 | 0 | 0 | 0 | 0 | 0
1998 | 12 | 28 | 0 | 0 | 0 | 0 | 0 | 0 | 0 | 0 | 0 | 0 | 0 | 0 | 0
1998 | 12 | 29 | 0.04 | 0.04 | 0 | 0 | 0.04 | 0 | 0 | 0 | 0 | 0 | 0 | 0 | 0
1998 | 12 | 30 | 0.03 | 0.03 | 0 | 0 | 0.03 | 0 | 0 | 0 | 0 | 0 | 0 | 0 | 0
1998 | 12 | 31 | 0 | 0 | 0 | 0 | 0 | 0 | 0 | 0 | 0 | 0 | 0 | 0 | 0
1999 | 1 | 1 | 0 | 0 | 0 | 0 | 0 | 0 | 0 | 0 | 0 | 0 | 0 | 0 | 0
1999 | 1 | 2 | 0.02 | 0.02 | 0 | 0 | 0.02 | 0 | 0 | 0 | 0 | 0 | 0 | 0 | 0
1999 | 1 | 3 | 1.14 | 1 | 0.95 | 0 | 1 | 0.95 | 0 | 0 | 0 | 0 | 0 | 0 | 0
1999 | 1 | 4 | 0 | 0 | 0 | 0 | 0 | 0 | 0 | 0 | 0 | 0 | 0 | 0 | 0
1999 | 1 | 5 | 0 | 0 | 0 | 0 | 0 | 0 | 0 | 0 | 0 | 0 | 0 | 0 | 0
1999 | 1 | 6 | 0 | 0 | 0 | 0 | 0 | 0 | 0 | 0 | 0 | 0 | 0 | 0 | 0
1999 | 1 | 7 | 0 | 0 | 0 | 0 | 0 | 0 | 0 | 0 | 0 | 0 | 0 | 0 | 0
1999 | 1 | 8 | 0.37 | 0.37 | 0.32 | 0 | 0.37 | 0.32 | 0 | 0 | 0 | 0 | 0 | 0 | 0
1999 | 1 | 9 | 0.04 | 0.04 | 0 | 0 | 0.04 | 0 | 0 | 0 | 0 | 0 | 0 | 0 | 0
1999 | 1 | 10 | 0 | 0 | 0 | 0 | 0 | 0 | 0 | 0 | 0 | 0 | 0 | 0 | 0
1999 | 1 | 11 | 0 | 0 | 0 | 0 | 0 | 0 | 0 | 0 | 0 | 0 | 0 | 0 | 0
1999 | 1 | 12 | 0 | 0 | 0 | 0 | 0 | 0 | 0 | 0 | 0 | 0 | 0 | 0 | 0
1999 | 1 | 13 | 0 | 0 | 0 | 0 | 0 | 0 | 0 | 0 | 0 | 0 | 0 | 0 | 0
1999 | 1 | 14 | 0.19 | 0.19 | 0.14 | 0 | 0.19 | 0.14 | 0 | 0 | 0 | 0 | 0 | 0 | 0
1999 | 1 | 15 | 0.75 | 0.75 | 0.7 | 0 | 0.75 | 0.7 | 0 | 0 | 0 | 0 | 0 | 0 | 0
1999 | 1 | 16 | 0 | 0 | 0 | 0 | 0 | 0 | 0 | 0 | 0 | 0 | 0 | 0 | 0
1999 | 1 | 17 | 0 | 0 | 0 | 0 | 0 | 0 | 0 | 0 | 0 | 0 | 0 | 0 | 0
1999 | 1 | 18 | 0.79 | 0.79 | 0.74 | 0 | 0.79 | 0.74 | 0 | 0 | 0 | 0 | 0 | 0 | 0
1999 | 1 | 19 | 0 | 0 | 0 | 0 | 0 | 0 | 0 | 0 | 0 | 0 | 0 | 0 | 0
1999 | 1 | 20 | 0.01 | 0.01 | 0 | 0 | 0.01 | 0 | 0 | 0 | 0 | 0 | 0 | 0 | 0
1999 | 1 | 21 | 0.46 | 0.46 | 0.41 | 0 | 0.46 | 0.41 | 0 | 0 | 0 | 0 | 0 | 0 | 0
1999 | 1 | 22 | 0 | 0 | 0 | 0 | 0 | 0 | 0 | 0 | 0 | 0 | 0 | 0 | 0
1999 | 1 | 23 | 0.4 | 0.4 | 0.35 | 0 | 0.4 | 0.35 | 0 | 0 | 0 | 0 | 0 | 0 | 0
1999 | 1 | 24 | 1.25 | 1 | 0.95 | 0 | 1 | 0.95 | 0 | 0 | 0 | 0 | 0 | 0 | 0
1999 | 1 | 25 | 0 | 0 | 0 | 0 | 0 | 0 | 0 | 0 | 0 | 0 | 0 | 0 | 0
1999 | 1 | 26 | 0 | 0 | 0 | 0 | 0 | 0 | 0 | 0 | 0 | 0 | 0 | 0 | 0
1999 | 1 | 27 | 0 | 0 | 0 | 0 | 0 | 0 | 0 | 0 | 0 | 0 | 0 | 0 | 0
1999 | 1 | 28 | 0 | 0 | 0 | 0 | 0 | 0 | 0 | 0 | 0 | 0 | 0 | 0 | 0
1999 | 1 | 29 | 0 | 0 | 0 | 0 | 0 | 0 | 0 | 0 | 0 | 0 | 0 | 0 | 0
1999 | 1 | 30 | 0 | 0 | 0 | 0 | 0 | 0 | 0 | 0 | 0 | 0 | 0 | 0 | 0
1999 | 1 | 31 | 0 | 0 | 0 | 0 | 0 | 0 | 0 | 0 | 0 | 0 | 0 | 0 | 0
1999 | 2 | 1 | 0.07 | 0.07 | 0.02 | 0 | 0.07 | 0.02 | 0 | 0 | 0 | 0 | 0 | 0 | 0
1999 | 2 | 2 | 0.41 | 0.41 | 0.36 | 0 | 0.41 | 0.36 | 0 | 0 | 0 | 0 | 0 | 0 | 0
1999 | 2 | 3 | 0 | 0 | 0 | 0 | 0 | 0 | 0 | 0 | 0 | 0 | 0 | 0 | 0
1999 | 2 | 4 | 0.04 | 0.04 | 0 | 0 | 0.04 | 0 | 0 | 0 | 0 | 0 | 0 | 0 | 0
1999 | 2 | 5 | 0 | 0 | 0 | 0 | 0 | 0 | 0 | 0 | 0 | 0 | 0 | 0 | 0
1999 | 2 | 6 | 0.04 | 0.04 | 0 | 0 | 0.04 | 0 | 0 | 0 | 0 | 0 | 0 | 0 | 0
1999 | 2 | 7 | 0.02 | 0.02 | 0 | 0 | 0.02 | 0 | 0 | 0 | 0 | 0 | 0 | 0 | 0
1999 | 2 | 8 | 0 | 0 | 0 | 0 | 0 | 0 | 0 | 0 | 0 | 0 | 0 | 0 | 0
1999 | 2 | 9 | 0 | 0 | 0 | 0 | 0 | 0 | 0 | 0 | 0 | 0 | 0 | 0 | 0
1999 | 2 | 10 | 0 | 0 | 0 | 0 | 0 | 0 | 0 | 0 | 0 | 0 | 0 | 0 | 0
1999 | 2 | 11 | 0 | 0 | 0 | 0 | 0 | 0 | 0 | 0 | 0 | 0 | 0 | 0 | 0
1999 | 2 | 12 | 0.48 | 0.48 | 0.43 | 0 | 0.48 | 0.43 | 0 | 0 | 0 | 0 | 0 | 0 | 0
1999 | 2 | 13 | 0 | 0 | 0 | 0 | 0 | 0 | 0 | 0 | 0 | 0 | 0 | 0 | 0
1999 | 2 | 14 | 0 | 0 | 0 | 0 | 0 | 0 | 0 | 0 | 0 | 0 | 0 | 0 | 0
1999 | 2 | 15 | 0 | 0 | 0 | 0 | 0 | 0 | 0 | 0 | 0 | 0 | 0 | 0 | 0
1999 | 2 | 16 | 0 | 0 | 0 | 0 | 0 | 0 | 0 | 0 | 0 | 0 | 0 | 0 | 0
1999 | 2 | 17 | 0.14 | 0.14 | 0.09 | 0 | 0.14 | 0.09 | 0 | 0 | 0 | 0 | 0 | 0 | 0
1999 | 2 | 18 | 0.64 | 0.64 | 0.59 | 0 | 0.64 | 0.59 | 0 | 0 | 0 | 0 | 0 | 0 | 0
1999 | 2 | 19 | 0 | 0 | 0 | 0 | 0 | 0 | 0 | 0 | 0 | 0 | 0 | 0 | 0
1999 | 2 | 20 | 0 | 0 | 0 | 0 | 0 | 0 | 0 | 0 | 0 | 0 | 0 | 0 | 0
1999 | 2 | 21 | 0 | 0 | 0 | 0 | 0 | 0 | 0 | 0 | 0 | 0 | 0 | 0 | 0
1999 | 2 | 22 | 0 | 0 | 0 | 0 | 0 | 0 | 0 | 0 | 0 | 0 | 0 | 0 | 0
1999 | 2 | 23 | 0 | 0 | 0 | 0 | 0 | 0 | 0 | 0 | 0 | 0 | 0 | 0 | 0
1999 | 2 | 24 | 0 | 0 | 0 | 0 | 0 | 0 | 0 | 0 | 0 | 0 | 0 | 0 | 0
1999 | 2 | 25 | 0.01 | 0.01 | 0 | 0 | 0.01 | 0 | 0 | 0 | 0 | 0 | 0 | 0 | 0
1999 | 2 | 26 | 0 | 0 | 0 | 0 | 0 | 0 | 0 | 0 | 0 | 0 | 0 | 0 | 0
1999 | 2 | 27 | 0.01 | 0.01 | 0 | 0 | 0.01 | 0 | 0 | 0 | 0 | 0 | 0 | 0 | 0
1999 | 2 | 28 | 0.68 | 0.68 | 0.63 | 0 | 0.68 | 0.63 | 0 | 0 | 0 | 0 | 0 | 0 | 0
1999 | 3 | 1 | 0 | 0 | 0 | 0 | 0 | 0 | 0 | 0 | 0 | 0 | 0 | 0 | 0
1999 | 3 | 2 | 0 | 0 | 0 | 0 | 0 | 0 | 0 | 0 | 0 | 0 | 0 | 0 | 0
1999 | 3 | 3 | 0.35 | 0.35 | 0.3 | 0 | 0.35 | 0.3 | 0 | 0 | 0 | 0 | 0 | 0 | 0
1999 | 3 | 4 | 0.09 | 0.09 | 0.04 | 0 | 0.09 | 0.04 | 0 | 0 | 0 | 0 | 0 | 0 | 0
1999 | 3 | 5 | 0 | 0 | 0 | 0 | 0 | 0 | 0 | 0 | 0 | 0 | 0 | 0 | 0
1999 | 3 | 6 | 0.13 | 0.13 | 0.08 | 0 | 0.13 | 0.08 | 0 | 0 | 0 | 0 | 0 | 0 | 0
1999 | 3 | 7 | 0 | 0 | 0 | 0 | 0 | 0 | 0 | 0 | 0 | 0 | 0 | 0 | 0
1999 | 3 | 8 | 0 | 0 | 0 | 0 | 0 | 0 | 0 | 0 | 0 | 0 | 0 | 0 | 0
1999 | 3 | 9 | 0.72 | 0.72 | 0.67 | 0 | 0.72 | 0.67 | 0 | 0 | 0 | 0 | 0 | 0 | 0
1999 | 3 | 10 | 0 | 0 | 0 | 0 | 0 | 0 | 0 | 0 | 0 | 0 | 0 | 0 | 0
1999 | 3 | 11 | 0 | 0 | 0 | 0 | 0 | 0 | 0 | 0 | 0 | 0 | 0 | 0 | 0
1999 | 3 | 12 | 0 | 0 | 0 | 0 | 0 | 0 | 0 | 0 | 0 | 0 | 0 | 0 | 0
1999 | 3 | 13 | 0 | 0 | 0 | 0 | 0 | 0 | 0 | 0 | 0 | 0 | 0 | 0 | 0
1999 | 3 | 14 | 1.04 | 1 | 0.95 | 0 | 1 | 0.95 | 0 | 0 | 0 | 0 | 0 | 0 | 0
1999 | 3 | 15 | 0.22 | 0.22 | 0.17 | 0 | 0.22 | 0.17 | 0 | 0 | 0 | 0 | 0 | 0 | 0
1999 | 3 | 16 | 0 | 0 | 0 | 0 | 0 | 0 | 0 | 0 | 0 | 0 | 0 | 0 | 0
1999 | 3 | 17 | 0 | 0 | 0 | 0 | 0 | 0 | 0 | 0 | 0 | 0 | 0 | 0 | 0
1999 | 3 | 18 | 0 | 0 | 0 | 0 | 0 | 0 | 0 | 0 | 0 | 0 | 0 | 0 | 0
1999 | 3 | 19 | 0 | 0 | 0 | 0 | 0 | 0 | 0 | 0 | 0 | 0 | 0 | 0 | 0
1999 | 3 | 20 | 0 | 0 | 0 | 0 | 0 | 0 | 0 | 0 | 0 | 0 | 0 | 0 | 0
1999 | 3 | 21 | 1.26 | 1 | 0.95 | 0 | 1 | 0.95 | 0 | 0 | 0 | 0 | 0 | 0 | 0
1999 | 3 | 22 | 0 | 0 | 0 | 0 | 0 | 0 | 0 | 0 | 0 | 0 | 0 | 0 | 0
1999 | 3 | 23 | 0.01 | 0.01 | 0 | 0 | 0.01 | 0 | 0 | 0 | 0 | 0 | 0 | 0 | 0
1999 | 3 | 24 | 0.01 | 0.01 | 0 | 0 | 0.01 | 0 | 0 | 0 | 0 | 0 | 0 | 0 | 0
1999 | 3 | 25 | 0 | 0 | 0 | 0 | 0 | 0 | 0 | 0 | 0 | 0 | 0 | 0 | 0
1999 | 3 | 26 | 0 | 0 | 0 | 0 | 0 | 0 | 0 | 0 | 0 | 0 | 0 | 0 | 0
1999 | 3 | 27 | 0 | 0 | 0 | 0 | 0 | 0 | 0 | 0 | 0 | 0 | 0 | 0 | 0
1999 | 3 | 28 | 0.04 | 0.04 | 0 | 0 | 0.04 | 0 | 0 | 0 | 0 | 0 | 0 | 0 | 0
1999 | 3 | 29 | 0 | 0 | 0 | 0 | 0 | 0 | 0 | 0 | 0 | 0 | 0 | 0 | 0
1999 | 3 | 30 | 0 | 0 | 0 | 0 | 0 | 0 | 0 | 0 | 0 | 0 | 0 | 0 | 0
1999 | 3 | 31 | 0 | 0 | 0 | 0 | 0 | 0 | 0 | 0 | 0 | 0 | 0 | 0 | 0
1999 | 4 | 1 | 0.25 | 0.25 | 0.2 | 0 | 0.25 | 0.2 | 0 | 0 | 0 | 0 | 0 | 0 | 0
1999 | 4 | 2 | 0 | 0 | 0 | 0 | 0 | 0 | 0 | 0 | 0 | 0 | 0 | 0 | 0
1999 | 4 | 3 | 0 | 0 | 0 | 0 | 0 | 0 | 0 | 0 | 0 | 0 | 0 | 0 | 0
1999 | 4 | 4 | 0.54 | 0.54 | 0.49 | 0 | 0.54 | 0.49 | 0 | 0 | 0 | 0 | 0 | 0 | 0
1999 | 4 | 5 | 0.02 | 0.02 | 0 | 0 | 0.02 | 0 | 0 | 0 | 0 | 0 | 0 | 0 | 0
1999 | 4 | 6 | 0 | 0 | 0 | 0 | 0 | 0 | 0 | 0 | 0 | 0 | 0 | 0 | 0
1999 | 4 | 7 | 0 | 0 | 0 | 0 | 0 | 0 | 0 | 0 | 0 | 0 | 0 | 0 | 0
1999 | 4 | 8 | 0 | 0 | 0 | 0 | 0 | 0 | 0 | 0 | 0 | 0 | 0 | 0 | 0
1999 | 4 | 9 | 0.3 | 0.3 | 0.25 | 0 | 0.3 | 0.25 | 0 | 0 | 0 | 0 | 0 | 0 | 0
1999 | 4 | 10 | 0 | 0 | 0 | 0 | 0 | 0 | 0 | 0 | 0 | 0 | 0 | 0 | 0
1999 | 4 | 11 | 0.35 | 0.35 | 0.3 | 0 | 0.35 | 0.3 | 0 | 0 | 0 | 0 | 0 | 0 | 0
1999 | 4 | 12 | 0 | 0 | 0 | 0 | 0 | 0 | 0 | 0 | 0 | 0 | 0 | 0 | 0
1999 | 4 | 13 | 0 | 0 | 0 | 0 | 0 | 0 | 0 | 0 | 0 | 0 | 0 | 0 | 0
1999 | 4 | 14 | 0 | 0 | 0 | 0 | 0 | 0 | 0 | 0 | 0 | 0 | 0 | 0 | 0
1999 | 4 | 15 | 0.14 | 0.14 | 0.09 | 0 | 0.14 | 0.09 | 0 | 0 | 0 | 0 | 0 | 0 | 0
1999 | 4 | 16 | 0 | 0 | 0 | 0 | 0 | 0 | 0 | 0 | 0 | 0 | 0 | 0 | 0
1999 | 4 | 17 | 0 | 0 | 0 | 0 | 0 | 0 | 0 | 0 | 0 | 0 | 0 | 0 | 0
1999 | 4 | 18 | 0 | 0 | 0 | 0 | 0 | 0 | 0 | 0 | 0 | 0 | 0 | 0 | 0
1999 | 4 | 19 | 0 | 0 | 0 | 0 | 0 | 0 | 0 | 0 | 0 | 0 | 0 | 0 | 0
1999 | 4 | 20 | 0.03 | 0.03 | 0 | 0 | 0.03 | 0 | 0 | 0 | 0 | 0 | 0 | 0 | 0
1999 | 4 | 21 | 0.16 | 0.16 | 0.11 | 0 | 0.16 | 0.11 | 0 | 0 | 0 | 0 | 0 | 0 | 0
1999 | 4 | 22 | 0.02 | 0.02 | 0 | 0 | 0.02 | 0 | 0 | 0 | 0 | 0 | 0 | 0 | 0
1999 | 4 | 23 | 0.28 | 0.28 | 0.23 | 0 | 0.28 | 0.23 | 0 | 0 | 0 | 0 | 0 | 0 | 0
1999 | 4 | 24 | 0 | 0 | 0 | 0 | 0 | 0 | 0 | 0 | 0 | 0 | 0 | 0 | 0
1999 | 4 | 25 | 0 | 0 | 0 | 0 | 0 | 0 | 0 | 0 | 0 | 0 | 0 | 0 | 0
1999 | 4 | 26 | 0 | 0 | 0 | 0 | 0 | 0 | 0 | 0 | 0 | 0 | 0 | 0 | 0
1999 | 4 | 27 | 0 | 0 | 0 | 0 | 0 | 0 | 0 | 0 | 0 | 0 | 0 | 0 | 0
1999 | 4 | 28 | 0 | 0 | 0 | 0 | 0 | 0 | 0 | 0 | 0 | 0 | 0 | 0 | 0
1999 | 4 | 29 | 0 | 0 | 0 | 0 | 0 | 0 | 0 | 0 | 0 | 0 | 0 | 0 | 0
1999 | 4 | 30 | 0 | 0 | 0 | 0 | 0 | 0 | 0 | 0 | 0 | 0 | 0 | 0 | 0
1999 | 5 | 1 | 0 | 0 | 0 | 0 | 0 | 0 | 0 | 0 | 0 | 0 | 0 | 0 | 0
1999 | 5 | 2 | 0 | 0 | 0 | 0 | 0 | 0 | 0 | 0 | 0 | 0 | 0 | 0 | 0
1999 | 5 | 3 | 0 | 0 | 0 | 0 | 0 | 0 | 0 | 0 | 0 | 0 | 0 | 0 | 0
1999 | 5 | 4 | 0 | 0 | 0 | 0 | 0 | 0 | 0 | 0 | 0 | 0 | 0 | 0 | 0
1999 | 5 | 5 | 0 | 0 | 0 | 0 | 0 | 0 | 0 | 0 | 0 | 0 | 0 | 0 | 0
1999 | 5 | 6 | 0 | 0 | 0 | 0 | 0 | 0 | 0 | 0 | 0 | 0 | 0 | 0 | 0
1999 | 5 | 7 | 0.17 | 0.17 | 0.12 | 0 | 0.17 | 0.12 | 0 | 0 | 0 | 0 | 0 | 0 | 0
1999 | 5 | 8 | 0.08 | 0.08 | 0.03 | 0 | 0.08 | 0.03 | 0 | 0 | 0 | 0 | 0 | 0 | 0
1999 | 5 | 9 | 0 | 0 | 0 | 0 | 0 | 0 | 0 | 0 | 0 | 0 | 0 | 0 | 0
1999 | 5 | 10 | 0 | 0 | 0 | 0 | 0 | 0 | 0 | 0 | 0 | 0 | 0 | 0 | 0
1999 | 5 | 11 | 0 | 0 | 0 | 0 | 0 | 0 | 0 | 0 | 0 | 0 | 0 | 0 | 0
1999 | 5 | 12 | 0 | 0 | 0 | 0 | 0 | 0 | 0 | 0 | 0 | 0 | 0 | 0 | 0
1999 | 5 | 13 | 0 | 0 | 0 | 0 | 0 | 0 | 0 | 0 | 0 | 0 | 0 | 0 | 0
1999 | 5 | 14 | 0 | 0 | 0 | 0 | 0 | 0 | 0 | 0 | 0 | 0 | 0 | 0 | 0
1999 | 5 | 15 | 0 | 0 | 0 | 0 | 0 | 0 | 0 | 0 | 0 | 0 | 0 | 0 | 0
1999 | 5 | 16 | 0 | 0 | 0 | 0 | 0 | 0 | 0 | 0 | 0 | 0 | 0 | 0 | 0
1999 | 5 | 17 | 0 | 0 | 0 | 0 | 0 | 0 | 0 | 0 | 0 | 0 | 0 | 0 | 0
1999 | 5 | 18 | 0 | 0 | 0 | 0 | 0 | 0 | 0 | 0 | 0 | 0 | 0 | 0 | 0
1999 | 5 | 19 | 0 | 0 | 0 | 0 | 0 | 0 | 0 | 0 | 0 | 0 | 0 | 0 | 0
1999 | 5 | 20 | 0 | 0 | 0 | 0 | 0 | 0 | 0 | 0 | 0 | 0 | 0 | 0 | 0
1999 | 5 | 21 | 0 | 0 | 0 | 0 | 0 | 0 | 0 | 0 | 0 | 0 | 0 | 0 | 0
1999 | 5 | 22 | 0.68 | 0.68 | 0.63 | 0 | 0.68 | 0.63 | 0 | 0 | 0 | 0 | 0 | 0 | 0
1999 | 5 | 23 | 0.03 | 0.03 | 0 | 0 | 0.03 | 0 | 0 | 0 | 0 | 0 | 0 | 0 | 0
1999 | 5 | 24 | 0.32 | 0.32 | 0.27 | 0 | 0.32 | 0.27 | 0 | 0 | 0 | 0 | 0 | 0 | 0
1999 | 5 | 25 | 0 | 0 | 0 | 0 | 0 | 0 | 0 | 0 | 0 | 0 | 0 | 0 | 0
1999 | 5 | 26 | 0 | 0 | 0 | 0 | 0 | 0 | 0 | 0 | 0 | 0 | 0 | 0 | 0
1999 | 5 | 27 | 0 | 0 | 0 | 0 | 0 | 0 | 0 | 0 | 0 | 0 | 0 | 0 | 0
1999 | 5 | 28 | 0 | 0 | 0 | 0 | 0 | 0 | 0 | 0 | 0 | 0 | 0 | 0 | 0
1999 | 5 | 29 | 0 | 0 | 0 | 0 | 0 | 0 | 0 | 0 | 0 | 0 | 0 | 0 | 0
1999 | 5 | 30 | 0 | 0 | 0 | 0 | 0 | 0 | 0 | 0 | 0 | 0 | 0 | 0 | 0
1999 | 5 | 31 | 0 | 0 | 0 | 0 | 0 | 0 | 0 | 0 | 0 | 0 | 0 | 0 | 0
1999 | 6 | 1 | 0 | 0 | 0 | 0 | 0 | 0 | 0 | 0 | 0 | 0 | 0 | 0 | 0
1999 | 6 | 2 | 0 | 0 | 0 | 0 | 0 | 0 | 0 | 0 | 0 | 0 | 0 | 0 | 0
1999 | 6 | 3 | 0 | 0 | 0 | 0 | 0 | 0 | 0 | 0 | 0 | 0 | 0 | 0 | 0
1999 | 6 | 4 | 0 | 0 | 0 | 0 | 0 | 0 | 0 | 0 | 0 | 0 | 0 | 0 | 0
1999 | 6 | 5 | 0 | 0 | 0 | 0 | 0 | 0 | 0 | 0 | 0 | 0 | 0 | 0 | 0
1999 | 6 | 6 | 0 | 0 | 0 | 0 | 0 | 0 | 0 | 0 | 0 | 0 | 0 | 0 | 0
1999 | 6 | 7 | 0 | 0 | 0 | 0 | 0 | 0 | 0 | 0 | 0 | 0 | 0 | 0 | 0
1999 | 6 | 8 | 0 | 0 | 0 | 0 | 0 | 0 | 0 | 0 | 0 | 0 | 0 | 0 | 0
1999 | 6 | 9 | 0 | 0 | 0 | 0 | 0 | 0 | 0 | 0 | 0 | 0 | 0 | 0 | 0
1999 | 6 | 10 | 0 | 0 | 0 | 0 | 0 | 0 | 0 | 0 | 0 | 0 | 0 | 0 | 0
1999 | 6 | 11 | 0 | 0 | 0 | 0 | 0 | 0 | 0 | 0 | 0 | 0 | 0 | 0 | 0
1999 | 6 | 12 | 0 | 0 | 0 | 0 | 0 | 0 | 0 | 0 | 0 | 0 | 0 | 0 | 0
1999 | 6 | 13 | 0.07 | 0.07 | 0.02 | 0 | 0.07 | 0.02 | 0 | 0 | 0 | 0 | 0 | 0 | 0
1999 | 6 | 14 | 1.32 | 1 | 0.95 | 0 | 1 | 0.95 | 0 | 0 | 0 | 0 | 0 | 0 | 0
1999 | 6 | 15 | 0 | 0 | 0 | 0 | 0 | 0 | 0 | 0 | 0 | 0 | 0 | 0 | 0
1999 | 6 | 16 | 0.01 | 0.01 | 0 | 0 | 0.01 | 0 | 0 | 0 | 0 | 0 | 0 | 0 | 0
1999 | 6 | 17 | 0.16 | 0.16 | 0.11 | 0 | 0.16 | 0.11 | 0 | 0 | 0 | 0 | 0 | 0 | 0
1999 | 6 | 18 | 0 | 0 | 0 | 0 | 0 | 0 | 0 | 0 | 0 | 0 | 0 | 0 | 0
1999 | 6 | 19 | 0 | 0 | 0 | 0 | 0 | 0 | 0 | 0 | 0 | 0 | 0 | 0 | 0
1999 | 6 | 20 | 0.51 | 0.51 | 0.46 | 0 | 0.51 | 0.46 | 0 | 0 | 0 | 0 | 0 | 0 | 0
1999 | 6 | 21 | 0.03 | 0.03 | 0 | 0 | 0.03 | 0 | 0 | 0 | 0 | 0 | 0 | 0 | 0
1999 | 6 | 22 | 0 | 0 | 0 | 0 | 0 | 0 | 0 | 0 | 0 | 0 | 0 | 0 | 0
1999 | 6 | 23 | 0 | 0 | 0 | 0 | 0 | 0 | 0 | 0 | 0 | 0 | 0 | 0 | 0
1999 | 6 | 24 | 0 | 0 | 0 | 0 | 0 | 0 | 0 | 0 | 0 | 0 | 0 | 0 | 0
1999 | 6 | 25 | 0 | 0 | 0 | 0 | 0 | 0 | 0 | 0 | 0 | 0 | 0 | 0 | 0
1999 | 6 | 26 | 0 | 0 | 0 | 0 | 0 | 0 | 0 | 0 | 0 | 0 | 0 | 0 | 0
1999 | 6 | 27 | 0 | 0 | 0 | 0 | 0 | 0 | 0 | 0 | 0 | 0 | 0 | 0 | 0
1999 | 6 | 28 | 0.01 | 0.01 | 0 | 0 | 0.01 | 0 | 0 | 0 | 0 | 0 | 0 | 0 | 0
1999 | 6 | 29 | 0.15 | 0.15 | 0.1 | 0 | 0.15 | 0.1 | 0 | 0 | 0 | 0 | 0 | 0 | 0
1999 | 6 | 30 | 0 | 0 | 0 | 0 | 0 | 0 | 0 | 0 | 0 | 0 | 0 | 0 | 0
1999 | 7 | 1 | 0.04 | 0.04 | 0 | 0 | 0.04 | 0 | 0 | 0 | 0 | 0 | 0 | 0 | 0
1999 | 7 | 2 | 0.15 | 0.15 | 0.1 | 0 | 0.15 | 0.1 | 0 | 0 | 0 | 0 | 0 | 0 | 0
1999 | 7 | 3 | 0 | 0 | 0 | 0 | 0 | 0 | 0 | 0 | 0 | 0 | 0 | 0 | 0
1999 | 7 | 4 | 0 | 0 | 0 | 0 | 0 | 0 | 0 | 0 | 0 | 0 | 0 | 0 | 0
1999 | 7 | 5 | 0 | 0 | 0 | 0 | 0 | 0 | 0 | 0 | 0 | 0 | 0 | 0 | 0
1999 | 7 | 6 | 0 | 0 | 0 | 0 | 0 | 0 | 0 | 0 | 0 | 0 | 0 | 0 | 0
1999 | 7 | 7 | 0 | 0 | 0 | 0 | 0 | 0 | 0 | 0 | 0 | 0 | 0 | 0 | 0
1999 | 7 | 8 | 0 | 0 | 0 | 0 | 0 | 0 | 0 | 0 | 0 | 0 | 0 | 0 | 0
1999 | 7 | 9 | 0 | 0 | 0 | 0 | 0 | 0 | 0 | 0 | 0 | 0 | 0 | 0 | 0
1999 | 7 | 10 | 0.05 | 0.05 | 0 | 0 | 0.05 | 0 | 0 | 0 | 0 | 0 | 0 | 0 | 0
1999 | 7 | 11 | 0 | 0 | 0 | 0 | 0 | 0 | 0 | 0 | 0 | 0 | 0 | 0 | 0
1999 | 7 | 12 | 0.28 | 0.28 | 0.23 | 0 | 0.28 | 0.23 | 0 | 0 | 0 | 0 | 0 | 0 | 0
1999 | 7 | 13 | 0 | 0 | 0 | 0 | 0 | 0 | 0 | 0 | 0 | 0 | 0 | 0 | 0
1999 | 7 | 14 | 0 | 0 | 0 | 0 | 0 | 0 | 0 | 0 | 0 | 0 | 0 | 0 | 0
1999 | 7 | 15 | 0 | 0 | 0 | 0 | 0 | 0 | 0 | 0 | 0 | 0 | 0 | 0 | 0
1999 | 7 | 16 | 0 | 0 | 0 | 0 | 0 | 0 | 0 | 0 | 0 | 0 | 0 | 0 | 0
1999 | 7 | 17 | 0 | 0 | 0 | 0 | 0 | 0 | 0 | 0 | 0 | 0 | 0 | 0 | 0
1999 | 7 | 18 | 0 | 0 | 0 | 0 | 0 | 0 | 0 | 0 | 0 | 0 | 0 | 0 | 0
1999 | 7 | 19 | 0 | 0 | 0 | 0 | 0 | 0 | 0 | 0 | 0 | 0 | 0 | 0 | 0
1999 | 7 | 20 | 0 | 0 | 0 | 0 | 0 | 0 | 0 | 0 | 0 | 0 | 0 | 0 | 0
1999 | 7 | 21 | 0 | 0 | 0 | 0 | 0 | 0 | 0 | 0 | 0 | 0 | 0 | 0 | 0
1999 | 7 | 22 | 0.26 | 0.26 | 0.21 | 0 | 0.26 | 0.21 | 0 | 0 | 0 | 0 | 0 | 0 | 0
1999 | 7 | 23 | 0 | 0 | 0 | 0 | 0 | 0 | 0 | 0 | 0 | 0 | 0 | 0 | 0
1999 | 7 | 24 | 0.19 | 0.19 | 0.14 | 0 | 0.19 | 0.14 | 0 | 0 | 0 | 0 | 0 | 0 | 0
1999 | 7 | 25 | 0.02 | 0.02 | 0 | 0 | 0.02 | 0 | 0 | 0 | 0 | 0 | 0 | 0 | 0
1999 | 7 | 26 | 0 | 0 | 0 | 0 | 0 | 0 | 0 | 0 | 0 | 0 | 0 | 0 | 0
1999 | 7 | 27 | 0 | 0 | 0 | 0 | 0 | 0 | 0 | 0 | 0 | 0 | 0 | 0 | 0
1999 | 7 | 28 | 0.02 | 0.02 | 0 | 0 | 0.02 | 0 | 0 | 0 | 0 | 0 | 0 | 0 | 0
1999 | 7 | 29 | 0 | 0 | 0 | 0 | 0 | 0 | 0 | 0 | 0 | 0 | 0 | 0 | 0
1999 | 7 | 30 | 0 | 0 | 0 | 0 | 0 | 0 | 0 | 0 | 0 | 0 | 0 | 0 | 0
1999 | 7 | 31 | 0 | 0 | 0 | 0 | 0 | 0 | 0 | 0 | 0 | 0 | 0 | 0 | 0
1999 | 8 | 1 | 0 | 0 | 0 | 0 | 0 | 0 | 0 | 0 | 0 | 0 | 0 | 0 | 0
1999 | 8 | 2 | 0 | 0 | 0 | 0 | 0 | 0 | 0 | 0 | 0 | 0 | 0 | 0 | 0
1999 | 8 | 3 | 0 | 0 | 0 | 0 | 0 | 0 | 0 | 0 | 0 | 0 | 0 | 0 | 0
1999 | 8 | 4 | 0 | 0 | 0 | 0 | 0 | 0 | 0 | 0 | 0 | 0 | 0 | 0 | 0
1999 | 8 | 5 | 0 | 0 | 0 | 0 | 0 | 0 | 0 | 0 | 0 | 0 | 0 | 0 | 0
1999 | 8 | 6 | 0 | 0 | 0 | 0 | 0 | 0 | 0 | 0 | 0 | 0 | 0 | 0 | 0
1999 | 8 | 7 | 0 | 0 | 0 | 0 | 0 | 0 | 0 | 0 | 0 | 0 | 0 | 0 | 0
1999 | 8 | 8 | 0.02 | 0.02 | 0 | 0 | 0.02 | 0 | 0 | 0 | 0 | 0 | 0 | 0 | 0
1999 | 8 | 9 | 0 | 0 | 0 | 0 | 0 | 0 | 0 | 0 | 0 | 0 | 0 | 0 | 0
1999 | 8 | 10 | 0 | 0 | 0 | 0 | 0 | 0 | 0 | 0 | 0 | 0 | 0 | 0 | 0
1999 | 8 | 11 | 0 | 0 | 0 | 0 | 0 | 0 | 0 | 0 | 0 | 0 | 0 | 0 | 0
1999 | 8 | 12 | 0 | 0 | 0 | 0 | 0 | 0 | 0 | 0 | 0 | 0 | 0 | 0 | 0
1999 | 8 | 13 | 0.03 | 0.03 | 0 | 0 | 0.03 | 0 | 0 | 0 | 0 | 0 | 0 | 0 | 0
1999 | 8 | 14 | 0.33 | 0.33 | 0.28 | 0 | 0.33 | 0.28 | 0 | 0 | 0 | 0 | 0 | 0 | 0
1999 | 8 | 15 | 0 | 0 | 0 | 0 | 0 | 0 | 0 | 0 | 0 | 0 | 0 | 0 | 0
1999 | 8 | 16 | 0 | 0 | 0 | 0 | 0 | 0 | 0 | 0 | 0 | 0 | 0 | 0 | 0
1999 | 8 | 17 | 0 | 0 | 0 | 0 | 0 | 0 | 0 | 0 | 0 | 0 | 0 | 0 | 0
1999 | 8 | 18 | 0 | 0 | 0 | 0 | 0 | 0 | 0 | 0 | 0 | 0 | 0 | 0 | 0
1999 | 8 | 19 | 0 | 0 | 0 | 0 | 0 | 0 | 0 | 0 | 0 | 0 | 0 | 0 | 0
1999 | 8 | 20 | 0.16 | 0.16 | 0.11 | 0 | 0.16 | 0.11 | 0 | 0 | 0 | 0 | 0 | 0 | 0
1999 | 8 | 21 | 0.1 | 0.1 | 0.05 | 0 | 0.1 | 0.05 | 0 | 0 | 0 | 0 | 0 | 0 | 0
1999 | 8 | 22 | 0 | 0 | 0 | 0 | 0 | 0 | 0 | 0 | 0 | 0 | 0 | 0 | 0
1999 | 8 | 23 | 0.08 | 0.08 | 0.03 | 0 | 0.08 | 0.03 | 0 | 0 | 0 | 0 | 0 | 0 | 0
1999 | 8 | 24 | 0.68 | 0.68 | 0.63 | 0 | 0.68 | 0.63 | 0 | 0 | 0 | 0 | 0 | 0 | 0
1999 | 8 | 25 | 1.37 | 1 | 0.95 | 0 | 1 | 0.95 | 0 | 0 | 0 | 0 | 0 | 0 | 0
1999 | 8 | 26 | 2.03 | 1 | 0.95 | 0 | 1 | 0.95 | 0 | 0 | 0 | 0 | 0 | 0 | 0
1999 | 8 | 27 | 0.22 | 0.22 | 0.17 | 0 | 0.22 | 0.17 | 0 | 0 | 0 | 0 | 0 | 0 | 0
1999 | 8 | 28 | 0 | 0 | 0 | 0 | 0 | 0 | 0 | 0 | 0 | 0 | 0 | 0 | 0
1999 | 8 | 29 | 0 | 0 | 0 | 0 | 0 | 0 | 0 | 0 | 0 | 0 | 0 | 0 | 0
1999 | 8 | 30 | 0 | 0 | 0 | 0 | 0 | 0 | 0 | 0 | 0 | 0 | 0 | 0 | 0
1999 | 8 | 31 | 0 | 0 | 0 | 0 | 0 | 0 | 0 | 0 | 0 | 0 | 0 | 0 | 0
1999 | 9 | 1 | 0 | 0 | 0 | 0 | 0 | 0 | 0 | 0 | 0 | 0 | 0 | 0 | 0
1999 | 9 | 2 | 0 | 0 | 0 | 0 | 0 | 0 | 0 | 0 | 0 | 0 | 0 | 0 | 0
1999 | 9 | 3 | 0 | 0 | 0 | 0 | 0 | 0 | 0 | 0 | 0 | 0 | 0 | 0 | 0
1999 | 9 | 4 | 0.88 | 0.88 | 0.83 | 0 | 0.88 | 0.83 | 0 | 0 | 0 | 0 | 0 | 0 | 0
1999 | 9 | 5 | 0.37 | 0.37 | 0.32 | 0 | 0.37 | 0.32 | 0 | 0 | 0 | 0 | 0 | 0 | 0
1999 | 9 | 6 | 1.06 | 1 | 0.95 | 0 | 1 | 0.95 | 0 | 0 | 0 | 0 | 0 | 0 | 0
1999 | 9 | 7 | 0 | 0 | 0 | 0 | 0 | 0 | 0 | 0 | 0 | 0 | 0 | 0 | 0
1999 | 9 | 8 | 0.2 | 0.2 | 0.15 | 0 | 0.2 | 0.15 | 0 | 0 | 0 | 0 | 0 | 0 | 0
1999 | 9 | 9 | 0.33 | 0.33 | 0.28 | 0 | 0.33 | 0.28 | 0 | 0 | 0 | 0 | 0 | 0 | 0
1999 | 9 | 10 | 0.04 | 0.04 | 0 | 0 | 0.04 | 0 | 0 | 0 | 0 | 0 | 0 | 0 | 0
1999 | 9 | 11 | 0 | 0 | 0 | 0 | 0 | 0 | 0 | 0 | 0 | 0 | 0 | 0 | 0
1999 | 9 | 12 | 0 | 0 | 0 | 0 | 0 | 0 | 0 | 0 | 0 | 0 | 0 | 0 | 0
1999 | 9 | 13 | 0 | 0 | 0 | 0 | 0 | 0 | 0 | 0 | 0 | 0 | 0 | 0 | 0
1999 | 9 | 14 | 0 | 0 | 0 | 0 | 0 | 0 | 0 | 0 | 0 | 0 | 0 | 0 | 0
1999 | 9 | 15 | 0.9 | 0.9 | 0.85 | 0 | 0.9 | 0.85 | 0 | 0 | 0 | 0 | 0 | 0 | 0
1999 | 9 | 16 | 3.67 | 1 | 0.95 | 0 | 1 | 0.95 | 0 | 0 | 0 | 0 | 0 | 0 | 0
1999 | 9 | 17 | 0 | 0 | 0 | 0 | 0 | 0 | 0 | 0 | 0 | 0 | 0 | 0 | 0
1999 | 9 | 18 | 0 | 0 | 0 | 0 | 0 | 0 | 0 | 0 | 0 | 0 | 0 | 0 | 0
1999 | 9 | 19 | 0 | 0 | 0 | 0 | 0 | 0 | 0 | 0 | 0 | 0 | 0 | 0 | 0
1999 | 9 | 20 | 0.06 | 0.06 | 0.01 | 0 | 0.06 | 0.01 | 0 | 0 | 0 | 0 | 0 | 0 | 0
1999 | 9 | 21 | 0.95 | 0.95 | 0.9 | 0 | 0.95 | 0.9 | 0 | 0 | 0 | 0 | 0 | 0 | 0
1999 | 9 | 22 | 0.09 | 0.09 | 0.04 | 0 | 0.09 | 0.04 | 0 | 0 | 0 | 0 | 0 | 0 | 0
1999 | 9 | 23 | 0 | 0 | 0 | 0 | 0 | 0 | 0 | 0 | 0 | 0 | 0 | 0 | 0
1999 | 9 | 24 | 0 | 0 | 0 | 0 | 0 | 0 | 0 | 0 | 0 | 0 | 0 | 0 | 0
1999 | 9 | 25 | 0 | 0 | 0 | 0 | 0 | 0 | 0 | 0 | 0 | 0 | 0 | 0 | 0
1999 | 9 | 26 | 0 | 0 | 0 | 0 | 0 | 0 | 0 | 0 | 0 | 0 | 0 | 0 | 0
1999 | 9 | 27 | 0 | 0 | 0 | 0 | 0 | 0 | 0 | 0 | 0 | 0 | 0 | 0 | 0
1999 | 9 | 28 | 0.13 | 0.13 | 0.08 | 0 | 0.13 | 0.08 | 0 | 0 | 0 | 0 | 0 | 0 | 0
1999 | 9 | 29 | 0.86 | 0.86 | 0.81 | 0 | 0.86 | 0.81 | 0 | 0 | 0 | 0 | 0 | 0 | 0
1999 | 9 | 30 | 0.73 | 0.73 | 0.68 | 0 | 0.73 | 0.68 | 0 | 0 | 0 | 0 | 0 | 0 | 0
1999 | 10 | 1 | 0 | 0 | 0 | 0 | 0 | 0 | 0 | 0 | 0 | 0 | 0 | 0 | 0
1999 | 10 | 2 | 0 | 0 | 0 | 0 | 0 | 0 | 0 | 0 | 0 | 0 | 0 | 0 | 0
1999 | 10 | 3 | 0 | 0 | 0 | 0 | 0 | 0 | 0 | 0 | 0 | 0 | 0 | 0 | 0
1999 | 10 | 4 | 0.52 | 0.52 | 0.47 | 0 | 0.52 | 0.47 | 0 | 0 | 0 | 0 | 0 | 0 | 0
1999 | 10 | 5 | 0 | 0 | 0 | 0 | 0 | 0 | 0 | 0 | 0 | 0 | 0 | 0 | 0
1999 | 10 | 6 | 0 | 0 | 0 | 0 | 0 | 0 | 0 | 0 | 0 | 0 | 0 | 0 | 0
1999 | 10 | 7 | 0 | 0 | 0 | 0 | 0 | 0 | 0 | 0 | 0 | 0 | 0 | 0 | 0
1999 | 10 | 8 | 0 | 0 | 0 | 0 | 0 | 0 | 0 | 0 | 0 | 0 | 0 | 0 | 0
1999 | 10 | 9 | 0.02 | 0.02 | 0 | 0 | 0.02 | 0 | 0 | 0 | 0 | 0 | 0 | 0 | 0
1999 | 10 | 10 | 0.73 | 0.73 | 0.68 | 0 | 0.73 | 0.68 | 0 | 0 | 0 | 0 | 0 | 0 | 0
1999 | 10 | 11 | 0.01 | 0.01 | 0 | 0 | 0.01 | 0 | 0 | 0 | 0 | 0 | 0 | 0 | 0
1999 | 10 | 12 | 0 | 0 | 0 | 0 | 0 | 0 | 0 | 0 | 0 | 0 | 0 | 0 | 0
1999 | 10 | 13 | 0.04 | 0.04 | 0 | 0 | 0.04 | 0 | 0 | 0 | 0 | 0 | 0 | 0 | 0
1999 | 10 | 14 | 0 | 0 | 0 | 0 | 0 | 0 | 0 | 0 | 0 | 0 | 0 | 0 | 0
1999 | 10 | 15 | 0 | 0 | 0 | 0 | 0 | 0 | 0 | 0 | 0 | 0 | 0 | 0 | 0
1999 | 10 | 16 | 0 | 0 | 0 | 0 | 0 | 0 | 0 | 0 | 0 | 0 | 0 | 0 | 0
1999 | 10 | 17 | 0.12 | 0.12 | 0.07 | 0 | 0.12 | 0.07 | 0 | 0 | 0 | 0 | 0 | 0 | 0
1999 | 10 | 18 | 0 | 0 | 0 | 0 | 0 | 0 | 0 | 0 | 0 | 0 | 0 | 0 | 0
1999 | 10 | 19 | 0 | 0 | 0 | 0 | 0 | 0 | 0 | 0 | 0 | 0 | 0 | 0 | 0
1999 | 10 | 20 | 0.54 | 0.54 | 0.49 | 0 | 0.54 | 0.49 | 0 | 0 | 0 | 0 | 0 | 0 | 0
1999 | 10 | 21 | 0 | 0 | 0 | 0 | 0 | 0 | 0 | 0 | 0 | 0 | 0 | 0 | 0
1999 | 10 | 22 | 0.18 | 0.18 | 0.13 | 0 | 0.18 | 0.13 | 0 | 0 | 0 | 0 | 0 | 0 | 0
1999 | 10 | 23 | 0 | 0 | 0 | 0 | 0 | 0 | 0 | 0 | 0 | 0 | 0 | 0 | 0
1999 | 10 | 24 | 0 | 0 | 0 | 0 | 0 | 0 | 0 | 0 | 0 | 0 | 0 | 0 | 0
1999 | 10 | 25 | 0 | 0 | 0 | 0 | 0 | 0 | 0 | 0 | 0 | 0 | 0 | 0 | 0
1999 | 10 | 26 | 0 | 0 | 0 | 0 | 0 | 0 | 0 | 0 | 0 | 0 | 0 | 0 | 0
1999 | 10 | 27 | 0 | 0 | 0 | 0 | 0 | 0 | 0 | 0 | 0 | 0 | 0 | 0 | 0
1999 | 10 | 28 | 0 | 0 | 0 | 0 | 0 | 0 | 0 | 0 | 0 | 0 | 0 | 0 | 0
1999 | 10 | 29 | 0 | 0 | 0 | 0 | 0 | 0 | 0 | 0 | 0 | 0 | 0 | 0 | 0
1999 | 10 | 30 | 0 | 0 | 0 | 0 | 0 | 0 | 0 | 0 | 0 | 0 | 0 | 0 | 0
1999 | 10 | 31 | 0 | 0 | 0 | 0 | 0 | 0 | 0 | 0 | 0 | 0 | 0 | 0 | 0
1999 | 11 | 1 | 0 | 0 | 0 | 0 | 0 | 0 | 0 | 0 | 0 | 0 | 0 | 0 | 0
1999 | 11 | 2 | 0.26 | 0.26 | 0.21 | 0 | 0.26 | 0.21 | 0 | 0 | 0 | 0 | 0 | 0 | 0
1999 | 11 | 3 | 0 | 0 | 0 | 0 | 0 | 0 | 0 | 0 | 0 | 0 | 0 | 0 | 0
1999 | 11 | 4 | 0 | 0 | 0 | 0 | 0 | 0 | 0 | 0 | 0 | 0 | 0 | 0 | 0
1999 | 11 | 5 | 0 | 0 | 0 | 0 | 0 | 0 | 0 | 0 | 0 | 0 | 0 | 0 | 0
1999 | 11 | 6 | 0 | 0 | 0 | 0 | 0 | 0 | 0 | 0 | 0 | 0 | 0 | 0 | 0
1999 | 11 | 7 | 0 | 0 | 0 | 0 | 0 | 0 | 0 | 0 | 0 | 0 | 0 | 0 | 0
1999 | 11 | 8 | 0 | 0 | 0 | 0 | 0 | 0 | 0 | 0 | 0 | 0 | 0 | 0 | 0
1999 | 11 | 9 | 0 | 0 | 0 | 0 | 0 | 0 | 0 | 0 | 0 | 0 | 0 | 0 | 0
1999 | 11 | 10 | 0 | 0 | 0 | 0 | 0 | 0 | 0 | 0 | 0 | 0 | 0 | 0 | 0
1999 | 11 | 11 | 0 | 0 | 0 | 0 | 0 | 0 | 0 | 0 | 0 | 0 | 0 | 0 | 0
1999 | 11 | 12 | 0 | 0 | 0 | 0 | 0 | 0 | 0 | 0 | 0 | 0 | 0 | 0 | 0
1999 | 11 | 13 | 0 | 0 | 0 | 0 | 0 | 0 | 0 | 0 | 0 | 0 | 0 | 0 | 0
1999 | 11 | 14 | 0 | 0 | 0 | 0 | 0 | 0 | 0 | 0 | 0 | 0 | 0 | 0 | 0
1999 | 11 | 15 | 0 | 0 | 0 | 0 | 0 | 0 | 0 | 0 | 0 | 0 | 0 | 0 | 0
1999 | 11 | 16 | 0 | 0 | 0 | 0 | 0 | 0 | 0 | 0 | 0 | 0 | 0 | 0 | 0
1999 | 11 | 17 | 0 | 0 | 0 | 0 | 0 | 0 | 0 | 0 | 0 | 0 | 0 | 0 | 0
1999 | 11 | 18 | 0 | 0 | 0 | 0 | 0 | 0 | 0 | 0 | 0 | 0 | 0 | 0 | 0
1999 | 11 | 19 | 0 | 0 | 0 | 0 | 0 | 0 | 0 | 0 | 0 | 0 | 0 | 0 | 0
1999 | 11 | 20 | 0 | 0 | 0 | 0 | 0 | 0 | 0 | 0 | 0 | 0 | 0 | 0 | 0
1999 | 11 | 21 | 0 | 0 | 0 | 0 | 0 | 0 | 0 | 0 | 0 | 0 | 0 | 0 | 0
1999 | 11 | 22 | 0 | 0 | 0 | 0 | 0 | 0 | 0 | 0 | 0 | 0 | 0 | 0 | 0
1999 | 11 | 23 | 0 | 0 | 0 | 0 | 0 | 0 | 0 | 0 | 0 | 0 | 0 | 0 | 0
1999 | 11 | 24 | 0 | 0 | 0 | 0 | 0 | 0 | 0 | 0 | 0 | 0 | 0 | 0 | 0
1999 | 11 | 25 | 0.04 | 0.04 | 0 | 0 | 0.04 | 0 | 0 | 0 | 0 | 0 | 0 | 0 | 0
1999 | 11 | 26 | 1.52 | 1 | 0.95 | 0 | 1 | 0.95 | 0 | 0 | 0 | 0 | 0 | 0 | 0
1999 | 11 | 27 | 0 | 0 | 0 | 0 | 0 | 0 | 0 | 0 | 0 | 0 | 0 | 0 | 0
1999 | 11 | 28 | 0 | 0 | 0 | 0 | 0 | 0 | 0 | 0 | 0 | 0 | 0 | 0 | 0
1999 | 11 | 29 | 0 | 0 | 0 | 0 | 0 | 0 | 0 | 0 | 0 | 0 | 0 | 0 | 0
1999 | 11 | 30 | 0 | 0 | 0 | 0 | 0 | 0 | 0 | 0 | 0 | 0 | 0 | 0 | 0
1999 | 12 | 1 | 0 | 0 | 0 | 0 | 0 | 0 | 0 | 0 | 0 | 0 | 0 | 0 | 0
1999 | 12 | 2 | 0 | 0 | 0 | 0 | 0 | 0 | 0 | 0 | 0 | 0 | 0 | 0 | 0
1999 | 12 | 3 | 0 | 0 | 0 | 0 | 0 | 0 | 0 | 0 | 0 | 0 | 0 | 0 | 0
1999 | 12 | 4 | 0 | 0 | 0 | 0 | 0 | 0 | 0 | 0 | 0 | 0 | 0 | 0 | 0
1999 | 12 | 5 | 0 | 0 | 0 | 0 | 0 | 0 | 0 | 0 | 0 | 0 | 0 | 0 | 0
1999 | 12 | 6 | 0.5 | 0.5 | 0.45 | 0 | 0.5 | 0.45 | 0 | 0 | 0 | 0 | 0 | 0 | 0
1999 | 12 | 7 | 0 | 0 | 0 | 0 | 0 | 0 | 0 | 0 | 0 | 0 | 0 | 0 | 0
1999 | 12 | 8 | 0 | 0 | 0 | 0 | 0 | 0 | 0 | 0 | 0 | 0 | 0 | 0 | 0
1999 | 12 | 9 | 0 | 0 | 0 | 0 | 0 | 0 | 0 | 0 | 0 | 0 | 0 | 0 | 0
1999 | 12 | 10 | 0.52 | 0.52 | 0.47 | 0 | 0.52 | 0.47 | 0 | 0 | 0 | 0 | 0 | 0 | 0
1999 | 12 | 11 | 0 | 0 | 0 | 0 | 0 | 0 | 0 | 0 | 0 | 0 | 0 | 0 | 0
1999 | 12 | 12 | 0 | 0 | 0 | 0 | 0 | 0 | 0 | 0 | 0 | 0 | 0 | 0 | 0
1999 | 12 | 13 | 0.41 | 0.41 | 0.36 | 0 | 0.41 | 0.36 | 0 | 0 | 0 | 0 | 0 | 0 | 0
1999 | 12 | 14 | 0.9 | 0.9 | 0.85 | 0 | 0.9 | 0.85 | 0 | 0 | 0 | 0 | 0 | 0 | 0
1999 | 12 | 15 | 0 | 0 | 0 | 0 | 0 | 0 | 0 | 0 | 0 | 0 | 0 | 0 | 0
1999 | 12 | 16 | 0 | 0 | 0 | 0 | 0 | 0 | 0 | 0 | 0 | 0 | 0 | 0 | 0
1999 | 12 | 17 | 0 | 0 | 0 | 0 | 0 | 0 | 0 | 0 | 0 | 0 | 0 | 0 | 0
1999 | 12 | 18 | 0 | 0 | 0 | 0 | 0 | 0 | 0 | 0 | 0 | 0 | 0 | 0 | 0
1999 | 12 | 19 | 0 | 0 | 0 | 0 | 0 | 0 | 0 | 0 | 0 | 0 | 0 | 0 | 0
1999 | 12 | 20 | 0.1 | 0.1 | 0.05 | 0 | 0.1 | 0.05 | 0 | 0 | 0 | 0 | 0 | 0 | 0
1999 | 12 | 21 | 0.03 | 0.03 | 0 | 0 | 0.03 | 0 | 0 | 0 | 0 | 0 | 0 | 0 | 0
1999 | 12 | 22 | 0.03 | 0.03 | 0 | 0 | 0.03 | 0 | 0 | 0 | 0 | 0 | 0 | 0 | 0
1999 | 12 | 23 | 0 | 0 | 0 | 0 | 0 | 0 | 0 | 0 | 0 | 0 | 0 | 0 | 0
1999 | 12 | 24 | 0 | 0 | 0 | 0 | 0 | 0 | 0 | 0 | 0 | 0 | 0 | 0 | 0
1999 | 12 | 25 | 0 | 0 | 0 | 0 | 0 | 0 | 0 | 0 | 0 | 0 | 0 | 0 | 0
1999 | 12 | 26 | 0 | 0 | 0 | 0 | 0 | 0 | 0 | 0 | 0 | 0 | 0 | 0 | 0
1999 | 12 | 27 | 0 | 0 | 0 | 0 | 0 | 0 | 0 | 0 | 0 | 0 | 0 | 0 | 0
1999 | 12 | 28 | 0 | 0 | 0 | 0 | 0 | 0 | 0 | 0 | 0 | 0 | 0 | 0 | 0
1999 | 12 | 29 | 0 | 0 | 0 | 0 | 0 | 0 | 0 | 0 | 0 | 0 | 0 | 0 | 0
1999 | 12 | 30 | 0 | 0 | 0 | 0 | 0 | 0 | 0 | 0 | 0 | 0 | 0 | 0 | 0
1999 | 12 | 31 | 0 | 0 | 0 | 0 | 0 | 0 | 0 | 0 | 0 | 0 | 0 | 0 | 0
2000 | 1 | 1 | 0 | 0 | 0 | 0 | 0 | 0 | 0 | 0 | 0 | 0 | 0 | 0 | 0
2000 | 1 | 2 | 0 | 0 | 0 | 0 | 0 | 0 | 0 | 0 | 0 | 0 | 0 | 0 | 0
2000 | 1 | 3 | 0 | 0 | 0 | 0 | 0 | 0 | 0 | 0 | 0 | 0 | 0 | 0 | 0
2000 | 1 | 4 | 1.22 | 1 | 0.95 | 0 | 1 | 0.95 | 0 | 0 | 0 | 0 | 0 | 0 | 0
2000 | 1 | 5 | 0 | 0 | 0 | 0 | 0 | 0 | 0 | 0 | 0 | 0 | 0 | 0 | 0
2000 | 1 | 6 | 0 | 0 | 0 | 0 | 0 | 0 | 0 | 0 | 0 | 0 | 0 | 0 | 0
2000 | 1 | 7 | 0 | 0 | 0 | 0 | 0 | 0 | 0 | 0 | 0 | 0 | 0 | 0 | 0
2000 | 1 | 8 | 0 | 0 | 0 | 0 | 0 | 0 | 0 | 0 | 0 | 0 | 0 | 0 | 0
2000 | 1 | 9 | 0 | 0 | 0 | 0 | 0 | 0 | 0 | 0 | 0 | 0 | 0 | 0 | 0
2000 | 1 | 10 | 0.68 | 0.68 | 0.63 | 0 | 0.68 | 0.63 | 0 | 0 | 0 | 0 | 0 | 0 | 0
2000 | 1 | 11 | 0.01 | 0.01 | 0 | 0 | 0.01 | 0 | 0 | 0 | 0 | 0 | 0 | 0 | 0
2000 | 1 | 12 | 0 | 0 | 0 | 0 | 0 | 0 | 0 | 0 | 0 | 0 | 0 | 0 | 0
2000 | 1 | 13 | 0 | 0 | 0 | 0 | 0 | 0 | 0 | 0 | 0 | 0 | 0 | 0 | 0
2000 | 1 | 14 | 0 | 0 | 0 | 0 | 0 | 0 | 0 | 0 | 0 | 0 | 0 | 0 | 0
2000 | 1 | 15 | 0 | 0 | 0 | 0 | 0 | 0 | 0 | 0 | 0 | 0 | 0 | 0 | 0
2000 | 1 | 16 | 0 | 0 | 0 | 0 | 0 | 0 | 0 | 0 | 0 | 0 | 0 | 0 | 0
2000 | 1 | 17 | 0 | 0 | 0 | 0 | 0 | 0 | 0 | 0 | 0 | 0 | 0 | 0 | 0
2000 | 1 | 18 | 0 | 0 | 0 | 0 | 0 | 0 | 0 | 0 | 0 | 0 | 0 | 0 | 0
2000 | 1 | 19 | 0 | 0 | 0 | 0 | 0 | 0 | 0 | 0 | 0 | 0 | 0 | 0 | 0
2000 | 1 | 20 | 0.2 | 0.2 | 0.15 | 0 | 0.2 | 0.15 | 0 | 0 | 0 | 0 | 0 | 0 | 0
2000 | 1 | 21 | 0 | 0 | 0 | 0 | 0 | 0 | 0 | 0 | 0 | 0 | 0 | 0 | 0
2000 | 1 | 22 | 0 | 0 | 0 | 0 | 0 | 0 | 0 | 0 | 0 | 0 | 0 | 0 | 0
2000 | 1 | 23 | 0 | 0 | 0 | 0 | 0 | 0 | 0 | 0 | 0 | 0 | 0 | 0 | 0
2000 | 1 | 24 | 0 | 0 | 0 | 0 | 0 | 0 | 0 | 0 | 0 | 0 | 0 | 0 | 0
2000 | 1 | 25 | 0.85 | 0.85 | 0.8 | 0 | 0.85 | 0.8 | 0 | 0 | 0 | 0 | 0 | 0 | 0
2000 | 1 | 26 | 0 | 0 | 0 | 0 | 0 | 0 | 0 | 0 | 0 | 0 | 0 | 0 | 0
2000 | 1 | 27 | 0 | 0 | 0 | 0 | 0 | 0 | 0 | 0 | 0 | 0 | 0 | 0 | 0
2000 | 1 | 28 | 0 | 0 | 0 | 0 | 0 | 0 | 0 | 0 | 0 | 0 | 0 | 0 | 0
2000 | 1 | 29 | 0 | 0 | 0 | 0 | 0 | 0 | 0 | 0 | 0 | 0 | 0 | 0 | 0
2000 | 1 | 30 | 0.7 | 0.7 | 0.65 | 0 | 0.7 | 0.65 | 0 | 0 | 0 | 0 | 0 | 0 | 0
2000 | 1 | 31 | 0 | 0 | 0 | 0 | 0 | 0 | 0 | 0 | 0 | 0 | 0 | 0 | 0
2000 | 2 | 1 | 0 | 0 | 0 | 0 | 0 | 0 | 0 | 0 | 0 | 0 | 0 | 0 | 0
2000 | 2 | 2 | 0 | 0 | 0 | 0 | 0 | 0 | 0 | 0 | 0 | 0 | 0 | 0 | 0
2000 | 2 | 3 | 0 | 0 | 0 | 0 | 0 | 0 | 0 | 0 | 0 | 0 | 0 | 0 | 0
2000 | 2 | 4 | 0.03 | 0.03 | 0 | 0 | 0.03 | 0 | 0 | 0 | 0 | 0 | 0 | 0 | 0
2000 | 2 | 5 | 0 | 0 | 0 | 0 | 0 | 0 | 0 | 0 | 0 | 0 | 0 | 0 | 0
2000 | 2 | 6 | 0 | 0 | 0 | 0 | 0 | 0 | 0 | 0 | 0 | 0 | 0 | 0 | 0
2000 | 2 | 7 | 0 | 0 | 0 | 0 | 0 | 0 | 0 | 0 | 0 | 0 | 0 | 0 | 0
2000 | 2 | 8 | 0 | 0 | 0 | 0 | 0 | 0 | 0 | 0 | 0 | 0 | 0 | 0 | 0
2000 | 2 | 9 | 0 | 0 | 0 | 0 | 0 | 0 | 0 | 0 | 0 | 0 | 0 | 0 | 0
2000 | 2 | 10 | 0 | 0 | 0 | 0 | 0 | 0 | 0 | 0 | 0 | 0 | 0 | 0 | 0
2000 | 2 | 11 | 0.01 | 0.01 | 0 | 0 | 0.01 | 0 | 0 | 0 | 0 | 0 | 0 | 0 | 0
2000 | 2 | 12 | 0 | 0 | 0 | 0 | 0 | 0 | 0 | 0 | 0 | 0 | 0 | 0 | 0
2000 | 2 | 13 | 0.06 | 0.06 | 0.01 | 0 | 0.06 | 0.01 | 0 | 0 | 0 | 0 | 0 | 0 | 0
2000 | 2 | 14 | 0.4 | 0.4 | 0.35 | 0 | 0.4 | 0.35 | 0 | 0 | 0 | 0 | 0 | 0 | 0
2000 | 2 | 15 | 0 | 0 | 0 | 0 | 0 | 0 | 0 | 0 | 0 | 0 | 0 | 0 | 0
2000 | 2 | 16 | 0.01 | 0.01 | 0 | 0 | 0.01 | 0 | 0 | 0 | 0 | 0 | 0 | 0 | 0
2000 | 2 | 17 | 0 | 0 | 0 | 0 | 0 | 0 | 0 | 0 | 0 | 0 | 0 | 0 | 0
2000 | 2 | 18 | 0.58 | 0.58 | 0.53 | 0 | 0.58 | 0.53 | 0 | 0 | 0 | 0 | 0 | 0 | 0
2000 | 2 | 19 | 0.19 | 0.19 | 0.14 | 0 | 0.19 | 0.14 | 0 | 0 | 0 | 0 | 0 | 0 | 0
2000 | 2 | 20 | 0 | 0 | 0 | 0 | 0 | 0 | 0 | 0 | 0 | 0 | 0 | 0 | 0
2000 | 2 | 21 | 0 | 0 | 0 | 0 | 0 | 0 | 0 | 0 | 0 | 0 | 0 | 0 | 0
2000 | 2 | 22 | 0 | 0 | 0 | 0 | 0 | 0 | 0 | 0 | 0 | 0 | 0 | 0 | 0
2000 | 2 | 23 | 0 | 0 | 0 | 0 | 0 | 0 | 0 | 0 | 0 | 0 | 0 | 0 | 0
2000 | 2 | 24 | 0 | 0 | 0 | 0 | 0 | 0 | 0 | 0 | 0 | 0 | 0 | 0 | 0
2000 | 2 | 25 | 0 | 0 | 0 | 0 | 0 | 0 | 0 | 0 | 0 | 0 | 0 | 0 | 0
2000 | 2 | 26 | 0 | 0 | 0 | 0 | 0 | 0 | 0 | 0 | 0 | 0 | 0 | 0 | 0
2000 | 2 | 27 | 0.64 | 0.64 | 0.59 | 0 | 0.64 | 0.59 | 0 | 0 | 0 | 0 | 0 | 0 | 0
2000 | 2 | 28 | 0.14 | 0.14 | 0.09 | 0 | 0.14 | 0.09 | 0 | 0 | 0 | 0 | 0 | 0 | 0
2000 | 2 | 29 | 0 | 0 | 0 | 0 | 0 | 0 | 0 | 0 | 0 | 0 | 0 | 0 | 0
2000 | 3 | 1 | 0 | 0 | 0 | 0 | 0 | 0 | 0 | 0 | 0 | 0 | 0 | 0 | 0
2000 | 3 | 2 | 0 | 0 | 0 | 0 | 0 | 0 | 0 | 0 | 0 | 0 | 0 | 0 | 0
2000 | 3 | 3 | 0 | 0 | 0 | 0 | 0 | 0 | 0 | 0 | 0 | 0 | 0 | 0 | 0
2000 | 3 | 4 | 0 | 0 | 0 | 0 | 0 | 0 | 0 | 0 | 0 | 0 | 0 | 0 | 0
2000 | 3 | 5 | 0 | 0 | 0 | 0 | 0 | 0 | 0 | 0 | 0 | 0 | 0 | 0 | 0
2000 | 3 | 6 | 0 | 0 | 0 | 0 | 0 | 0 | 0 | 0 | 0 | 0 | 0 | 0 | 0
2000 | 3 | 7 | 0 | 0 | 0 | 0 | 0 | 0 | 0 | 0 | 0 | 0 | 0 | 0 | 0
2000 | 3 | 8 | 0 | 0 | 0 | 0 | 0 | 0 | 0 | 0 | 0 | 0 | 0 | 0 | 0
2000 | 3 | 9 | 0 | 0 | 0 | 0 | 0 | 0 | 0 | 0 | 0 | 0 | 0 | 0 | 0
2000 | 3 | 10 | 0 | 0 | 0 | 0 | 0 | 0 | 0 | 0 | 0 | 0 | 0 | 0 | 0
2000 | 3 | 11 | 0.06 | 0.06 | 0.01 | 0 | 0.06 | 0.01 | 0 | 0 | 0 | 0 | 0 | 0 | 0
2000 | 3 | 12 | 0.18 | 0.18 | 0.13 | 0 | 0.18 | 0.13 | 0 | 0 | 0 | 0 | 0 | 0 | 0
2000 | 3 | 13 | 0 | 0 | 0 | 0 | 0 | 0 | 0 | 0 | 0 | 0 | 0 | 0 | 0
2000 | 3 | 14 | 0 | 0 | 0 | 0 | 0 | 0 | 0 | 0 | 0 | 0 | 0 | 0 | 0
2000 | 3 | 15 | 0 | 0 | 0 | 0 | 0 | 0 | 0 | 0 | 0 | 0 | 0 | 0 | 0
2000 | 3 | 16 | 0.3 | 0.3 | 0.25 | 0 | 0.3 | 0.25 | 0 | 0 | 0 | 0 | 0 | 0 | 0
2000 | 3 | 17 | 0.09 | 0.09 | 0.04 | 0 | 0.09 | 0.04 | 0 | 0 | 0 | 0 | 0 | 0 | 0
2000 | 3 | 18 | 0 | 0 | 0 | 0 | 0 | 0 | 0 | 0 | 0 | 0 | 0 | 0 | 0
2000 | 3 | 19 | 0 | 0 | 0 | 0 | 0 | 0 | 0 | 0 | 0 | 0 | 0 | 0 | 0
2000 | 3 | 20 | 0.01 | 0.01 | 0 | 0 | 0.01 | 0 | 0 | 0 | 0 | 0 | 0 | 0 | 0
2000 | 3 | 21 | 1.82 | 1 | 0.95 | 0 | 1 | 0.95 | 0 | 0 | 0 | 0 | 0 | 0 | 0
2000 | 3 | 22 | 0.16 | 0.16 | 0.11 | 0 | 0.16 | 0.11 | 0 | 0 | 0 | 0 | 0 | 0 | 0
2000 | 3 | 23 | 0 | 0 | 0 | 0 | 0 | 0 | 0 | 0 | 0 | 0 | 0 | 0 | 0
2000 | 3 | 24 | 0 | 0 | 0 | 0 | 0 | 0 | 0 | 0 | 0 | 0 | 0 | 0 | 0
2000 | 3 | 25 | 0.42 | 0.42 | 0.37 | 0 | 0.42 | 0.37 | 0 | 0 | 0 | 0 | 0 | 0 | 0
2000 | 3 | 26 | 0 | 0 | 0 | 0 | 0 | 0 | 0 | 0 | 0 | 0 | 0 | 0 | 0
2000 | 3 | 27 | 0.89 | 0.89 | 0.84 | 0 | 0.89 | 0.84 | 0 | 0 | 0 | 0 | 0 | 0 | 0
2000 | 3 | 28 | 0.05 | 0.05 | 0 | 0 | 0.05 | 0 | 0 | 0 | 0 | 0 | 0 | 0 | 0
2000 | 3 | 29 | 0 | 0 | 0 | 0 | 0 | 0 | 0 | 0 | 0 | 0 | 0 | 0 | 0
2000 | 3 | 30 | 0 | 0 | 0 | 0 | 0 | 0 | 0 | 0 | 0 | 0 | 0 | 0 | 0
2000 | 3 | 31 | 0 | 0 | 0 | 0 | 0 | 0 | 0 | 0 | 0 | 0 | 0 | 0 | 0
2000 | 4 | 1 | 0 | 0 | 0 | 0 | 0 | 0 | 0 | 0 | 0 | 0 | 0 | 0 | 0
2000 | 4 | 2 | 0.04 | 0.04 | 0 | 0 | 0.04 | 0 | 0 | 0 | 0 | 0 | 0 | 0 | 0
2000 | 4 | 3 | 0.15 | 0.15 | 0.1 | 0 | 0.15 | 0.1 | 0 | 0 | 0 | 0 | 0 | 0 | 0
2000 | 4 | 4 | 0.3 | 0.3 | 0.25 | 0 | 0.3 | 0.25 | 0 | 0 | 0 | 0 | 0 | 0 | 0
2000 | 4 | 5 | 0 | 0 | 0 | 0 | 0 | 0 | 0 | 0 | 0 | 0 | 0 | 0 | 0
2000 | 4 | 6 | 0 | 0 | 0 | 0 | 0 | 0 | 0 | 0 | 0 | 0 | 0 | 0 | 0
2000 | 4 | 7 | 0 | 0 | 0 | 0 | 0 | 0 | 0 | 0 | 0 | 0 | 0 | 0 | 0
2000 | 4 | 8 | 0.83 | 0.83 | 0.78 | 0 | 0.83 | 0.78 | 0 | 0 | 0 | 0 | 0 | 0 | 0
2000 | 4 | 9 | 0.05 | 0.05 | 0 | 0 | 0.05 | 0 | 0 | 0 | 0 | 0 | 0 | 0 | 0
2000 | 4 | 10 | 0 | 0 | 0 | 0 | 0 | 0 | 0 | 0 | 0 | 0 | 0 | 0 | 0
2000 | 4 | 11 | 0.03 | 0.03 | 0 | 0 | 0.03 | 0 | 0 | 0 | 0 | 0 | 0 | 0 | 0
2000 | 4 | 12 | 0.01 | 0.01 | 0 | 0 | 0.01 | 0 | 0 | 0 | 0 | 0 | 0 | 0 | 0
2000 | 4 | 13 | 0 | 0 | 0 | 0 | 0 | 0 | 0 | 0 | 0 | 0 | 0 | 0 | 0
2000 | 4 | 14 | 0 | 0 | 0 | 0 | 0 | 0 | 0 | 0 | 0 | 0 | 0 | 0 | 0
2000 | 4 | 15 | 0.18 | 0.18 | 0.13 | 0 | 0.18 | 0.13 | 0 | 0 | 0 | 0 | 0 | 0 | 0
2000 | 4 | 16 | 0 | 0 | 0 | 0 | 0 | 0 | 0 | 0 | 0 | 0 | 0 | 0 | 0
2000 | 4 | 17 | 1.44 | 1 | 0.95 | 0 | 1 | 0.95 | 0 | 0 | 0 | 0 | 0 | 0 | 0
2000 | 4 | 18 | 0.24 | 0.24 | 0.19 | 0 | 0.24 | 0.19 | 0 | 0 | 0 | 0 | 0 | 0 | 0
2000 | 4 | 19 | 0 | 0 | 0 | 0 | 0 | 0 | 0 | 0 | 0 | 0 | 0 | 0 | 0
2000 | 4 | 20 | 0 | 0 | 0 | 0 | 0 | 0 | 0 | 0 | 0 | 0 | 0 | 0 | 0
2000 | 4 | 21 | 0.85 | 0.85 | 0.8 | 0 | 0.85 | 0.8 | 0 | 0 | 0 | 0 | 0 | 0 | 0
2000 | 4 | 22 | 0.01 | 0.01 | 0 | 0 | 0.01 | 0 | 0 | 0 | 0 | 0 | 0 | 0 | 0
2000 | 4 | 23 | 0 | 0 | 0 | 0 | 0 | 0 | 0 | 0 | 0 | 0 | 0 | 0 | 0
2000 | 4 | 24 | 0 | 0 | 0 | 0 | 0 | 0 | 0 | 0 | 0 | 0 | 0 | 0 | 0
2000 | 4 | 25 | 1 | 1 | 0.95 | 0 | 1 | 0.95 | 0 | 0 | 0 | 0 | 0 | 0 | 0
2000 | 4 | 26 | 0 | 0 | 0 | 0 | 0 | 0 | 0 | 0 | 0 | 0 | 0 | 0 | 0
2000 | 4 | 27 | 0 | 0 | 0 | 0 | 0 | 0 | 0 | 0 | 0 | 0 | 0 | 0 | 0
2000 | 4 | 28 | 0 | 0 | 0 | 0 | 0 | 0 | 0 | 0 | 0 | 0 | 0 | 0 | 0
2000 | 4 | 29 | 0 | 0 | 0 | 0 | 0 | 0 | 0 | 0 | 0 | 0 | 0 | 0 | 0
2000 | 4 | 30 | 0 | 0 | 0 | 0 | 0 | 0 | 0 | 0 | 0 | 0 | 0 | 0 | 0
2000 | 5 | 1 | 0 | 0 | 0 | 0 | 0 | 0 | 0 | 0 | 0 | 0 | 0 | 0 | 0
2000 | 5 | 2 | 0.03 | 0.03 | 0 | 0 | 0.03 | 0 | 0 | 0 | 0 | 0 | 0 | 0 | 0
2000 | 5 | 3 | 0 | 0 | 0 | 0 | 0 | 0 | 0 | 0 | 0 | 0 | 0 | 0 | 0
2000 | 5 | 4 | 0 | 0 | 0 | 0 | 0 | 0 | 0 | 0 | 0 | 0 | 0 | 0 | 0
2000 | 5 | 5 | 0 | 0 | 0 | 0 | 0 | 0 | 0 | 0 | 0 | 0 | 0 | 0 | 0
2000 | 5 | 6 | 0 | 0 | 0 | 0 | 0 | 0 | 0 | 0 | 0 | 0 | 0 | 0 | 0
2000 | 5 | 7 | 0 | 0 | 0 | 0 | 0 | 0 | 0 | 0 | 0 | 0 | 0 | 0 | 0
2000 | 5 | 8 | 0 | 0 | 0 | 0 | 0 | 0 | 0 | 0 | 0 | 0 | 0 | 0 | 0
2000 | 5 | 9 | 0 | 0 | 0 | 0 | 0 | 0 | 0 | 0 | 0 | 0 | 0 | 0 | 0
2000 | 5 | 10 | 0.39 | 0.39 | 0.34 | 0 | 0.39 | 0.34 | 0 | 0 | 0 | 0 | 0 | 0 | 0
2000 | 5 | 11 | 0 | 0 | 0 | 0 | 0 | 0 | 0 | 0 | 0 | 0 | 0 | 0 | 0
2000 | 5 | 12 | 0 | 0 | 0 | 0 | 0 | 0 | 0 | 0 | 0 | 0 | 0 | 0 | 0
2000 | 5 | 13 | 0.61 | 0.61 | 0.56 | 0 | 0.61 | 0.56 | 0 | 0 | 0 | 0 | 0 | 0 | 0
2000 | 5 | 14 | 0 | 0 | 0 | 0 | 0 | 0 | 0 | 0 | 0 | 0 | 0 | 0 | 0
2000 | 5 | 15 | 0 | 0 | 0 | 0 | 0 | 0 | 0 | 0 | 0 | 0 | 0 | 0 | 0
2000 | 5 | 16 | 0 | 0 | 0 | 0 | 0 | 0 | 0 | 0 | 0 | 0 | 0 | 0 | 0
2000 | 5 | 17 | 0 | 0 | 0 | 0 | 0 | 0 | 0 | 0 | 0 | 0 | 0 | 0 | 0
2000 | 5 | 18 | 0 | 0 | 0 | 0 | 0 | 0 | 0 | 0 | 0 | 0 | 0 | 0 | 0
2000 | 5 | 19 | 0.36 | 0.36 | 0.31 | 0 | 0.36 | 0.31 | 0 | 0 | 0 | 0 | 0 | 0 | 0
2000 | 5 | 20 | 0 | 0 | 0 | 0 | 0 | 0 | 0 | 0 | 0 | 0 | 0 | 0 | 0
2000 | 5 | 21 | 0.11 | 0.11 | 0.06 | 0 | 0.11 | 0.06 | 0 | 0 | 0 | 0 | 0 | 0 | 0
2000 | 5 | 22 | 0.81 | 0.81 | 0.76 | 0 | 0.81 | 0.76 | 0 | 0 | 0 | 0 | 0 | 0 | 0
2000 | 5 | 23 | 0.02 | 0.02 | 0 | 0 | 0.02 | 0 | 0 | 0 | 0 | 0 | 0 | 0 | 0
2000 | 5 | 24 | 0.37 | 0.37 | 0.32 | 0 | 0.37 | 0.32 | 0 | 0 | 0 | 0 | 0 | 0 | 0
2000 | 5 | 25 | 0 | 0 | 0 | 0 | 0 | 0 | 0 | 0 | 0 | 0 | 0 | 0 | 0
2000 | 5 | 26 | 0 | 0 | 0 | 0 | 0 | 0 | 0 | 0 | 0 | 0 | 0 | 0 | 0
2000 | 5 | 27 | 0.11 | 0.11 | 0.06 | 0 | 0.11 | 0.06 | 0 | 0 | 0 | 0 | 0 | 0 | 0
2000 | 5 | 28 | 0.27 | 0.27 | 0.22 | 0 | 0.27 | 0.22 | 0 | 0 | 0 | 0 | 0 | 0 | 0
2000 | 5 | 29 | 0 | 0 | 0 | 0 | 0 | 0 | 0 | 0 | 0 | 0 | 0 | 0 | 0
2000 | 5 | 30 | 0 | 0 | 0 | 0 | 0 | 0 | 0 | 0 | 0 | 0 | 0 | 0 | 0
2000 | 5 | 31 | 0 | 0 | 0 | 0 | 0 | 0 | 0 | 0 | 0 | 0 | 0 | 0 | 0
2000 | 6 | 1 | 0 | 0 | 0 | 0 | 0 | 0 | 0 | 0 | 0 | 0 | 0 | 0 | 0
2000 | 6 | 2 | 0.78 | 0.78 | 0.73 | 0 | 0.78 | 0.73 | 0 | 0 | 0 | 0 | 0 | 0 | 0
2000 | 6 | 3 | 0 | 0 | 0 | 0 | 0 | 0 | 0 | 0 | 0 | 0 | 0 | 0 | 0
2000 | 6 | 4 | 0 | 0 | 0 | 0 | 0 | 0 | 0 | 0 | 0 | 0 | 0 | 0 | 0
2000 | 6 | 5 | 0.07 | 0.07 | 0.02 | 0 | 0.07 | 0.02 | 0 | 0 | 0 | 0 | 0 | 0 | 0
2000 | 6 | 6 | 0.38 | 0.38 | 0.33 | 0 | 0.38 | 0.33 | 0 | 0 | 0 | 0 | 0 | 0 | 0
2000 | 6 | 7 | 0 | 0 | 0 | 0 | 0 | 0 | 0 | 0 | 0 | 0 | 0 | 0 | 0
2000 | 6 | 8 | 0 | 0 | 0 | 0 | 0 | 0 | 0 | 0 | 0 | 0 | 0 | 0 | 0
2000 | 6 | 9 | 0 | 0 | 0 | 0 | 0 | 0 | 0 | 0 | 0 | 0 | 0 | 0 | 0
2000 | 6 | 10 | 0 | 0 | 0 | 0 | 0 | 0 | 0 | 0 | 0 | 0 | 0 | 0 | 0
2000 | 6 | 11 | 0 | 0 | 0 | 0 | 0 | 0 | 0 | 0 | 0 | 0 | 0 | 0 | 0
2000 | 6 | 12 | 0.34 | 0.34 | 0.29 | 0 | 0.34 | 0.29 | 0 | 0 | 0 | 0 | 0 | 0 | 0
2000 | 6 | 13 | 0.01 | 0.01 | 0 | 0 | 0.01 | 0 | 0 | 0 | 0 | 0 | 0 | 0 | 0
2000 | 6 | 14 | 0.01 | 0.01 | 0 | 0 | 0.01 | 0 | 0 | 0 | 0 | 0 | 0 | 0 | 0
2000 | 6 | 15 | 0.64 | 0.64 | 0.59 | 0 | 0.64 | 0.59 | 0 | 0 | 0 | 0 | 0 | 0 | 0
2000 | 6 | 16 | 0 | 0 | 0 | 0 | 0 | 0 | 0 | 0 | 0 | 0 | 0 | 0 | 0
2000 | 6 | 17 | 0.66 | 0.66 | 0.61 | 0 | 0.66 | 0.61 | 0 | 0 | 0 | 0 | 0 | 0 | 0
2000 | 6 | 18 | 0.13 | 0.13 | 0.08 | 0 | 0.13 | 0.08 | 0 | 0 | 0 | 0 | 0 | 0 | 0
2000 | 6 | 19 | 0.01 | 0.01 | 0 | 0 | 0.01 | 0 | 0 | 0 | 0 | 0 | 0 | 0 | 0
2000 | 6 | 20 | 0 | 0 | 0 | 0 | 0 | 0 | 0 | 0 | 0 | 0 | 0 | 0 | 0
2000 | 6 | 21 | 1.07 | 1 | 0.95 | 0 | 1 | 0.95 | 0 | 0 | 0 | 0 | 0 | 0 | 0
2000 | 6 | 22 | 0.08 | 0.08 | 0.03 | 0 | 0.08 | 0.03 | 0 | 0 | 0 | 0 | 0 | 0 | 0
2000 | 6 | 23 | 0 | 0 | 0 | 0 | 0 | 0 | 0 | 0 | 0 | 0 | 0 | 0 | 0
2000 | 6 | 24 | 0 | 0 | 0 | 0 | 0 | 0 | 0 | 0 | 0 | 0 | 0 | 0 | 0
2000 | 6 | 25 | 0.48 | 0.48 | 0.43 | 0 | 0.48 | 0.43 | 0 | 0 | 0 | 0 | 0 | 0 | 0
2000 | 6 | 26 | 0.05 | 0.05 | 0 | 0 | 0.05 | 0 | 0 | 0 | 0 | 0 | 0 | 0 | 0
2000 | 6 | 27 | 0.11 | 0.11 | 0.06 | 0 | 0.11 | 0.06 | 0 | 0 | 0 | 0 | 0 | 0 | 0
2000 | 6 | 28 | 0.09 | 0.09 | 0.04 | 0 | 0.09 | 0.04 | 0 | 0 | 0 | 0 | 0 | 0 | 0
2000 | 6 | 29 | 0.02 | 0.02 | 0 | 0 | 0.02 | 0 | 0 | 0 | 0 | 0 | 0 | 0 | 0
2000 | 6 | 30 | 0 | 0 | 0 | 0 | 0 | 0 | 0 | 0 | 0 | 0 | 0 | 0 | 0
2000 | 7 | 1 | 0 | 0 | 0 | 0 | 0 | 0 | 0 | 0 | 0 | 0 | 0 | 0 | 0
2000 | 7 | 2 | 0 | 0 | 0 | 0 | 0 | 0 | 0 | 0 | 0 | 0 | 0 | 0 | 0
2000 | 7 | 3 | 0.62 | 0.62 | 0.57 | 0 | 0.62 | 0.57 | 0 | 0 | 0 | 0 | 0 | 0 | 0
2000 | 7 | 4 | 0.03 | 0.03 | 0 | 0 | 0.03 | 0 | 0 | 0 | 0 | 0 | 0 | 0 | 0
2000 | 7 | 5 | 0 | 0 | 0 | 0 | 0 | 0 | 0 | 0 | 0 | 0 | 0 | 0 | 0
2000 | 7 | 6 | 0 | 0 | 0 | 0 | 0 | 0 | 0 | 0 | 0 | 0 | 0 | 0 | 0
2000 | 7 | 7 | 0 | 0 | 0 | 0 | 0 | 0 | 0 | 0 | 0 | 0 | 0 | 0 | 0
2000 | 7 | 8 | 0 | 0 | 0 | 0 | 0 | 0 | 0 | 0 | 0 | 0 | 0 | 0 | 0
2000 | 7 | 9 | 0 | 0 | 0 | 0 | 0 | 0 | 0 | 0 | 0 | 0 | 0 | 0 | 0
2000 | 7 | 10 | 0.09 | 0.09 | 0.04 | 0 | 0.09 | 0.04 | 0 | 0 | 0 | 0 | 0 | 0 | 0
2000 | 7 | 11 | 0 | 0 | 0 | 0 | 0 | 0 | 0 | 0 | 0 | 0 | 0 | 0 | 0
2000 | 7 | 12 | 0 | 0 | 0 | 0 | 0 | 0 | 0 | 0 | 0 | 0 | 0 | 0 | 0
2000 | 7 | 13 | 0 | 0 | 0 | 0 | 0 | 0 | 0 | 0 | 0 | 0 | 0 | 0 | 0
2000 | 7 | 14 | 1.32 | 1 | 0.95 | 0 | 1 | 0.95 | 0 | 0 | 0 | 0 | 0 | 0 | 0
2000 | 7 | 15 | 0.07 | 0.07 | 0.02 | 0 | 0.07 | 0.02 | 0 | 0 | 0 | 0 | 0 | 0 | 0
2000 | 7 | 16 | 0.49 | 0.49 | 0.44 | 0 | 0.49 | 0.44 | 0 | 0 | 0 | 0 | 0 | 0 | 0
2000 | 7 | 17 | 0 | 0 | 0 | 0 | 0 | 0 | 0 | 0 | 0 | 0 | 0 | 0 | 0
2000 | 7 | 18 | 0 | 0 | 0 | 0 | 0 | 0 | 0 | 0 | 0 | 0 | 0 | 0 | 0
2000 | 7 | 19 | 0.52 | 0.52 | 0.47 | 0 | 0.52 | 0.47 | 0 | 0 | 0 | 0 | 0 | 0 | 0
2000 | 7 | 20 | 0.07 | 0.07 | 0.02 | 0 | 0.07 | 0.02 | 0 | 0 | 0 | 0 | 0 | 0 | 0
2000 | 7 | 21 | 0 | 0 | 0 | 0 | 0 | 0 | 0 | 0 | 0 | 0 | 0 | 0 | 0
2000 | 7 | 22 | 0 | 0 | 0 | 0 | 0 | 0 | 0 | 0 | 0 | 0 | 0 | 0 | 0
2000 | 7 | 23 | 0 | 0 | 0 | 0 | 0 | 0 | 0 | 0 | 0 | 0 | 0 | 0 | 0
2000 | 7 | 24 | 0.34 | 0.34 | 0.29 | 0 | 0.34 | 0.29 | 0 | 0 | 0 | 0 | 0 | 0 | 0
2000 | 7 | 25 | 0 | 0 | 0 | 0 | 0 | 0 | 0 | 0 | 0 | 0 | 0 | 0 | 0
2000 | 7 | 26 | 0.65 | 0.65 | 0.6 | 0 | 0.65 | 0.6 | 0 | 0 | 0 | 0 | 0 | 0 | 0
2000 | 7 | 27 | 0.01 | 0.01 | 0 | 0 | 0.01 | 0 | 0 | 0 | 0 | 0 | 0 | 0 | 0
2000 | 7 | 28 | 0.75 | 0.75 | 0.7 | 0 | 0.75 | 0.7 | 0 | 0 | 0 | 0 | 0 | 0 | 0
2000 | 7 | 29 | 0 | 0 | 0 | 0 | 0 | 0 | 0 | 0 | 0 | 0 | 0 | 0 | 0
2000 | 7 | 30 | 0.53 | 0.53 | 0.48 | 0 | 0.53 | 0.48 | 0 | 0 | 0 | 0 | 0 | 0 | 0
2000 | 7 | 31 | 0.02 | 0.02 | 0 | 0 | 0.02 | 0 | 0 | 0 | 0 | 0 | 0 | 0 | 0
2000 | 8 | 1 | 0.17 | 0.17 | 0.12 | 0 | 0.17 | 0.12 | 0 | 0 | 0 | 0 | 0 | 0 | 0
2000 | 8 | 2 | 0 | 0 | 0 | 0 | 0 | 0 | 0 | 0 | 0 | 0 | 0 | 0 | 0
2000 | 8 | 3 | 0.35 | 0.35 | 0.3 | 0 | 0.35 | 0.3 | 0 | 0 | 0 | 0 | 0 | 0 | 0
2000 | 8 | 4 | 0.28 | 0.28 | 0.23 | 0 | 0.28 | 0.23 | 0 | 0 | 0 | 0 | 0 | 0 | 0
2000 | 8 | 5 | 0 | 0 | 0 | 0 | 0 | 0 | 0 | 0 | 0 | 0 | 0 | 0 | 0
2000 | 8 | 6 | 0.75 | 0.75 | 0.7 | 0 | 0.75 | 0.7 | 0 | 0 | 0 | 0 | 0 | 0 | 0
2000 | 8 | 7 | 0.61 | 0.61 | 0.56 | 0 | 0.61 | 0.56 | 0 | 0 | 0 | 0 | 0 | 0 | 0
2000 | 8 | 8 | 0 | 0 | 0 | 0 | 0 | 0 | 0 | 0 | 0 | 0 | 0 | 0 | 0
2000 | 8 | 9 | 0.07 | 0.07 | 0.02 | 0 | 0.07 | 0.02 | 0 | 0 | 0 | 0 | 0 | 0 | 0
2000 | 8 | 10 | 0 | 0 | 0 | 0 | 0 | 0 | 0 | 0 | 0 | 0 | 0 | 0 | 0
2000 | 8 | 11 | 0 | 0 | 0 | 0 | 0 | 0 | 0 | 0 | 0 | 0 | 0 | 0 | 0
2000 | 8 | 12 | 0 | 0 | 0 | 0 | 0 | 0 | 0 | 0 | 0 | 0 | 0 | 0 | 0
2000 | 8 | 13 | 0.06 | 0.06 | 0.01 | 0 | 0.06 | 0.01 | 0 | 0 | 0 | 0 | 0 | 0 | 0
2000 | 8 | 14 | 0.05 | 0.05 | 0 | 0 | 0.05 | 0 | 0 | 0 | 0 | 0 | 0 | 0 | 0
2000 | 8 | 15 | 0.02 | 0.02 | 0 | 0 | 0.02 | 0 | 0 | 0 | 0 | 0 | 0 | 0 | 0
2000 | 8 | 16 | 0 | 0 | 0 | 0 | 0 | 0 | 0 | 0 | 0 | 0 | 0 | 0 | 0
2000 | 8 | 17 | 0 | 0 | 0 | 0 | 0 | 0 | 0 | 0 | 0 | 0 | 0 | 0 | 0
2000 | 8 | 18 | 0.08 | 0.08 | 0.03 | 0 | 0.08 | 0.03 | 0 | 0 | 0 | 0 | 0 | 0 | 0
2000 | 8 | 19 | 0 | 0 | 0 | 0 | 0 | 0 | 0 | 0 | 0 | 0 | 0 | 0 | 0
2000 | 8 | 20 | 0 | 0 | 0 | 0 | 0 | 0 | 0 | 0 | 0 | 0 | 0 | 0 | 0
2000 | 8 | 21 | 0 | 0 | 0 | 0 | 0 | 0 | 0 | 0 | 0 | 0 | 0 | 0 | 0
2000 | 8 | 22 | 0 | 0 | 0 | 0 | 0 | 0 | 0 | 0 | 0 | 0 | 0 | 0 | 0
2000 | 8 | 23 | 0 | 0 | 0 | 0 | 0 | 0 | 0 | 0 | 0 | 0 | 0 | 0 | 0
2000 | 8 | 24 | 0 | 0 | 0 | 0 | 0 | 0 | 0 | 0 | 0 | 0 | 0 | 0 | 0
2000 | 8 | 25 | 0 | 0 | 0 | 0 | 0 | 0 | 0 | 0 | 0 | 0 | 0 | 0 | 0
2000 | 8 | 26 | 0 | 0 | 0 | 0 | 0 | 0 | 0 | 0 | 0 | 0 | 0 | 0 | 0
2000 | 8 | 27 | 0.28 | 0.28 | 0.23 | 0 | 0.28 | 0.23 | 0 | 0 | 0 | 0 | 0 | 0 | 0
2000 | 8 | 28 | 0 | 0 | 0 | 0 | 0 | 0 | 0 | 0 | 0 | 0 | 0 | 0 | 0
2000 | 8 | 29 | 0.4 | 0.4 | 0.35 | 0 | 0.4 | 0.35 | 0 | 0 | 0 | 0 | 0 | 0 | 0
2000 | 8 | 30 | 0.02 | 0.02 | 0 | 0 | 0.02 | 0 | 0 | 0 | 0 | 0 | 0 | 0 | 0
2000 | 8 | 31 | 0.63 | 0.63 | 0.58 | 0 | 0.63 | 0.58 | 0 | 0 | 0 | 0 | 0 | 0 | 0
2000 | 9 | 1 | 0.06 | 0.06 | 0.01 | 0 | 0.06 | 0.01 | 0 | 0 | 0 | 0 | 0 | 0 | 0
2000 | 9 | 2 | 1.65 | 1 | 0.95 | 0 | 1 | 0.95 | 0 | 0 | 0 | 0 | 0 | 0 | 0
2000 | 9 | 3 | 0.1 | 0.1 | 0.05 | 0 | 0.1 | 0.05 | 0 | 0 | 0 | 0 | 0 | 0 | 0
2000 | 9 | 4 | 0.08 | 0.08 | 0.03 | 0 | 0.08 | 0.03 | 0 | 0 | 0 | 0 | 0 | 0 | 0
2000 | 9 | 5 | 0 | 0 | 0 | 0 | 0 | 0 | 0 | 0 | 0 | 0 | 0 | 0 | 0
2000 | 9 | 6 | 0 | 0 | 0 | 0 | 0 | 0 | 0 | 0 | 0 | 0 | 0 | 0 | 0
2000 | 9 | 7 | 0 | 0 | 0 | 0 | 0 | 0 | 0 | 0 | 0 | 0 | 0 | 0 | 0
2000 | 9 | 8 | 0 | 0 | 0 | 0 | 0 | 0 | 0 | 0 | 0 | 0 | 0 | 0 | 0
2000 | 9 | 9 | 0 | 0 | 0 | 0 | 0 | 0 | 0 | 0 | 0 | 0 | 0 | 0 | 0
2000 | 9 | 10 | 0 | 0 | 0 | 0 | 0 | 0 | 0 | 0 | 0 | 0 | 0 | 0 | 0
2000 | 9 | 11 | 0 | 0 | 0 | 0 | 0 | 0 | 0 | 0 | 0 | 0 | 0 | 0 | 0
2000 | 9 | 12 | 0 | 0 | 0 | 0 | 0 | 0 | 0 | 0 | 0 | 0 | 0 | 0 | 0
2000 | 9 | 13 | 0 | 0 | 0 | 0 | 0 | 0 | 0 | 0 | 0 | 0 | 0 | 0 | 0
2000 | 9 | 14 | 0.02 | 0.02 | 0 | 0 | 0.02 | 0 | 0 | 0 | 0 | 0 | 0 | 0 | 0
2000 | 9 | 15 | 0.01 | 0.01 | 0 | 0 | 0.01 | 0 | 0 | 0 | 0 | 0 | 0 | 0 | 0
2000 | 9 | 16 | 0 | 0 | 0 | 0 | 0 | 0 | 0 | 0 | 0 | 0 | 0 | 0 | 0
2000 | 9 | 17 | 0 | 0 | 0 | 0 | 0 | 0 | 0 | 0 | 0 | 0 | 0 | 0 | 0
2000 | 9 | 18 | 0 | 0 | 0 | 0 | 0 | 0 | 0 | 0 | 0 | 0 | 0 | 0 | 0
2000 | 9 | 19 | 0.85 | 0.85 | 0.8 | 0 | 0.85 | 0.8 | 0 | 0 | 0 | 0 | 0 | 0 | 0
2000 | 9 | 20 | 0 | 0 | 0 | 0 | 0 | 0 | 0 | 0 | 0 | 0 | 0 | 0 | 0
2000 | 9 | 21 | 0 | 0 | 0 | 0 | 0 | 0 | 0 | 0 | 0 | 0 | 0 | 0 | 0
2000 | 9 | 22 | 0 | 0 | 0 | 0 | 0 | 0 | 0 | 0 | 0 | 0 | 0 | 0 | 0
2000 | 9 | 23 | 0 | 0 | 0 | 0 | 0 | 0 | 0 | 0 | 0 | 0 | 0 | 0 | 0
2000 | 9 | 24 | 0 | 0 | 0 | 0 | 0 | 0 | 0 | 0 | 0 | 0 | 0 | 0 | 0
2000 | 9 | 25 | 1.86 | 1 | 0.95 | 0 | 1 | 0.95 | 0 | 0 | 0 | 0 | 0 | 0 | 0
2000 | 9 | 26 | 0.28 | 0.28 | 0.23 | 0 | 0.28 | 0.23 | 0 | 0 | 0 | 0 | 0 | 0 | 0
2000 | 9 | 27 | 0 | 0 | 0 | 0 | 0 | 0 | 0 | 0 | 0 | 0 | 0 | 0 | 0
2000 | 9 | 28 | 0 | 0 | 0 | 0 | 0 | 0 | 0 | 0 | 0 | 0 | 0 | 0 | 0
2000 | 9 | 29 | 0 | 0 | 0 | 0 | 0 | 0 | 0 | 0 | 0 | 0 | 0 | 0 | 0
2000 | 9 | 30 | 0 | 0 | 0 | 0 | 0 | 0 | 0 | 0 | 0 | 0 | 0 | 0 | 0
2000 | 10 | 1 | 0 | 0 | 0 | 0 | 0 | 0 | 0 | 0 | 0 | 0 | 0 | 0 | 0
2000 | 10 | 2 | 0 | 0 | 0 | 0 | 0 | 0 | 0 | 0 | 0 | 0 | 0 | 0 | 0
2000 | 10 | 3 | 0 | 0 | 0 | 0 | 0 | 0 | 0 | 0 | 0 | 0 | 0 | 0 | 0
2000 | 10 | 4 | 0 | 0 | 0 | 0 | 0 | 0 | 0 | 0 | 0 | 0 | 0 | 0 | 0
2000 | 10 | 5 | 0 | 0 | 0 | 0 | 0 | 0 | 0 | 0 | 0 | 0 | 0 | 0 | 0
2000 | 10 | 6 | 0 | 0 | 0 | 0 | 0 | 0 | 0 | 0 | 0 | 0 | 0 | 0 | 0
2000 | 10 | 7 | 0 | 0 | 0 | 0 | 0 | 0 | 0 | 0 | 0 | 0 | 0 | 0 | 0
2000 | 10 | 8 | 0 | 0 | 0 | 0 | 0 | 0 | 0 | 0 | 0 | 0 | 0 | 0 | 0
2000 | 10 | 9 | 0.01 | 0.01 | 0 | 0 | 0.01 | 0 | 0 | 0 | 0 | 0 | 0 | 0 | 0
2000 | 10 | 10 | 0 | 0 | 0 | 0 | 0 | 0 | 0 | 0 | 0 | 0 | 0 | 0 | 0
2000 | 10 | 11 | 0 | 0 | 0 | 0 | 0 | 0 | 0 | 0 | 0 | 0 | 0 | 0 | 0
2000 | 10 | 12 | 0 | 0 | 0 | 0 | 0 | 0 | 0 | 0 | 0 | 0 | 0 | 0 | 0
2000 | 10 | 13 | 0 | 0 | 0 | 0 | 0 | 0 | 0 | 0 | 0 | 0 | 0 | 0 | 0
2000 | 10 | 14 | 0 | 0 | 0 | 0 | 0 | 0 | 0 | 0 | 0 | 0 | 0 | 0 | 0
2000 | 10 | 15 | 0 | 0 | 0 | 0 | 0 | 0 | 0 | 0 | 0 | 0 | 0 | 0 | 0
2000 | 10 | 16 | 0 | 0 | 0 | 0 | 0 | 0 | 0 | 0 | 0 | 0 | 0 | 0 | 0
2000 | 10 | 17 | 0 | 0 | 0 | 0 | 0 | 0 | 0 | 0 | 0 | 0 | 0 | 0 | 0
2000 | 10 | 18 | 0.01 | 0.01 | 0 | 0 | 0.01 | 0 | 0 | 0 | 0 | 0 | 0 | 0 | 0
2000 | 10 | 19 | 0 | 0 | 0 | 0 | 0 | 0 | 0 | 0 | 0 | 0 | 0 | 0 | 0
2000 | 10 | 20 | 0 | 0 | 0 | 0 | 0 | 0 | 0 | 0 | 0 | 0 | 0 | 0 | 0
2000 | 10 | 21 | 0 | 0 | 0 | 0 | 0 | 0 | 0 | 0 | 0 | 0 | 0 | 0 | 0
2000 | 10 | 22 | 0 | 0 | 0 | 0 | 0 | 0 | 0 | 0 | 0 | 0 | 0 | 0 | 0
2000 | 10 | 23 | 0 | 0 | 0 | 0 | 0 | 0 | 0 | 0 | 0 | 0 | 0 | 0 | 0
2000 | 10 | 24 | 0 | 0 | 0 | 0 | 0 | 0 | 0 | 0 | 0 | 0 | 0 | 0 | 0
2000 | 10 | 25 | 0 | 0 | 0 | 0 | 0 | 0 | 0 | 0 | 0 | 0 | 0 | 0 | 0
2000 | 10 | 26 | 0 | 0 | 0 | 0 | 0 | 0 | 0 | 0 | 0 | 0 | 0 | 0 | 0
2000 | 10 | 27 | 0 | 0 | 0 | 0 | 0 | 0 | 0 | 0 | 0 | 0 | 0 | 0 | 0
2000 | 10 | 28 | 0 | 0 | 0 | 0 | 0 | 0 | 0 | 0 | 0 | 0 | 0 | 0 | 0
2000 | 10 | 29 | 0 | 0 | 0 | 0 | 0 | 0 | 0 | 0 | 0 | 0 | 0 | 0 | 0
2000 | 10 | 30 | 0 | 0 | 0 | 0 | 0 | 0 | 0 | 0 | 0 | 0 | 0 | 0 | 0
2000 | 10 | 31 | 0 | 0 | 0 | 0 | 0 | 0 | 0 | 0 | 0 | 0 | 0 | 0 | 0
2000 | 11 | 1 | 0 | 0 | 0 | 0 | 0 | 0 | 0 | 0 | 0 | 0 | 0 | 0 | 0
2000 | 11 | 2 | 0 | 0 | 0 | 0 | 0 | 0 | 0 | 0 | 0 | 0 | 0 | 0 | 0
2000 | 11 | 3 | 0 | 0 | 0 | 0 | 0 | 0 | 0 | 0 | 0 | 0 | 0 | 0 | 0
2000 | 11 | 4 | 0 | 0 | 0 | 0 | 0 | 0 | 0 | 0 | 0 | 0 | 0 | 0 | 0
2000 | 11 | 5 | 0 | 0 | 0 | 0 | 0 | 0 | 0 | 0 | 0 | 0 | 0 | 0 | 0
2000 | 11 | 6 | 0 | 0 | 0 | 0 | 0 | 0 | 0 | 0 | 0 | 0 | 0 | 0 | 0
2000 | 11 | 7 | 0 | 0 | 0 | 0 | 0 | 0 | 0 | 0 | 0 | 0 | 0 | 0 | 0
2000 | 11 | 8 | 0 | 0 | 0 | 0 | 0 | 0 | 0 | 0 | 0 | 0 | 0 | 0 | 0
2000 | 11 | 9 | 0.09 | 0.09 | 0.04 | 0 | 0.09 | 0.04 | 0 | 0 | 0 | 0 | 0 | 0 | 0
2000 | 11 | 10 | 0.36 | 0.36 | 0.31 | 0 | 0.36 | 0.31 | 0 | 0 | 0 | 0 | 0 | 0 | 0
2000 | 11 | 11 | 0 | 0 | 0 | 0 | 0 | 0 | 0 | 0 | 0 | 0 | 0 | 0 | 0
2000 | 11 | 12 | 0 | 0 | 0 | 0 | 0 | 0 | 0 | 0 | 0 | 0 | 0 | 0 | 0
2000 | 11 | 13 | 0 | 0 | 0 | 0 | 0 | 0 | 0 | 0 | 0 | 0 | 0 | 0 | 0
2000 | 11 | 14 | 0.26 | 0.26 | 0.21 | 0 | 0.26 | 0.21 | 0 | 0 | 0 | 0 | 0 | 0 | 0
2000 | 11 | 15 | 0 | 0 | 0 | 0 | 0 | 0 | 0 | 0 | 0 | 0 | 0 | 0 | 0
2000 | 11 | 16 | 0.01 | 0.01 | 0 | 0 | 0.01 | 0 | 0 | 0 | 0 | 0 | 0 | 0 | 0
2000 | 11 | 17 | 0 | 0 | 0 | 0 | 0 | 0 | 0 | 0 | 0 | 0 | 0 | 0 | 0
2000 | 11 | 18 | 0 | 0 | 0 | 0 | 0 | 0 | 0 | 0 | 0 | 0 | 0 | 0 | 0
2000 | 11 | 19 | 0 | 0 | 0 | 0 | 0 | 0 | 0 | 0 | 0 | 0 | 0 | 0 | 0
2000 | 11 | 20 | 0 | 0 | 0 | 0 | 0 | 0 | 0 | 0 | 0 | 0 | 0 | 0 | 0
2000 | 11 | 21 | 0 | 0 | 0 | 0 | 0 | 0 | 0 | 0 | 0 | 0 | 0 | 0 | 0
2000 | 11 | 22 | 0 | 0 | 0 | 0 | 0 | 0 | 0 | 0 | 0 | 0 | 0 | 0 | 0
2000 | 11 | 23 | 0 | 0 | 0 | 0 | 0 | 0 | 0 | 0 | 0 | 0 | 0 | 0 | 0
2000 | 11 | 24 | 0 | 0 | 0 | 0 | 0 | 0 | 0 | 0 | 0 | 0 | 0 | 0 | 0
2000 | 11 | 25 | 0.49 | 0.49 | 0.44 | 0 | 0.49 | 0.44 | 0 | 0 | 0 | 0 | 0 | 0 | 0
2000 | 11 | 26 | 0.23 | 0.23 | 0.18 | 0 | 0.23 | 0.18 | 0 | 0 | 0 | 0 | 0 | 0 | 0
2000 | 11 | 27 | 0 | 0 | 0 | 0 | 0 | 0 | 0 | 0 | 0 | 0 | 0 | 0 | 0
2000 | 11 | 28 | 0 | 0 | 0 | 0 | 0 | 0 | 0 | 0 | 0 | 0 | 0 | 0 | 0
2000 | 11 | 29 | 0.16 | 0.16 | 0.11 | 0 | 0.16 | 0.11 | 0 | 0 | 0 | 0 | 0 | 0 | 0
2000 | 11 | 30 | 0 | 0 | 0 | 0 | 0 | 0 | 0 | 0 | 0 | 0 | 0 | 0 | 0
2000 | 12 | 1 | 0 | 0 | 0 | 0 | 0 | 0 | 0 | 0 | 0 | 0 | 0 | 0 | 0
2000 | 12 | 2 | 0 | 0 | 0 | 0 | 0 | 0 | 0 | 0 | 0 | 0 | 0 | 0 | 0
2000 | 12 | 3 | 0 | 0 | 0 | 0 | 0 | 0 | 0 | 0 | 0 | 0 | 0 | 0 | 0
2000 | 12 | 4 | 0 | 0 | 0 | 0 | 0 | 0 | 0 | 0 | 0 | 0 | 0 | 0 | 0
2000 | 12 | 5 | 0 | 0 | 0 | 0 | 0 | 0 | 0 | 0 | 0 | 0 | 0 | 0 | 0
2000 | 12 | 6 | 0 | 0 | 0 | 0 | 0 | 0 | 0 | 0 | 0 | 0 | 0 | 0 | 0
2000 | 12 | 7 | 0 | 0 | 0 | 0 | 0 | 0 | 0 | 0 | 0 | 0 | 0 | 0 | 0
2000 | 12 | 8 | 0 | 0 | 0 | 0 | 0 | 0 | 0 | 0 | 0 | 0 | 0 | 0 | 0
2000 | 12 | 9 | 0 | 0 | 0 | 0 | 0 | 0 | 0 | 0 | 0 | 0 | 0 | 0 | 0
2000 | 12 | 10 | 0.02 | 0.02 | 0 | 0 | 0.02 | 0 | 0 | 0 | 0 | 0 | 0 | 0 | 0
2000 | 12 | 11 | 0 | 0 | 0 | 0 | 0 | 0 | 0 | 0 | 0 | 0 | 0 | 0 | 0
2000 | 12 | 12 | 0 | 0 | 0 | 0 | 0 | 0 | 0 | 0 | 0 | 0 | 0 | 0 | 0
2000 | 12 | 13 | 0.03 | 0.03 | 0 | 0 | 0.03 | 0 | 0 | 0 | 0 | 0 | 0 | 0 | 0
2000 | 12 | 14 | 0.68 | 0.68 | 0.63 | 0 | 0.68 | 0.63 | 0 | 0 | 0 | 0 | 0 | 0 | 0
2000 | 12 | 15 | 0 | 0 | 0 | 0 | 0 | 0 | 0 | 0 | 0 | 0 | 0 | 0 | 0
2000 | 12 | 16 | 0.25 | 0.25 | 0.2 | 0 | 0.25 | 0.2 | 0 | 0 | 0 | 0 | 0 | 0 | 0
2000 | 12 | 17 | 0.9 | 0.9 | 0.85 | 0 | 0.9 | 0.85 | 0 | 0 | 0 | 0 | 0 | 0 | 0
2000 | 12 | 18 | 0 | 0 | 0 | 0 | 0 | 0 | 0 | 0 | 0 | 0 | 0 | 0 | 0
2000 | 12 | 19 | 0.13 | 0.13 | 0.08 | 0 | 0.13 | 0.08 | 0 | 0 | 0 | 0 | 0 | 0 | 0
2000 | 12 | 20 | 0 | 0 | 0 | 0 | 0 | 0 | 0 | 0 | 0 | 0 | 0 | 0 | 0
2000 | 12 | 21 | 0 | 0 | 0 | 0 | 0 | 0 | 0 | 0 | 0 | 0 | 0 | 0 | 0
2000 | 12 | 22 | 0 | 0 | 0 | 0 | 0 | 0 | 0 | 0 | 0 | 0 | 0 | 0 | 0
2000 | 12 | 23 | 0 | 0 | 0 | 0 | 0 | 0 | 0 | 0 | 0 | 0 | 0 | 0 | 0
2000 | 12 | 24 | 0 | 0 | 0 | 0 | 0 | 0 | 0 | 0 | 0 | 0 | 0 | 0 | 0
2000 | 12 | 25 | 0 | 0 | 0 | 0 | 0 | 0 | 0 | 0 | 0 | 0 | 0 | 0 | 0
2000 | 12 | 26 | 0 | 0 | 0 | 0 | 0 | 0 | 0 | 0 | 0 | 0 | 0 | 0 | 0
2000 | 12 | 27 | 0 | 0 | 0 | 0 | 0 | 0 | 0 | 0 | 0 | 0 | 0 | 0 | 0
2000 | 12 | 28 | 0 | 0 | 0 | 0 | 0 | 0 | 0 | 0 | 0 | 0 | 0 | 0 | 0
2000 | 12 | 29 | 0 | 0 | 0 | 0 | 0 | 0 | 0 | 0 | 0 | 0 | 0 | 0 | 0
2000 | 12 | 30 | 0 | 0 | 0 | 0 | 0 | 0 | 0 | 0 | 0 | 0 | 0 | 0 | 0
2000 | 12 | 31 | 0 | 0 | 0 | 0 | 0 | 0 | 0 | 0 | 0 | 0 | 0 | 0 | 0
2001 | 1 | 1 | 0 | 0 | 0 | 0 | 0 | 0 | 0 | 0 | 0 | 0 | 0 | 0 | 0
2001 | 1 | 2 | 0 | 0 | 0 | 0 | 0 | 0 | 0 | 0 | 0 | 0 | 0 | 0 | 0
2001 | 1 | 3 | 0 | 0 | 0 | 0 | 0 | 0 | 0 | 0 | 0 | 0 | 0 | 0 | 0
2001 | 1 | 4 | 0 | 0 | 0 | 0 | 0 | 0 | 0 | 0 | 0 | 0 | 0 | 0 | 0
2001 | 1 | 5 | 0.05 | 0.05 | 0 | 0 | 0.05 | 0 | 0 | 0 | 0 | 0 | 0 | 0 | 0
2001 | 1 | 6 | 0 | 0 | 0 | 0 | 0 | 0 | 0 | 0 | 0 | 0 | 0 | 0 | 0
2001 | 1 | 7 | 0 | 0 | 0 | 0 | 0 | 0 | 0 | 0 | 0 | 0 | 0 | 0 | 0
2001 | 1 | 8 | 0.2 | 0.2 | 0.15 | 0 | 0.2 | 0.15 | 0 | 0 | 0 | 0 | 0 | 0 | 0
2001 | 1 | 9 | 0 | 0 | 0 | 0 | 0 | 0 | 0 | 0 | 0 | 0 | 0 | 0 | 0
2001 | 1 | 10 | 0 | 0 | 0 | 0 | 0 | 0 | 0 | 0 | 0 | 0 | 0 | 0 | 0
2001 | 1 | 11 | 0 | 0 | 0 | 0 | 0 | 0 | 0 | 0 | 0 | 0 | 0 | 0 | 0
2001 | 1 | 12 | 0 | 0 | 0 | 0 | 0 | 0 | 0 | 0 | 0 | 0 | 0 | 0 | 0
2001 | 1 | 13 | 0 | 0 | 0 | 0 | 0 | 0 | 0 | 0 | 0 | 0 | 0 | 0 | 0
2001 | 1 | 14 | 0.01 | 0.01 | 0 | 0 | 0.01 | 0 | 0 | 0 | 0 | 0 | 0 | 0 | 0
2001 | 1 | 15 | 0.01 | 0.01 | 0 | 0 | 0.01 | 0 | 0 | 0 | 0 | 0 | 0 | 0 | 0
2001 | 1 | 16 | 0 | 0 | 0 | 0 | 0 | 0 | 0 | 0 | 0 | 0 | 0 | 0 | 0
2001 | 1 | 17 | 0 | 0 | 0 | 0 | 0 | 0 | 0 | 0 | 0 | 0 | 0 | 0 | 0
2001 | 1 | 18 | 0.01 | 0.01 | 0 | 0 | 0.01 | 0 | 0 | 0 | 0 | 0 | 0 | 0 | 0
2001 | 1 | 19 | 1.02 | 1 | 0.95 | 0 | 1 | 0.95 | 0 | 0 | 0 | 0 | 0 | 0 | 0
2001 | 1 | 20 | 0.33 | 0.33 | 0.28 | 0 | 0.33 | 0.28 | 0 | 0 | 0 | 0 | 0 | 0 | 0
2001 | 1 | 21 | 0.06 | 0.06 | 0.01 | 0 | 0.06 | 0.01 | 0 | 0 | 0 | 0 | 0 | 0 | 0
2001 | 1 | 22 | 0 | 0 | 0 | 0 | 0 | 0 | 0 | 0 | 0 | 0 | 0 | 0 | 0
2001 | 1 | 23 | 0 | 0 | 0 | 0 | 0 | 0 | 0 | 0 | 0 | 0 | 0 | 0 | 0
2001 | 1 | 24 | 0 | 0 | 0 | 0 | 0 | 0 | 0 | 0 | 0 | 0 | 0 | 0 | 0
2001 | 1 | 25 | 0 | 0 | 0 | 0 | 0 | 0 | 0 | 0 | 0 | 0 | 0 | 0 | 0
2001 | 1 | 26 | 0 | 0 | 0 | 0 | 0 | 0 | 0 | 0 | 0 | 0 | 0 | 0 | 0
2001 | 1 | 27 | 0 | 0 | 0 | 0 | 0 | 0 | 0 | 0 | 0 | 0 | 0 | 0 | 0
2001 | 1 | 28 | 0 | 0 | 0 | 0 | 0 | 0 | 0 | 0 | 0 | 0 | 0 | 0 | 0
2001 | 1 | 29 | 0 | 0 | 0 | 0 | 0 | 0 | 0 | 0 | 0 | 0 | 0 | 0 | 0
2001 | 1 | 30 | 0.53 | 0.53 | 0.48 | 0 | 0.53 | 0.48 | 0 | 0 | 0 | 0 | 0 | 0 | 0
2001 | 1 | 31 | 0 | 0 | 0 | 0 | 0 | 0 | 0 | 0 | 0 | 0 | 0 | 0 | 0
2001 | 2 | 1 | 0 | 0 | 0 | 0 | 0 | 0 | 0 | 0 | 0 | 0 | 0 | 0 | 0
2001 | 2 | 2 | 0.02 | 0.02 | 0 | 0 | 0.02 | 0 | 0 | 0 | 0 | 0 | 0 | 0 | 0
2001 | 2 | 3 | 0 | 0 | 0 | 0 | 0 | 0 | 0 | 0 | 0 | 0 | 0 | 0 | 0
2001 | 2 | 4 | 0 | 0 | 0 | 0 | 0 | 0 | 0 | 0 | 0 | 0 | 0 | 0 | 0
2001 | 2 | 5 | 0.64 | 0.64 | 0.59 | 0 | 0.64 | 0.59 | 0 | 0 | 0 | 0 | 0 | 0 | 0
2001 | 2 | 6 | 0 | 0 | 0 | 0 | 0 | 0 | 0 | 0 | 0 | 0 | 0 | 0 | 0
2001 | 2 | 7 | 0 | 0 | 0 | 0 | 0 | 0 | 0 | 0 | 0 | 0 | 0 | 0 | 0
2001 | 2 | 8 | 0 | 0 | 0 | 0 | 0 | 0 | 0 | 0 | 0 | 0 | 0 | 0 | 0
2001 | 2 | 9 | 0 | 0 | 0 | 0 | 0 | 0 | 0 | 0 | 0 | 0 | 0 | 0 | 0
2001 | 2 | 10 | 0 | 0 | 0 | 0 | 0 | 0 | 0 | 0 | 0 | 0 | 0 | 0 | 0
2001 | 2 | 11 | 0 | 0 | 0 | 0 | 0 | 0 | 0 | 0 | 0 | 0 | 0 | 0 | 0
2001 | 2 | 12 | 0.05 | 0.05 | 0 | 0 | 0.05 | 0 | 0 | 0 | 0 | 0 | 0 | 0 | 0
2001 | 2 | 13 | 0.01 | 0.01 | 0 | 0 | 0.01 | 0 | 0 | 0 | 0 | 0 | 0 | 0 | 0
2001 | 2 | 14 | 0.11 | 0.11 | 0.06 | 0 | 0.11 | 0.06 | 0 | 0 | 0 | 0 | 0 | 0 | 0
2001 | 2 | 15 | 0.07 | 0.07 | 0.02 | 0 | 0.07 | 0.02 | 0 | 0 | 0 | 0 | 0 | 0 | 0
2001 | 2 | 16 | 0.58 | 0.58 | 0.53 | 0 | 0.58 | 0.53 | 0 | 0 | 0 | 0 | 0 | 0 | 0
2001 | 2 | 17 | 0.02 | 0.02 | 0 | 0 | 0.02 | 0 | 0 | 0 | 0 | 0 | 0 | 0 | 0
2001 | 2 | 18 | 0 | 0 | 0 | 0 | 0 | 0 | 0 | 0 | 0 | 0 | 0 | 0 | 0
2001 | 2 | 19 | 0 | 0 | 0 | 0 | 0 | 0 | 0 | 0 | 0 | 0 | 0 | 0 | 0
2001 | 2 | 20 | 0 | 0 | 0 | 0 | 0 | 0 | 0 | 0 | 0 | 0 | 0 | 0 | 0
2001 | 2 | 21 | 0 | 0 | 0 | 0 | 0 | 0 | 0 | 0 | 0 | 0 | 0 | 0 | 0
2001 | 2 | 22 | 0.18 | 0.18 | 0.13 | 0 | 0.18 | 0.13 | 0 | 0 | 0 | 0 | 0 | 0 | 0
2001 | 2 | 23 | 0 | 0 | 0 | 0 | 0 | 0 | 0 | 0 | 0 | 0 | 0 | 0 | 0
2001 | 2 | 24 | 0 | 0 | 0 | 0 | 0 | 0 | 0 | 0 | 0 | 0 | 0 | 0 | 0
2001 | 2 | 25 | 0.15 | 0.15 | 0.1 | 0 | 0.15 | 0.1 | 0 | 0 | 0 | 0 | 0 | 0 | 0
2001 | 2 | 26 | 0 | 0 | 0 | 0 | 0 | 0 | 0 | 0 | 0 | 0 | 0 | 0 | 0
2001 | 2 | 27 | 0 | 0 | 0 | 0 | 0 | 0 | 0 | 0 | 0 | 0 | 0 | 0 | 0
2001 | 2 | 28 | 0 | 0 | 0 | 0 | 0 | 0 | 0 | 0 | 0 | 0 | 0 | 0 | 0
2001 | 3 | 1 | 0 | 0 | 0 | 0 | 0 | 0 | 0 | 0 | 0 | 0 | 0 | 0 | 0
2001 | 3 | 2 | 0 | 0 | 0 | 0 | 0 | 0 | 0 | 0 | 0 | 0 | 0 | 0 | 0
2001 | 3 | 3 | 0 | 0 | 0 | 0 | 0 | 0 | 0 | 0 | 0 | 0 | 0 | 0 | 0
2001 | 3 | 4 | 0.3 | 0.3 | 0.25 | 0 | 0.3 | 0.25 | 0 | 0 | 0 | 0 | 0 | 0 | 0
2001 | 3 | 5 | 0.05 | 0.05 | 0 | 0 | 0.05 | 0 | 0 | 0 | 0 | 0 | 0 | 0 | 0
2001 | 3 | 6 | 0 | 0 | 0 | 0 | 0 | 0 | 0 | 0 | 0 | 0 | 0 | 0 | 0
2001 | 3 | 7 | 0 | 0 | 0 | 0 | 0 | 0 | 0 | 0 | 0 | 0 | 0 | 0 | 0
2001 | 3 | 8 | 0 | 0 | 0 | 0 | 0 | 0 | 0 | 0 | 0 | 0 | 0 | 0 | 0
2001 | 3 | 9 | 0 | 0 | 0 | 0 | 0 | 0 | 0 | 0 | 0 | 0 | 0 | 0 | 0
2001 | 3 | 10 | 0 | 0 | 0 | 0 | 0 | 0 | 0 | 0 | 0 | 0 | 0 | 0 | 0
2001 | 3 | 11 | 0 | 0 | 0 | 0 | 0 | 0 | 0 | 0 | 0 | 0 | 0 | 0 | 0
2001 | 3 | 12 | 0.28 | 0.28 | 0.23 | 0 | 0.28 | 0.23 | 0 | 0 | 0 | 0 | 0 | 0 | 0
2001 | 3 | 13 | 0.15 | 0.15 | 0.1 | 0 | 0.15 | 0.1 | 0 | 0 | 0 | 0 | 0 | 0 | 0
2001 | 3 | 14 | 0 | 0 | 0 | 0 | 0 | 0 | 0 | 0 | 0 | 0 | 0 | 0 | 0
2001 | 3 | 15 | 0.3 | 0.3 | 0.25 | 0 | 0.3 | 0.25 | 0 | 0 | 0 | 0 | 0 | 0 | 0
2001 | 3 | 16 | 0.02 | 0.02 | 0 | 0 | 0.02 | 0 | 0 | 0 | 0 | 0 | 0 | 0 | 0
2001 | 3 | 17 | 0 | 0 | 0 | 0 | 0 | 0 | 0 | 0 | 0 | 0 | 0 | 0 | 0
2001 | 3 | 18 | 0 | 0 | 0 | 0 | 0 | 0 | 0 | 0 | 0 | 0 | 0 | 0 | 0
2001 | 3 | 19 | 0 | 0 | 0 | 0 | 0 | 0 | 0 | 0 | 0 | 0 | 0 | 0 | 0
2001 | 3 | 20 | 0.18 | 0.18 | 0.13 | 0 | 0.18 | 0.13 | 0 | 0 | 0 | 0 | 0 | 0 | 0
2001 | 3 | 21 | 1.09 | 1 | 0.95 | 0 | 1 | 0.95 | 0 | 0 | 0 | 0 | 0 | 0 | 0
2001 | 3 | 22 | 0 | 0 | 0 | 0 | 0 | 0 | 0 | 0 | 0 | 0 | 0 | 0 | 0
2001 | 3 | 23 | 0 | 0 | 0 | 0 | 0 | 0 | 0 | 0 | 0 | 0 | 0 | 0 | 0
2001 | 3 | 24 | 0 | 0 | 0 | 0 | 0 | 0 | 0 | 0 | 0 | 0 | 0 | 0 | 0
2001 | 3 | 25 | 0 | 0 | 0 | 0 | 0 | 0 | 0 | 0 | 0 | 0 | 0 | 0 | 0
2001 | 3 | 26 | 0 | 0 | 0 | 0 | 0 | 0 | 0 | 0 | 0 | 0 | 0 | 0 | 0
2001 | 3 | 27 | 0 | 0 | 0 | 0 | 0 | 0 | 0 | 0 | 0 | 0 | 0 | 0 | 0
2001 | 3 | 28 | 0 | 0 | 0 | 0 | 0 | 0 | 0 | 0 | 0 | 0 | 0 | 0 | 0
2001 | 3 | 29 | 1.24 | 1 | 0.95 | 0 | 1 | 0.95 | 0 | 0 | 0 | 0 | 0 | 0 | 0
2001 | 3 | 30 | 0.22 | 0.22 | 0.17 | 0 | 0.22 | 0.17 | 0 | 0 | 0 | 0 | 0 | 0 | 0
2001 | 3 | 31 | 0.05 | 0.05 | 0 | 0 | 0.05 | 0 | 0 | 0 | 0 | 0 | 0 | 0 | 0
2001 | 4 | 1 | 0.05 | 0.05 | 0 | 0 | 0.05 | 0 | 0 | 0 | 0 | 0 | 0 | 0 | 0
2001 | 4 | 2 | 0 | 0 | 0 | 0 | 0 | 0 | 0 | 0 | 0 | 0 | 0 | 0 | 0
2001 | 4 | 3 | 0 | 0 | 0 | 0 | 0 | 0 | 0 | 0 | 0 | 0 | 0 | 0 | 0
2001 | 4 | 4 | 0 | 0 | 0 | 0 | 0 | 0 | 0 | 0 | 0 | 0 | 0 | 0 | 0
2001 | 4 | 5 | 0 | 0 | 0 | 0 | 0 | 0 | 0 | 0 | 0 | 0 | 0 | 0 | 0
2001 | 4 | 6 | 0.13 | 0.13 | 0.08 | 0 | 0.13 | 0.08 | 0 | 0 | 0 | 0 | 0 | 0 | 0
2001 | 4 | 7 | 0 | 0 | 0 | 0 | 0 | 0 | 0 | 0 | 0 | 0 | 0 | 0 | 0
2001 | 4 | 8 | 0 | 0 | 0 | 0 | 0 | 0 | 0 | 0 | 0 | 0 | 0 | 0 | 0
2001 | 4 | 9 | 0.16 | 0.16 | 0.11 | 0 | 0.16 | 0.11 | 0 | 0 | 0 | 0 | 0 | 0 | 0
2001 | 4 | 10 | 0.29 | 0.29 | 0.24 | 0 | 0.29 | 0.24 | 0 | 0 | 0 | 0 | 0 | 0 | 0
2001 | 4 | 11 | 0.49 | 0.49 | 0.44 | 0 | 0.49 | 0.44 | 0 | 0 | 0 | 0 | 0 | 0 | 0
2001 | 4 | 12 | 0 | 0 | 0 | 0 | 0 | 0 | 0 | 0 | 0 | 0 | 0 | 0 | 0
2001 | 4 | 13 | 0.06 | 0.06 | 0.01 | 0 | 0.06 | 0.01 | 0 | 0 | 0 | 0 | 0 | 0 | 0
2001 | 4 | 14 | 0 | 0 | 0 | 0 | 0 | 0 | 0 | 0 | 0 | 0 | 0 | 0 | 0
2001 | 4 | 15 | 0.16 | 0.16 | 0.11 | 0 | 0.16 | 0.11 | 0 | 0 | 0 | 0 | 0 | 0 | 0
2001 | 4 | 16 | 0.18 | 0.18 | 0.13 | 0 | 0.18 | 0.13 | 0 | 0 | 0 | 0 | 0 | 0 | 0
2001 | 4 | 17 | 0.02 | 0.02 | 0 | 0 | 0.02 | 0 | 0 | 0 | 0 | 0 | 0 | 0 | 0
2001 | 4 | 18 | 0.14 | 0.14 | 0.09 | 0 | 0.14 | 0.09 | 0 | 0 | 0 | 0 | 0 | 0 | 0
2001 | 4 | 19 | 0 | 0 | 0 | 0 | 0 | 0 | 0 | 0 | 0 | 0 | 0 | 0 | 0
2001 | 4 | 20 | 0 | 0 | 0 | 0 | 0 | 0 | 0 | 0 | 0 | 0 | 0 | 0 | 0
2001 | 4 | 21 | 0 | 0 | 0 | 0 | 0 | 0 | 0 | 0 | 0 | 0 | 0 | 0 | 0
2001 | 4 | 22 | 0 | 0 | 0 | 0 | 0 | 0 | 0 | 0 | 0 | 0 | 0 | 0 | 0
2001 | 4 | 23 | 0 | 0 | 0 | 0 | 0 | 0 | 0 | 0 | 0 | 0 | 0 | 0 | 0
2001 | 4 | 24 | 0 | 0 | 0 | 0 | 0 | 0 | 0 | 0 | 0 | 0 | 0 | 0 | 0
2001 | 4 | 25 | 0 | 0 | 0 | 0 | 0 | 0 | 0 | 0 | 0 | 0 | 0 | 0 | 0
2001 | 4 | 26 | 0 | 0 | 0 | 0 | 0 | 0 | 0 | 0 | 0 | 0 | 0 | 0 | 0
2001 | 4 | 27 | 0 | 0 | 0 | 0 | 0 | 0 | 0 | 0 | 0 | 0 | 0 | 0 | 0
2001 | 4 | 28 | 0 | 0 | 0 | 0 | 0 | 0 | 0 | 0 | 0 | 0 | 0 | 0 | 0
2001 | 4 | 29 | 0 | 0 | 0 | 0 | 0 | 0 | 0 | 0 | 0 | 0 | 0 | 0 | 0
2001 | 4 | 30 | 0 | 0 | 0 | 0 | 0 | 0 | 0 | 0 | 0 | 0 | 0 | 0 | 0
2001 | 5 | 1 | 0 | 0 | 0 | 0 | 0 | 0 | 0 | 0 | 0 | 0 | 0 | 0 | 0
2001 | 5 | 2 | 0 | 0 | 0 | 0 | 0 | 0 | 0 | 0 | 0 | 0 | 0 | 0 | 0
2001 | 5 | 3 | 0 | 0 | 0 | 0 | 0 | 0 | 0 | 0 | 0 | 0 | 0 | 0 | 0
2001 | 5 | 4 | 0 | 0 | 0 | 0 | 0 | 0 | 0 | 0 | 0 | 0 | 0 | 0 | 0
2001 | 5 | 5 | 0 | 0 | 0 | 0 | 0 | 0 | 0 | 0 | 0 | 0 | 0 | 0 | 0
2001 | 5 | 6 | 0 | 0 | 0 | 0 | 0 | 0 | 0 | 0 | 0 | 0 | 0 | 0 | 0
2001 | 5 | 7 | 0 | 0 | 0 | 0 | 0 | 0 | 0 | 0 | 0 | 0 | 0 | 0 | 0
2001 | 5 | 8 | 0 | 0 | 0 | 0 | 0 | 0 | 0 | 0 | 0 | 0 | 0 | 0 | 0
2001 | 5 | 9 | 0.04 | 0.04 | 0 | 0 | 0.04 | 0 | 0 | 0 | 0 | 0 | 0 | 0 | 0
2001 | 5 | 10 | 0 | 0 | 0 | 0 | 0 | 0 | 0 | 0 | 0 | 0 | 0 | 0 | 0
2001 | 5 | 11 | 0 | 0 | 0 | 0 | 0 | 0 | 0 | 0 | 0 | 0 | 0 | 0 | 0
2001 | 5 | 12 | 0.02 | 0.02 | 0 | 0 | 0.02 | 0 | 0 | 0 | 0 | 0 | 0 | 0 | 0
2001 | 5 | 13 | 0 | 0 | 0 | 0 | 0 | 0 | 0 | 0 | 0 | 0 | 0 | 0 | 0
2001 | 5 | 14 | 0 | 0 | 0 | 0 | 0 | 0 | 0 | 0 | 0 | 0 | 0 | 0 | 0
2001 | 5 | 15 | 0 | 0 | 0 | 0 | 0 | 0 | 0 | 0 | 0 | 0 | 0 | 0 | 0
2001 | 5 | 16 | 0 | 0 | 0 | 0 | 0 | 0 | 0 | 0 | 0 | 0 | 0 | 0 | 0
2001 | 5 | 17 | 0 | 0 | 0 | 0 | 0 | 0 | 0 | 0 | 0 | 0 | 0 | 0 | 0
2001 | 5 | 18 | 0.08 | 0.08 | 0.03 | 0 | 0.08 | 0.03 | 0 | 0 | 0 | 0 | 0 | 0 | 0
2001 | 5 | 19 | 0.76 | 0.76 | 0.71 | 0 | 0.76 | 0.71 | 0 | 0 | 0 | 0 | 0 | 0 | 0
2001 | 5 | 20 | 0.11 | 0.11 | 0.06 | 0 | 0.11 | 0.06 | 0 | 0 | 0 | 0 | 0 | 0 | 0
2001 | 5 | 21 | 0.19 | 0.19 | 0.14 | 0 | 0.19 | 0.14 | 0 | 0 | 0 | 0 | 0 | 0 | 0
2001 | 5 | 22 | 0.82 | 0.82 | 0.77 | 0 | 0.82 | 0.77 | 0 | 0 | 0 | 0 | 0 | 0 | 0
2001 | 5 | 23 | 0 | 0 | 0 | 0 | 0 | 0 | 0 | 0 | 0 | 0 | 0 | 0 | 0
2001 | 5 | 24 | 0 | 0 | 0 | 0 | 0 | 0 | 0 | 0 | 0 | 0 | 0 | 0 | 0
2001 | 5 | 25 | 0.52 | 0.52 | 0.47 | 0 | 0.52 | 0.47 | 0 | 0 | 0 | 0 | 0 | 0 | 0
2001 | 5 | 26 | 1.07 | 1 | 0.95 | 0 | 1 | 0.95 | 0 | 0 | 0 | 0 | 0 | 0 | 0
2001 | 5 | 27 | 0.1 | 0.1 | 0.05 | 0 | 0.1 | 0.05 | 0 | 0 | 0 | 0 | 0 | 0 | 0
2001 | 5 | 28 | 0 | 0 | 0 | 0 | 0 | 0 | 0 | 0 | 0 | 0 | 0 | 0 | 0
2001 | 5 | 29 | 0 | 0 | 0 | 0 | 0 | 0 | 0 | 0 | 0 | 0 | 0 | 0 | 0
2001 | 5 | 30 | 0 | 0 | 0 | 0 | 0 | 0 | 0 | 0 | 0 | 0 | 0 | 0 | 0
2001 | 5 | 31 | 0 | 0 | 0 | 0 | 0 | 0 | 0 | 0 | 0 | 0 | 0 | 0 | 0
2001 | 6 | 1 | 0.52 | 0.52 | 0.47 | 0 | 0.52 | 0.47 | 0 | 0 | 0 | 0 | 0 | 0 | 0
2001 | 6 | 2 | 0 | 0 | 0 | 0 | 0 | 0 | 0 | 0 | 0 | 0 | 0 | 0 | 0
2001 | 6 | 3 | 0 | 0 | 0 | 0 | 0 | 0 | 0 | 0 | 0 | 0 | 0 | 0 | 0
2001 | 6 | 4 | 0.17 | 0.17 | 0.12 | 0 | 0.17 | 0.12 | 0 | 0 | 0 | 0 | 0 | 0 | 0
2001 | 6 | 5 | 0.07 | 0.07 | 0.02 | 0 | 0.07 | 0.02 | 0 | 0 | 0 | 0 | 0 | 0 | 0
2001 | 6 | 6 | 0.08 | 0.08 | 0.03 | 0 | 0.08 | 0.03 | 0 | 0 | 0 | 0 | 0 | 0 | 0
2001 | 6 | 7 | 1.01 | 1 | 0.95 | 0 | 1 | 0.95 | 0 | 0 | 0 | 0 | 0 | 0 | 0
2001 | 6 | 8 | 0 | 0 | 0 | 0 | 0 | 0 | 0 | 0 | 0 | 0 | 0 | 0 | 0
2001 | 6 | 9 | 0 | 0 | 0 | 0 | 0 | 0 | 0 | 0 | 0 | 0 | 0 | 0 | 0
2001 | 6 | 10 | 0 | 0 | 0 | 0 | 0 | 0 | 0 | 0 | 0 | 0 | 0 | 0 | 0
2001 | 6 | 11 | 0 | 0 | 0 | 0 | 0 | 0 | 0 | 0 | 0 | 0 | 0 | 0 | 0
2001 | 6 | 12 | 0 | 0 | 0 | 0 | 0 | 0 | 0 | 0 | 0 | 0 | 0 | 0 | 0
2001 | 6 | 13 | 0.03 | 0.03 | 0 | 0 | 0.03 | 0 | 0 | 0 | 0 | 0 | 0 | 0 | 0
2001 | 6 | 14 | 0 | 0 | 0 | 0 | 0 | 0 | 0 | 0 | 0 | 0 | 0 | 0 | 0
2001 | 6 | 15 | 0.2 | 0.2 | 0.15 | 0 | 0.2 | 0.15 | 0 | 0 | 0 | 0 | 0 | 0 | 0
2001 | 6 | 16 | 1.64 | 1 | 0.95 | 0 | 1 | 0.95 | 0 | 0 | 0 | 0 | 0 | 0 | 0
2001 | 6 | 17 | 0 | 0 | 0 | 0 | 0 | 0 | 0 | 0 | 0 | 0 | 0 | 0 | 0
2001 | 6 | 18 | 0 | 0 | 0 | 0 | 0 | 0 | 0 | 0 | 0 | 0 | 0 | 0 | 0
2001 | 6 | 19 | 0 | 0 | 0 | 0 | 0 | 0 | 0 | 0 | 0 | 0 | 0 | 0 | 0
2001 | 6 | 20 | 0 | 0 | 0 | 0 | 0 | 0 | 0 | 0 | 0 | 0 | 0 | 0 | 0
2001 | 6 | 21 | 0 | 0 | 0 | 0 | 0 | 0 | 0 | 0 | 0 | 0 | 0 | 0 | 0
2001 | 6 | 22 | 0.81 | 0.81 | 0.76 | 0 | 0.81 | 0.76 | 0 | 0 | 0 | 0 | 0 | 0 | 0
2001 | 6 | 23 | 0.01 | 0.01 | 0 | 0 | 0.01 | 0 | 0 | 0 | 0 | 0 | 0 | 0 | 0
2001 | 6 | 24 | 0 | 0 | 0 | 0 | 0 | 0 | 0 | 0 | 0 | 0 | 0 | 0 | 0
2001 | 6 | 25 | 0 | 0 | 0 | 0 | 0 | 0 | 0 | 0 | 0 | 0 | 0 | 0 | 0
2001 | 6 | 26 | 0 | 0 | 0 | 0 | 0 | 0 | 0 | 0 | 0 | 0 | 0 | 0 | 0
2001 | 6 | 27 | 0 | 0 | 0 | 0 | 0 | 0 | 0 | 0 | 0 | 0 | 0 | 0 | 0
2001 | 6 | 28 | 0 | 0 | 0 | 0 | 0 | 0 | 0 | 0 | 0 | 0 | 0 | 0 | 0
2001 | 6 | 29 | 0 | 0 | 0 | 0 | 0 | 0 | 0 | 0 | 0 | 0 | 0 | 0 | 0
2001 | 6 | 30 | 0.15 | 0.15 | 0.1 | 0 | 0.15 | 0.1 | 0 | 0 | 0 | 0 | 0 | 0 | 0
2001 | 7 | 1 | 0.1 | 0.1 | 0.05 | 0 | 0.1 | 0.05 | 0 | 0 | 0 | 0 | 0 | 0 | 0
2001 | 7 | 2 | 0 | 0 | 0 | 0 | 0 | 0 | 0 | 0 | 0 | 0 | 0 | 0 | 0
2001 | 7 | 3 | 0 | 0 | 0 | 0 | 0 | 0 | 0 | 0 | 0 | 0 | 0 | 0 | 0
2001 | 7 | 4 | 0.98 | 0.98 | 0.93 | 0 | 0.98 | 0.93 | 0 | 0 | 0 | 0 | 0 | 0 | 0
2001 | 7 | 5 | 0.18 | 0.18 | 0.13 | 0 | 0.18 | 0.13 | 0 | 0 | 0 | 0 | 0 | 0 | 0
2001 | 7 | 6 | 0 | 0 | 0 | 0 | 0 | 0 | 0 | 0 | 0 | 0 | 0 | 0 | 0
2001 | 7 | 7 | 0 | 0 | 0 | 0 | 0 | 0 | 0 | 0 | 0 | 0 | 0 | 0 | 0
2001 | 7 | 8 | 0.45 | 0.45 | 0.4 | 0 | 0.45 | 0.4 | 0 | 0 | 0 | 0 | 0 | 0 | 0
2001 | 7 | 9 | 0.03 | 0.03 | 0 | 0 | 0.03 | 0 | 0 | 0 | 0 | 0 | 0 | 0 | 0
2001 | 7 | 10 | 0.53 | 0.53 | 0.48 | 0 | 0.53 | 0.48 | 0 | 0 | 0 | 0 | 0 | 0 | 0
2001 | 7 | 11 | 0 | 0 | 0 | 0 | 0 | 0 | 0 | 0 | 0 | 0 | 0 | 0 | 0
2001 | 7 | 12 | 0 | 0 | 0 | 0 | 0 | 0 | 0 | 0 | 0 | 0 | 0 | 0 | 0
2001 | 7 | 13 | 0 | 0 | 0 | 0 | 0 | 0 | 0 | 0 | 0 | 0 | 0 | 0 | 0
2001 | 7 | 14 | 0 | 0 | 0 | 0 | 0 | 0 | 0 | 0 | 0 | 0 | 0 | 0 | 0
2001 | 7 | 15 | 0 | 0 | 0 | 0 | 0 | 0 | 0 | 0 | 0 | 0 | 0 | 0 | 0
2001 | 7 | 16 | 0 | 0 | 0 | 0 | 0 | 0 | 0 | 0 | 0 | 0 | 0 | 0 | 0
2001 | 7 | 17 | 0 | 0 | 0 | 0 | 0 | 0 | 0 | 0 | 0 | 0 | 0 | 0 | 0
2001 | 7 | 18 | 0.2 | 0.2 | 0.15 | 0 | 0.2 | 0.15 | 0 | 0 | 0 | 0 | 0 | 0 | 0
2001 | 7 | 19 | 0 | 0 | 0 | 0 | 0 | 0 | 0 | 0 | 0 | 0 | 0 | 0 | 0
2001 | 7 | 20 | 0 | 0 | 0 | 0 | 0 | 0 | 0 | 0 | 0 | 0 | 0 | 0 | 0
2001 | 7 | 21 | 0 | 0 | 0 | 0 | 0 | 0 | 0 | 0 | 0 | 0 | 0 | 0 | 0
2001 | 7 | 22 | 0 | 0 | 0 | 0 | 0 | 0 | 0 | 0 | 0 | 0 | 0 | 0 | 0
2001 | 7 | 23 | 0 | 0 | 0 | 0 | 0 | 0 | 0 | 0 | 0 | 0 | 0 | 0 | 0
2001 | 7 | 24 | 0 | 0 | 0 | 0 | 0 | 0 | 0 | 0 | 0 | 0 | 0 | 0 | 0
2001 | 7 | 25 | 0 | 0 | 0 | 0 | 0 | 0 | 0 | 0 | 0 | 0 | 0 | 0 | 0
2001 | 7 | 26 | 1.33 | 1 | 0.95 | 0 | 1 | 0.95 | 0 | 0 | 0 | 0 | 0 | 0 | 0
2001 | 7 | 27 | 0 | 0 | 0 | 0 | 0 | 0 | 0 | 0 | 0 | 0 | 0 | 0 | 0
2001 | 7 | 28 | 0 | 0 | 0 | 0 | 0 | 0 | 0 | 0 | 0 | 0 | 0 | 0 | 0
2001 | 7 | 29 | 0.97 | 0.97 | 0.92 | 0 | 0.97 | 0.92 | 0 | 0 | 0 | 0 | 0 | 0 | 0
2001 | 7 | 30 | 0.01 | 0.01 | 0 | 0 | 0.01 | 0 | 0 | 0 | 0 | 0 | 0 | 0 | 0
2001 | 7 | 31 | 0 | 0 | 0 | 0 | 0 | 0 | 0 | 0 | 0 | 0 | 0 | 0 | 0
2001 | 8 | 1 | 0 | 0 | 0 | 0 | 0 | 0 | 0 | 0 | 0 | 0 | 0 | 0 | 0
2001 | 8 | 2 | 0 | 0 | 0 | 0 | 0 | 0 | 0 | 0 | 0 | 0 | 0 | 0 | 0
2001 | 8 | 3 | 0 | 0 | 0 | 0 | 0 | 0 | 0 | 0 | 0 | 0 | 0 | 0 | 0
2001 | 8 | 4 | 0 | 0 | 0 | 0 | 0 | 0 | 0 | 0 | 0 | 0 | 0 | 0 | 0
2001 | 8 | 5 | 0 | 0 | 0 | 0 | 0 | 0 | 0 | 0 | 0 | 0 | 0 | 0 | 0
2001 | 8 | 6 | 0 | 0 | 0 | 0 | 0 | 0 | 0 | 0 | 0 | 0 | 0 | 0 | 0
2001 | 8 | 7 | 0 | 0 | 0 | 0 | 0 | 0 | 0 | 0 | 0 | 0 | 0 | 0 | 0
2001 | 8 | 8 | 0 | 0 | 0 | 0 | 0 | 0 | 0 | 0 | 0 | 0 | 0 | 0 | 0
2001 | 8 | 9 | 0 | 0 | 0 | 0 | 0 | 0 | 0 | 0 | 0 | 0 | 0 | 0 | 0
2001 | 8 | 10 | 0.4 | 0.4 | 0.35 | 0 | 0.4 | 0.35 | 0 | 0 | 0 | 0 | 0 | 0 | 0
2001 | 8 | 11 | 0.92 | 0.92 | 0.87 | 0 | 0.92 | 0.87 | 0 | 0 | 0 | 0 | 0 | 0 | 0
2001 | 8 | 12 | 0.18 | 0.18 | 0.13 | 0 | 0.18 | 0.13 | 0 | 0 | 0 | 0 | 0 | 0 | 0
2001 | 8 | 13 | 0.23 | 0.23 | 0.18 | 0 | 0.23 | 0.18 | 0 | 0 | 0 | 0 | 0 | 0 | 0
2001 | 8 | 14 | 0 | 0 | 0 | 0 | 0 | 0 | 0 | 0 | 0 | 0 | 0 | 0 | 0
2001 | 8 | 15 | 0.01 | 0.01 | 0 | 0 | 0.01 | 0 | 0 | 0 | 0 | 0 | 0 | 0 | 0
2001 | 8 | 16 | 0 | 0 | 0 | 0 | 0 | 0 | 0 | 0 | 0 | 0 | 0 | 0 | 0
2001 | 8 | 17 | 0.01 | 0.01 | 0 | 0 | 0.01 | 0 | 0 | 0 | 0 | 0 | 0 | 0 | 0
2001 | 8 | 18 | 0 | 0 | 0 | 0 | 0 | 0 | 0 | 0 | 0 | 0 | 0 | 0 | 0
2001 | 8 | 19 | 0.27 | 0.27 | 0.22 | 0 | 0.27 | 0.22 | 0 | 0 | 0 | 0 | 0 | 0 | 0
2001 | 8 | 20 | 0.07 | 0.07 | 0.02 | 0 | 0.07 | 0.02 | 0 | 0 | 0 | 0 | 0 | 0 | 0
2001 | 8 | 21 | 0 | 0 | 0 | 0 | 0 | 0 | 0 | 0 | 0 | 0 | 0 | 0 | 0
2001 | 8 | 22 | 0 | 0 | 0 | 0 | 0 | 0 | 0 | 0 | 0 | 0 | 0 | 0 | 0
2001 | 8 | 23 | 0.8 | 0.8 | 0.75 | 0 | 0.8 | 0.75 | 0 | 0 | 0 | 0 | 0 | 0 | 0
2001 | 8 | 24 | 0 | 0 | 0 | 0 | 0 | 0 | 0 | 0 | 0 | 0 | 0 | 0 | 0
2001 | 8 | 25 | 0 | 0 | 0 | 0 | 0 | 0 | 0 | 0 | 0 | 0 | 0 | 0 | 0
2001 | 8 | 26 | 0 | 0 | 0 | 0 | 0 | 0 | 0 | 0 | 0 | 0 | 0 | 0 | 0
2001 | 8 | 27 | 0 | 0 | 0 | 0 | 0 | 0 | 0 | 0 | 0 | 0 | 0 | 0 | 0
2001 | 8 | 28 | 0 | 0 | 0 | 0 | 0 | 0 | 0 | 0 | 0 | 0 | 0 | 0 | 0
2001 | 8 | 29 | 0 | 0 | 0 | 0 | 0 | 0 | 0 | 0 | 0 | 0 | 0 | 0 | 0
2001 | 8 | 30 | 0.09 | 0.09 | 0.04 | 0 | 0.09 | 0.04 | 0 | 0 | 0 | 0 | 0 | 0 | 0
2001 | 8 | 31 | 0 | 0 | 0 | 0 | 0 | 0 | 0 | 0 | 0 | 0 | 0 | 0 | 0
2001 | 9 | 1 | 0 | 0 | 0 | 0 | 0 | 0 | 0 | 0 | 0 | 0 | 0 | 0 | 0
2001 | 9 | 2 | 0 | 0 | 0 | 0 | 0 | 0 | 0 | 0 | 0 | 0 | 0 | 0 | 0
2001 | 9 | 3 | 0 | 0 | 0 | 0 | 0 | 0 | 0 | 0 | 0 | 0 | 0 | 0 | 0
2001 | 9 | 4 | 0 | 0 | 0 | 0 | 0 | 0 | 0 | 0 | 0 | 0 | 0 | 0 | 0
2001 | 9 | 5 | 0 | 0 | 0 | 0 | 0 | 0 | 0 | 0 | 0 | 0 | 0 | 0 | 0
2001 | 9 | 6 | 0 | 0 | 0 | 0 | 0 | 0 | 0 | 0 | 0 | 0 | 0 | 0 | 0
2001 | 9 | 7 | 0 | 0 | 0 | 0 | 0 | 0 | 0 | 0 | 0 | 0 | 0 | 0 | 0
2001 | 9 | 8 | 0 | 0 | 0 | 0 | 0 | 0 | 0 | 0 | 0 | 0 | 0 | 0 | 0
2001 | 9 | 9 | 0 | 0 | 0 | 0 | 0 | 0 | 0 | 0 | 0 | 0 | 0 | 0 | 0
2001 | 9 | 10 | 0.14 | 0.14 | 0.09 | 0 | 0.14 | 0.09 | 0 | 0 | 0 | 0 | 0 | 0 | 0
2001 | 9 | 11 | 0 | 0 | 0 | 0 | 0 | 0 | 0 | 0 | 0 | 0 | 0 | 0 | 0
2001 | 9 | 12 | 0 | 0 | 0 | 0 | 0 | 0 | 0 | 0 | 0 | 0 | 0 | 0 | 0
2001 | 9 | 13 | 0 | 0 | 0 | 0 | 0 | 0 | 0 | 0 | 0 | 0 | 0 | 0 | 0
2001 | 9 | 14 | 0.15 | 0.15 | 0.1 | 0 | 0.15 | 0.1 | 0 | 0 | 0 | 0 | 0 | 0 | 0
2001 | 9 | 15 | 0 | 0 | 0 | 0 | 0 | 0 | 0 | 0 | 0 | 0 | 0 | 0 | 0
2001 | 9 | 16 | 0 | 0 | 0 | 0 | 0 | 0 | 0 | 0 | 0 | 0 | 0 | 0 | 0
2001 | 9 | 17 | 0 | 0 | 0 | 0 | 0 | 0 | 0 | 0 | 0 | 0 | 0 | 0 | 0
2001 | 9 | 18 | 0 | 0 | 0 | 0 | 0 | 0 | 0 | 0 | 0 | 0 | 0 | 0 | 0
2001 | 9 | 19 | 0 | 0 | 0 | 0 | 0 | 0 | 0 | 0 | 0 | 0 | 0 | 0 | 0
2001 | 9 | 20 | 0.42 | 0.42 | 0.37 | 0 | 0.42 | 0.37 | 0 | 0 | 0 | 0 | 0 | 0 | 0
2001 | 9 | 21 | 0.03 | 0.03 | 0 | 0 | 0.03 | 0 | 0 | 0 | 0 | 0 | 0 | 0 | 0
2001 | 9 | 22 | 0 | 0 | 0 | 0 | 0 | 0 | 0 | 0 | 0 | 0 | 0 | 0 | 0
2001 | 9 | 23 | 0 | 0 | 0 | 0 | 0 | 0 | 0 | 0 | 0 | 0 | 0 | 0 | 0
2001 | 9 | 24 | 0.31 | 0.31 | 0.26 | 0 | 0.31 | 0.26 | 0 | 0 | 0 | 0 | 0 | 0 | 0
2001 | 9 | 25 | 0.3 | 0.3 | 0.25 | 0 | 0.3 | 0.25 | 0 | 0 | 0 | 0 | 0 | 0 | 0
2001 | 9 | 26 | 0 | 0 | 0 | 0 | 0 | 0 | 0 | 0 | 0 | 0 | 0 | 0 | 0
2001 | 9 | 27 | 0.03 | 0.03 | 0 | 0 | 0.03 | 0 | 0 | 0 | 0 | 0 | 0 | 0 | 0
2001 | 9 | 28 | 0 | 0 | 0 | 0 | 0 | 0 | 0 | 0 | 0 | 0 | 0 | 0 | 0
2001 | 9 | 29 | 0 | 0 | 0 | 0 | 0 | 0 | 0 | 0 | 0 | 0 | 0 | 0 | 0
2001 | 9 | 30 | 0.03 | 0.03 | 0 | 0 | 0.03 | 0 | 0 | 0 | 0 | 0 | 0 | 0 | 0
2001 | 10 | 1 | 0.03 | 0.03 | 0 | 0 | 0.03 | 0 | 0 | 0 | 0 | 0 | 0 | 0 | 0
2001 | 10 | 2 | 0 | 0 | 0 | 0 | 0 | 0 | 0 | 0 | 0 | 0 | 0 | 0 | 0
2001 | 10 | 3 | 0 | 0 | 0 | 0 | 0 | 0 | 0 | 0 | 0 | 0 | 0 | 0 | 0
2001 | 10 | 4 | 0 | 0 | 0 | 0 | 0 | 0 | 0 | 0 | 0 | 0 | 0 | 0 | 0
2001 | 10 | 5 | 0 | 0 | 0 | 0 | 0 | 0 | 0 | 0 | 0 | 0 | 0 | 0 | 0
2001 | 10 | 6 | 0.14 | 0.14 | 0.09 | 0 | 0.14 | 0.09 | 0 | 0 | 0 | 0 | 0 | 0 | 0
2001 | 10 | 7 | 0 | 0 | 0 | 0 | 0 | 0 | 0 | 0 | 0 | 0 | 0 | 0 | 0
2001 | 10 | 8 | 0 | 0 | 0 | 0 | 0 | 0 | 0 | 0 | 0 | 0 | 0 | 0 | 0
2001 | 10 | 9 | 0 | 0 | 0 | 0 | 0 | 0 | 0 | 0 | 0 | 0 | 0 | 0 | 0
2001 | 10 | 10 | 0 | 0 | 0 | 0 | 0 | 0 | 0 | 0 | 0 | 0 | 0 | 0 | 0
2001 | 10 | 11 | 0 | 0 | 0 | 0 | 0 | 0 | 0 | 0 | 0 | 0 | 0 | 0 | 0
2001 | 10 | 12 | 0 | 0 | 0 | 0 | 0 | 0 | 0 | 0 | 0 | 0 | 0 | 0 | 0
2001 | 10 | 13 | 0 | 0 | 0 | 0 | 0 | 0 | 0 | 0 | 0 | 0 | 0 | 0 | 0
2001 | 10 | 14 | 0.32 | 0.32 | 0.27 | 0 | 0.32 | 0.27 | 0 | 0 | 0 | 0 | 0 | 0 | 0
2001 | 10 | 15 | 0 | 0 | 0 | 0 | 0 | 0 | 0 | 0 | 0 | 0 | 0 | 0 | 0
2001 | 10 | 16 | 0.2 | 0.2 | 0.15 | 0 | 0.2 | 0.15 | 0 | 0 | 0 | 0 | 0 | 0 | 0
2001 | 10 | 17 | 0 | 0 | 0 | 0 | 0 | 0 | 0 | 0 | 0 | 0 | 0 | 0 | 0
2001 | 10 | 18 | 0 | 0 | 0 | 0 | 0 | 0 | 0 | 0 | 0 | 0 | 0 | 0 | 0
2001 | 10 | 19 | 0 | 0 | 0 | 0 | 0 | 0 | 0 | 0 | 0 | 0 | 0 | 0 | 0
2001 | 10 | 20 | 0 | 0 | 0 | 0 | 0 | 0 | 0 | 0 | 0 | 0 | 0 | 0 | 0
2001 | 10 | 21 | 0 | 0 | 0 | 0 | 0 | 0 | 0 | 0 | 0 | 0 | 0 | 0 | 0
2001 | 10 | 22 | 0 | 0 | 0 | 0 | 0 | 0 | 0 | 0 | 0 | 0 | 0 | 0 | 0
2001 | 10 | 23 | 0 | 0 | 0 | 0 | 0 | 0 | 0 | 0 | 0 | 0 | 0 | 0 | 0
2001 | 10 | 24 | 0 | 0 | 0 | 0 | 0 | 0 | 0 | 0 | 0 | 0 | 0 | 0 | 0
2001 | 10 | 25 | 0 | 0 | 0 | 0 | 0 | 0 | 0 | 0 | 0 | 0 | 0 | 0 | 0
2001 | 10 | 26 | 0 | 0 | 0 | 0 | 0 | 0 | 0 | 0 | 0 | 0 | 0 | 0 | 0
2001 | 10 | 27 | 0 | 0 | 0 | 0 | 0 | 0 | 0 | 0 | 0 | 0 | 0 | 0 | 0
2001 | 10 | 28 | 0 | 0 | 0 | 0 | 0 | 0 | 0 | 0 | 0 | 0 | 0 | 0 | 0
2001 | 10 | 29 | 0 | 0 | 0 | 0 | 0 | 0 | 0 | 0 | 0 | 0 | 0 | 0 | 0
2001 | 10 | 30 | 0 | 0 | 0 | 0 | 0 | 0 | 0 | 0 | 0 | 0 | 0 | 0 | 0
2001 | 10 | 31 | 0 | 0 | 0 | 0 | 0 | 0 | 0 | 0 | 0 | 0 | 0 | 0 | 0
2001 | 11 | 1 | 0 | 0 | 0 | 0 | 0 | 0 | 0 | 0 | 0 | 0 | 0 | 0 | 0
2001 | 11 | 2 | 0 | 0 | 0 | 0 | 0 | 0 | 0 | 0 | 0 | 0 | 0 | 0 | 0
2001 | 11 | 3 | 0.01 | 0.01 | 0 | 0 | 0.01 | 0 | 0 | 0 | 0 | 0 | 0 | 0 | 0
2001 | 11 | 4 | 0 | 0 | 0 | 0 | 0 | 0 | 0 | 0 | 0 | 0 | 0 | 0 | 0
2001 | 11 | 5 | 0 | 0 | 0 | 0 | 0 | 0 | 0 | 0 | 0 | 0 | 0 | 0 | 0
2001 | 11 | 6 | 0 | 0 | 0 | 0 | 0 | 0 | 0 | 0 | 0 | 0 | 0 | 0 | 0
2001 | 11 | 7 | 0 | 0 | 0 | 0 | 0 | 0 | 0 | 0 | 0 | 0 | 0 | 0 | 0
2001 | 11 | 8 | 0 | 0 | 0 | 0 | 0 | 0 | 0 | 0 | 0 | 0 | 0 | 0 | 0
2001 | 11 | 9 | 0 | 0 | 0 | 0 | 0 | 0 | 0 | 0 | 0 | 0 | 0 | 0 | 0
2001 | 11 | 10 | 0 | 0 | 0 | 0 | 0 | 0 | 0 | 0 | 0 | 0 | 0 | 0 | 0
2001 | 11 | 11 | 0 | 0 | 0 | 0 | 0 | 0 | 0 | 0 | 0 | 0 | 0 | 0 | 0
2001 | 11 | 12 | 0 | 0 | 0 | 0 | 0 | 0 | 0 | 0 | 0 | 0 | 0 | 0 | 0
2001 | 11 | 13 | 0 | 0 | 0 | 0 | 0 | 0 | 0 | 0 | 0 | 0 | 0 | 0 | 0
2001 | 11 | 14 | 0 | 0 | 0 | 0 | 0 | 0 | 0 | 0 | 0 | 0 | 0 | 0 | 0
2001 | 11 | 15 | 0 | 0 | 0 | 0 | 0 | 0 | 0 | 0 | 0 | 0 | 0 | 0 | 0
2001 | 11 | 16 | 0 | 0 | 0 | 0 | 0 | 0 | 0 | 0 | 0 | 0 | 0 | 0 | 0
2001 | 11 | 17 | 0 | 0 | 0 | 0 | 0 | 0 | 0 | 0 | 0 | 0 | 0 | 0 | 0
2001 | 11 | 18 | 0 | 0 | 0 | 0 | 0 | 0 | 0 | 0 | 0 | 0 | 0 | 0 | 0
2001 | 11 | 19 | 0 | 0 | 0 | 0 | 0 | 0 | 0 | 0 | 0 | 0 | 0 | 0 | 0
2001 | 11 | 20 | 0.03 | 0.03 | 0 | 0 | 0.03 | 0 | 0 | 0 | 0 | 0 | 0 | 0 | 0
2001 | 11 | 21 | 0 | 0 | 0 | 0 | 0 | 0 | 0 | 0 | 0 | 0 | 0 | 0 | 0
2001 | 11 | 22 | 0 | 0 | 0 | 0 | 0 | 0 | 0 | 0 | 0 | 0 | 0 | 0 | 0
2001 | 11 | 23 | 0 | 0 | 0 | 0 | 0 | 0 | 0 | 0 | 0 | 0 | 0 | 0 | 0
2001 | 11 | 24 | 0.12 | 0.12 | 0.07 | 0 | 0.12 | 0.07 | 0 | 0 | 0 | 0 | 0 | 0 | 0
2001 | 11 | 25 | 0.38 | 0.38 | 0.33 | 0 | 0.38 | 0.33 | 0 | 0 | 0 | 0 | 0 | 0 | 0
2001 | 11 | 26 | 0 | 0 | 0 | 0 | 0 | 0 | 0 | 0 | 0 | 0 | 0 | 0 | 0
2001 | 11 | 27 | 0 | 0 | 0 | 0 | 0 | 0 | 0 | 0 | 0 | 0 | 0 | 0 | 0
2001 | 11 | 28 | 0 | 0 | 0 | 0 | 0 | 0 | 0 | 0 | 0 | 0 | 0 | 0 | 0
2001 | 11 | 29 | 0 | 0 | 0 | 0 | 0 | 0 | 0 | 0 | 0 | 0 | 0 | 0 | 0
2001 | 11 | 30 | 0.01 | 0.01 | 0 | 0 | 0.01 | 0 | 0 | 0 | 0 | 0 | 0 | 0 | 0
2001 | 12 | 1 | 0 | 0 | 0 | 0 | 0 | 0 | 0 | 0 | 0 | 0 | 0 | 0 | 0
2001 | 12 | 2 | 0 | 0 | 0 | 0 | 0 | 0 | 0 | 0 | 0 | 0 | 0 | 0 | 0
2001 | 12 | 3 | 0 | 0 | 0 | 0 | 0 | 0 | 0 | 0 | 0 | 0 | 0 | 0 | 0
2001 | 12 | 4 | 0 | 0 | 0 | 0 | 0 | 0 | 0 | 0 | 0 | 0 | 0 | 0 | 0
2001 | 12 | 5 | 0 | 0 | 0 | 0 | 0 | 0 | 0 | 0 | 0 | 0 | 0 | 0 | 0
2001 | 12 | 6 | 0 | 0 | 0 | 0 | 0 | 0 | 0 | 0 | 0 | 0 | 0 | 0 | 0
2001 | 12 | 7 | 0 | 0 | 0 | 0 | 0 | 0 | 0 | 0 | 0 | 0 | 0 | 0 | 0
2001 | 12 | 8 | 0.57 | 0.57 | 0.52 | 0 | 0.57 | 0.52 | 0 | 0 | 0 | 0 | 0 | 0 | 0
2001 | 12 | 9 | 0.01 | 0.01 | 0 | 0 | 0.01 | 0 | 0 | 0 | 0 | 0 | 0 | 0 | 0
2001 | 12 | 10 | 0.04 | 0.04 | 0 | 0 | 0.04 | 0 | 0 | 0 | 0 | 0 | 0 | 0 | 0
2001 | 12 | 11 | 0.4 | 0.4 | 0.35 | 0 | 0.4 | 0.35 | 0 | 0 | 0 | 0 | 0 | 0 | 0
2001 | 12 | 12 | 0 | 0 | 0 | 0 | 0 | 0 | 0 | 0 | 0 | 0 | 0 | 0 | 0
2001 | 12 | 13 | 0 | 0 | 0 | 0 | 0 | 0 | 0 | 0 | 0 | 0 | 0 | 0 | 0
2001 | 12 | 14 | 0.06 | 0.06 | 0.01 | 0 | 0.06 | 0.01 | 0 | 0 | 0 | 0 | 0 | 0 | 0
2001 | 12 | 15 | 0 | 0 | 0 | 0 | 0 | 0 | 0 | 0 | 0 | 0 | 0 | 0 | 0
2001 | 12 | 16 | 0 | 0 | 0 | 0 | 0 | 0 | 0 | 0 | 0 | 0 | 0 | 0 | 0
2001 | 12 | 17 | 0.09 | 0.09 | 0.04 | 0 | 0.09 | 0.04 | 0 | 0 | 0 | 0 | 0 | 0 | 0
2001 | 12 | 18 | 0.03 | 0.03 | 0 | 0 | 0.03 | 0 | 0 | 0 | 0 | 0 | 0 | 0 | 0
2001 | 12 | 19 | 0 | 0 | 0 | 0 | 0 | 0 | 0 | 0 | 0 | 0 | 0 | 0 | 0
2001 | 12 | 20 | 0 | 0 | 0 | 0 | 0 | 0 | 0 | 0 | 0 | 0 | 0 | 0 | 0
2001 | 12 | 21 | 0 | 0 | 0 | 0 | 0 | 0 | 0 | 0 | 0 | 0 | 0 | 0 | 0
2001 | 12 | 22 | 0 | 0 | 0 | 0 | 0 | 0 | 0 | 0 | 0 | 0 | 0 | 0 | 0
2001 | 12 | 23 | 0.13 | 0.13 | 0.08 | 0 | 0.13 | 0.08 | 0 | 0 | 0 | 0 | 0 | 0 | 0
2001 | 12 | 24 | 0.2 | 0.2 | 0.15 | 0 | 0.2 | 0.15 | 0 | 0 | 0 | 0 | 0 | 0 | 0
2001 | 12 | 25 | 0 | 0 | 0 | 0 | 0 | 0 | 0 | 0 | 0 | 0 | 0 | 0 | 0
2001 | 12 | 26 | 0 | 0 | 0 | 0 | 0 | 0 | 0 | 0 | 0 | 0 | 0 | 0 | 0
2001 | 12 | 27 | 0 | 0 | 0 | 0 | 0 | 0 | 0 | 0 | 0 | 0 | 0 | 0 | 0
2001 | 12 | 28 | 0 | 0 | 0 | 0 | 0 | 0 | 0 | 0 | 0 | 0 | 0 | 0 | 0
2001 | 12 | 29 | 0 | 0 | 0 | 0 | 0 | 0 | 0 | 0 | 0 | 0 | 0 | 0 | 0
2001 | 12 | 30 | 0 | 0 | 0 | 0 | 0 | 0 | 0 | 0 | 0 | 0 | 0 | 0 | 0
2001 | 12 | 31 | 0 | 0 | 0 | 0 | 0 | 0 | 0 | 0 | 0 | 0 | 0 | 0 | 0
2002 | 1 | 1 | 0 | 0 | 0 | 0 | 0 | 0 | 0 | 0 | 0 | 0 | 0 | 0 | 0
2002 | 1 | 2 | 0 | 0 | 0 | 0 | 0 | 0 | 0 | 0 | 0 | 0 | 0 | 0 | 0
2002 | 1 | 3 | 0 | 0 | 0 | 0 | 0 | 0 | 0 | 0 | 0 | 0 | 0 | 0 | 0
2002 | 1 | 4 | 0 | 0 | 0 | 0 | 0 | 0 | 0 | 0 | 0 | 0 | 0 | 0 | 0
2002 | 1 | 5 | 0 | 0 | 0 | 0 | 0 | 0 | 0 | 0 | 0 | 0 | 0 | 0 | 0
2002 | 1 | 6 | 0.6 | 0.6 | 0.55 | 0 | 0.6 | 0.55 | 0 | 0 | 0 | 0 | 0 | 0 | 0
2002 | 1 | 7 | 0.01 | 0.01 | 0 | 0 | 0.01 | 0 | 0 | 0 | 0 | 0 | 0 | 0 | 0
2002 | 1 | 8 | 0 | 0 | 0 | 0 | 0 | 0 | 0 | 0 | 0 | 0 | 0 | 0 | 0
2002 | 1 | 9 | 0 | 0 | 0 | 0 | 0 | 0 | 0 | 0 | 0 | 0 | 0 | 0 | 0
2002 | 1 | 10 | 0 | 0 | 0 | 0 | 0 | 0 | 0 | 0 | 0 | 0 | 0 | 0 | 0
2002 | 1 | 11 | 0.17 | 0.17 | 0.12 | 0 | 0.17 | 0.12 | 0 | 0 | 0 | 0 | 0 | 0 | 0
2002 | 1 | 12 | 0 | 0 | 0 | 0 | 0 | 0 | 0 | 0 | 0 | 0 | 0 | 0 | 0
2002 | 1 | 13 | 0 | 0 | 0 | 0 | 0 | 0 | 0 | 0 | 0 | 0 | 0 | 0 | 0
2002 | 1 | 14 | 0 | 0 | 0 | 0 | 0 | 0 | 0 | 0 | 0 | 0 | 0 | 0 | 0
2002 | 1 | 15 | 0 | 0 | 0 | 0 | 0 | 0 | 0 | 0 | 0 | 0 | 0 | 0 | 0
2002 | 1 | 16 | 0 | 0 | 0 | 0 | 0 | 0 | 0 | 0 | 0 | 0 | 0 | 0 | 0
2002 | 1 | 17 | 0 | 0 | 0 | 0 | 0 | 0 | 0 | 0 | 0 | 0 | 0 | 0 | 0
2002 | 1 | 18 | 0 | 0 | 0 | 0 | 0 | 0 | 0 | 0 | 0 | 0 | 0 | 0 | 0
2002 | 1 | 19 | 0.37 | 0.37 | 0.32 | 0 | 0.37 | 0.32 | 0 | 0 | 0 | 0 | 0 | 0 | 0
2002 | 1 | 20 | 0 | 0 | 0 | 0 | 0 | 0 | 0 | 0 | 0 | 0 | 0 | 0 | 0
2002 | 1 | 21 | 0.02 | 0.02 | 0 | 0 | 0.02 | 0 | 0 | 0 | 0 | 0 | 0 | 0 | 0
2002 | 1 | 22 | 0 | 0 | 0 | 0 | 0 | 0 | 0 | 0 | 0 | 0 | 0 | 0 | 0
2002 | 1 | 23 | 0.04 | 0.04 | 0 | 0 | 0.04 | 0 | 0 | 0 | 0 | 0 | 0 | 0 | 0
2002 | 1 | 24 | 0.08 | 0.08 | 0.03 | 0 | 0.08 | 0.03 | 0 | 0 | 0 | 0 | 0 | 0 | 0
2002 | 1 | 25 | 0.03 | 0.03 | 0 | 0 | 0.03 | 0 | 0 | 0 | 0 | 0 | 0 | 0 | 0
2002 | 1 | 26 | 0 | 0 | 0 | 0 | 0 | 0 | 0 | 0 | 0 | 0 | 0 | 0 | 0
2002 | 1 | 27 | 0 | 0 | 0 | 0 | 0 | 0 | 0 | 0 | 0 | 0 | 0 | 0 | 0
2002 | 1 | 28 | 0 | 0 | 0 | 0 | 0 | 0 | 0 | 0 | 0 | 0 | 0 | 0 | 0
2002 | 1 | 29 | 0 | 0 | 0 | 0 | 0 | 0 | 0 | 0 | 0 | 0 | 0 | 0 | 0
2002 | 1 | 30 | 0 | 0 | 0 | 0 | 0 | 0 | 0 | 0 | 0 | 0 | 0 | 0 | 0
2002 | 1 | 31 | 0 | 0 | 0 | 0 | 0 | 0 | 0 | 0 | 0 | 0 | 0 | 0 | 0
2002 | 2 | 1 | 0.05 | 0.05 | 0 | 0 | 0.05 | 0 | 0 | 0 | 0 | 0 | 0 | 0 | 0
2002 | 2 | 2 | 0 | 0 | 0 | 0 | 0 | 0 | 0 | 0 | 0 | 0 | 0 | 0 | 0
2002 | 2 | 3 | 0 | 0 | 0 | 0 | 0 | 0 | 0 | 0 | 0 | 0 | 0 | 0 | 0
2002 | 2 | 4 | 0.07 | 0.07 | 0.02 | 0 | 0.07 | 0.02 | 0 | 0 | 0 | 0 | 0 | 0 | 0
2002 | 2 | 5 | 0 | 0 | 0 | 0 | 0 | 0 | 0 | 0 | 0 | 0 | 0 | 0 | 0
2002 | 2 | 6 | 0 | 0 | 0 | 0 | 0 | 0 | 0 | 0 | 0 | 0 | 0 | 0 | 0
2002 | 2 | 7 | 0.19 | 0.19 | 0.14 | 0 | 0.19 | 0.14 | 0 | 0 | 0 | 0 | 0 | 0 | 0
2002 | 2 | 8 | 0 | 0 | 0 | 0 | 0 | 0 | 0 | 0 | 0 | 0 | 0 | 0 | 0
2002 | 2 | 9 | 0 | 0 | 0 | 0 | 0 | 0 | 0 | 0 | 0 | 0 | 0 | 0 | 0
2002 | 2 | 10 | 0.02 | 0.02 | 0 | 0 | 0.02 | 0 | 0 | 0 | 0 | 0 | 0 | 0 | 0
2002 | 2 | 11 | 0.02 | 0.02 | 0 | 0 | 0.02 | 0 | 0 | 0 | 0 | 0 | 0 | 0 | 0
2002 | 2 | 12 | 0 | 0 | 0 | 0 | 0 | 0 | 0 | 0 | 0 | 0 | 0 | 0 | 0
2002 | 2 | 13 | 0 | 0 | 0 | 0 | 0 | 0 | 0 | 0 | 0 | 0 | 0 | 0 | 0
2002 | 2 | 14 | 0 | 0 | 0 | 0 | 0 | 0 | 0 | 0 | 0 | 0 | 0 | 0 | 0
2002 | 2 | 15 | 0 | 0 | 0 | 0 | 0 | 0 | 0 | 0 | 0 | 0 | 0 | 0 | 0
2002 | 2 | 16 | 0 | 0 | 0 | 0 | 0 | 0 | 0 | 0 | 0 | 0 | 0 | 0 | 0
2002 | 2 | 17 | 0 | 0 | 0 | 0 | 0 | 0 | 0 | 0 | 0 | 0 | 0 | 0 | 0
2002 | 2 | 18 | 0 | 0 | 0 | 0 | 0 | 0 | 0 | 0 | 0 | 0 | 0 | 0 | 0
2002 | 2 | 19 | 0 | 0 | 0 | 0 | 0 | 0 | 0 | 0 | 0 | 0 | 0 | 0 | 0
2002 | 2 | 20 | 0 | 0 | 0 | 0 | 0 | 0 | 0 | 0 | 0 | 0 | 0 | 0 | 0
2002 | 2 | 21 | 0 | 0 | 0 | 0 | 0 | 0 | 0 | 0 | 0 | 0 | 0 | 0 | 0
2002 | 2 | 22 | 0 | 0 | 0 | 0 | 0 | 0 | 0 | 0 | 0 | 0 | 0 | 0 | 0
2002 | 2 | 23 | 0 | 0 | 0 | 0 | 0 | 0 | 0 | 0 | 0 | 0 | 0 | 0 | 0
2002 | 2 | 24 | 0 | 0 | 0 | 0 | 0 | 0 | 0 | 0 | 0 | 0 | 0 | 0 | 0
2002 | 2 | 25 | 0 | 0 | 0 | 0 | 0 | 0 | 0 | 0 | 0 | 0 | 0 | 0 | 0
2002 | 2 | 26 | 0.12 | 0.12 | 0.07 | 0 | 0.12 | 0.07 | 0 | 0 | 0 | 0 | 0 | 0 | 0
2002 | 2 | 27 | 0 | 0 | 0 | 0 | 0 | 0 | 0 | 0 | 0 | 0 | 0 | 0 | 0
2002 | 2 | 28 | 0 | 0 | 0 | 0 | 0 | 0 | 0 | 0 | 0 | 0 | 0 | 0 | 0
2002 | 3 | 1 | 0 | 0 | 0 | 0 | 0 | 0 | 0 | 0 | 0 | 0 | 0 | 0 | 0
2002 | 3 | 2 | 0.77 | 0.77 | 0.72 | 0 | 0.77 | 0.72 | 0 | 0 | 0 | 0 | 0 | 0 | 0
2002 | 3 | 3 | 0.03 | 0.03 | 0 | 0 | 0.03 | 0 | 0 | 0 | 0 | 0 | 0 | 0 | 0
2002 | 3 | 4 | 0 | 0 | 0 | 0 | 0 | 0 | 0 | 0 | 0 | 0 | 0 | 0 | 0
2002 | 3 | 5 | 0 | 0 | 0 | 0 | 0 | 0 | 0 | 0 | 0 | 0 | 0 | 0 | 0
2002 | 3 | 6 | 0 | 0 | 0 | 0 | 0 | 0 | 0 | 0 | 0 | 0 | 0 | 0 | 0
2002 | 3 | 7 | 0 | 0 | 0 | 0 | 0 | 0 | 0 | 0 | 0 | 0 | 0 | 0 | 0
2002 | 3 | 8 | 0 | 0 | 0 | 0 | 0 | 0 | 0 | 0 | 0 | 0 | 0 | 0 | 0
2002 | 3 | 9 | 0.04 | 0.04 | 0 | 0 | 0.04 | 0 | 0 | 0 | 0 | 0 | 0 | 0 | 0
2002 | 3 | 10 | 0.19 | 0.19 | 0.14 | 0 | 0.19 | 0.14 | 0 | 0 | 0 | 0 | 0 | 0 | 0
2002 | 3 | 11 | 0 | 0 | 0 | 0 | 0 | 0 | 0 | 0 | 0 | 0 | 0 | 0 | 0
2002 | 3 | 12 | 0.35 | 0.35 | 0.3 | 0 | 0.35 | 0.3 | 0 | 0 | 0 | 0 | 0 | 0 | 0
2002 | 3 | 13 | 0.21 | 0.21 | 0.16 | 0 | 0.21 | 0.16 | 0 | 0 | 0 | 0 | 0 | 0 | 0
2002 | 3 | 14 | 0 | 0 | 0 | 0 | 0 | 0 | 0 | 0 | 0 | 0 | 0 | 0 | 0
2002 | 3 | 15 | 0 | 0 | 0 | 0 | 0 | 0 | 0 | 0 | 0 | 0 | 0 | 0 | 0
2002 | 3 | 16 | 0.01 | 0.01 | 0 | 0 | 0.01 | 0 | 0 | 0 | 0 | 0 | 0 | 0 | 0
2002 | 3 | 17 | 0.22 | 0.22 | 0.17 | 0 | 0.22 | 0.17 | 0 | 0 | 0 | 0 | 0 | 0 | 0
2002 | 3 | 18 | 0.16 | 0.16 | 0.11 | 0 | 0.16 | 0.11 | 0 | 0 | 0 | 0 | 0 | 0 | 0
2002 | 3 | 19 | 0.15 | 0.15 | 0.1 | 0 | 0.15 | 0.1 | 0 | 0 | 0 | 0 | 0 | 0 | 0
2002 | 3 | 20 | 0.48 | 0.48 | 0.43 | 0 | 0.48 | 0.43 | 0 | 0 | 0 | 0 | 0 | 0 | 0
2002 | 3 | 21 | 0 | 0 | 0 | 0 | 0 | 0 | 0 | 0 | 0 | 0 | 0 | 0 | 0
2002 | 3 | 22 | 0 | 0 | 0 | 0 | 0 | 0 | 0 | 0 | 0 | 0 | 0 | 0 | 0
2002 | 3 | 23 | 0 | 0 | 0 | 0 | 0 | 0 | 0 | 0 | 0 | 0 | 0 | 0 | 0
2002 | 3 | 24 | 0 | 0 | 0 | 0 | 0 | 0 | 0 | 0 | 0 | 0 | 0 | 0 | 0
2002 | 3 | 25 | 0 | 0 | 0 | 0 | 0 | 0 | 0 | 0 | 0 | 0 | 0 | 0 | 0
2002 | 3 | 26 | 0.5 | 0.5 | 0.45 | 0 | 0.5 | 0.45 | 0 | 0 | 0 | 0 | 0 | 0 | 0
2002 | 3 | 27 | 0 | 0 | 0 | 0 | 0 | 0 | 0 | 0 | 0 | 0 | 0 | 0 | 0
2002 | 3 | 28 | 0 | 0 | 0 | 0 | 0 | 0 | 0 | 0 | 0 | 0 | 0 | 0 | 0
2002 | 3 | 29 | 0 | 0 | 0 | 0 | 0 | 0 | 0 | 0 | 0 | 0 | 0 | 0 | 0
2002 | 3 | 30 | 0 | 0 | 0 | 0 | 0 | 0 | 0 | 0 | 0 | 0 | 0 | 0 | 0
2002 | 3 | 31 | 0.26 | 0.26 | 0.21 | 0 | 0.26 | 0.21 | 0 | 0 | 0 | 0 | 0 | 0 | 0
2002 | 4 | 1 | 0 | 0 | 0 | 0 | 0 | 0 | 0 | 0 | 0 | 0 | 0 | 0 | 0
2002 | 4 | 2 | 0 | 0 | 0 | 0 | 0 | 0 | 0 | 0 | 0 | 0 | 0 | 0 | 0
2002 | 4 | 3 | 0 | 0 | 0 | 0 | 0 | 0 | 0 | 0 | 0 | 0 | 0 | 0 | 0
2002 | 4 | 4 | 0 | 0 | 0 | 0 | 0 | 0 | 0 | 0 | 0 | 0 | 0 | 0 | 0
2002 | 4 | 5 | 0 | 0 | 0 | 0 | 0 | 0 | 0 | 0 | 0 | 0 | 0 | 0 | 0
2002 | 4 | 6 | 0 | 0 | 0 | 0 | 0 | 0 | 0 | 0 | 0 | 0 | 0 | 0 | 0
2002 | 4 | 7 | 0 | 0 | 0 | 0 | 0 | 0 | 0 | 0 | 0 | 0 | 0 | 0 | 0
2002 | 4 | 8 | 0 | 0 | 0 | 0 | 0 | 0 | 0 | 0 | 0 | 0 | 0 | 0 | 0
2002 | 4 | 9 | 0.27 | 0.27 | 0.22 | 0 | 0.27 | 0.22 | 0 | 0 | 0 | 0 | 0 | 0 | 0
2002 | 4 | 10 | 0 | 0 | 0 | 0 | 0 | 0 | 0 | 0 | 0 | 0 | 0 | 0 | 0
2002 | 4 | 11 | 0 | 0 | 0 | 0 | 0 | 0 | 0 | 0 | 0 | 0 | 0 | 0 | 0
2002 | 4 | 12 | 0 | 0 | 0 | 0 | 0 | 0 | 0 | 0 | 0 | 0 | 0 | 0 | 0
2002 | 4 | 13 | 0.01 | 0.01 | 0 | 0 | 0.01 | 0 | 0 | 0 | 0 | 0 | 0 | 0 | 0
2002 | 4 | 14 | 0 | 0 | 0 | 0 | 0 | 0 | 0 | 0 | 0 | 0 | 0 | 0 | 0
2002 | 4 | 15 | 0.05 | 0.05 | 0 | 0 | 0.05 | 0 | 0 | 0 | 0 | 0 | 0 | 0 | 0
2002 | 4 | 16 | 0 | 0 | 0 | 0 | 0 | 0 | 0 | 0 | 0 | 0 | 0 | 0 | 0
2002 | 4 | 17 | 0 | 0 | 0 | 0 | 0 | 0 | 0 | 0 | 0 | 0 | 0 | 0 | 0
2002 | 4 | 18 | 0.31 | 0.31 | 0.26 | 0 | 0.31 | 0.26 | 0 | 0 | 0 | 0 | 0 | 0 | 0
2002 | 4 | 19 | 0.51 | 0.51 | 0.46 | 0 | 0.51 | 0.46 | 0 | 0 | 0 | 0 | 0 | 0 | 0
2002 | 4 | 20 | 0.03 | 0.03 | 0 | 0 | 0.03 | 0 | 0 | 0 | 0 | 0 | 0 | 0 | 0
2002 | 4 | 21 | 0.24 | 0.24 | 0.19 | 0 | 0.24 | 0.19 | 0 | 0 | 0 | 0 | 0 | 0 | 0
2002 | 4 | 22 | 0.36 | 0.36 | 0.31 | 0 | 0.36 | 0.31 | 0 | 0 | 0 | 0 | 0 | 0 | 0
2002 | 4 | 23 | 0 | 0 | 0 | 0 | 0 | 0 | 0 | 0 | 0 | 0 | 0 | 0 | 0
2002 | 4 | 24 | 0 | 0 | 0 | 0 | 0 | 0 | 0 | 0 | 0 | 0 | 0 | 0 | 0
2002 | 4 | 25 | 0.13 | 0.13 | 0.08 | 0 | 0.13 | 0.08 | 0 | 0 | 0 | 0 | 0 | 0 | 0
2002 | 4 | 26 | 0 | 0 | 0 | 0 | 0 | 0 | 0 | 0 | 0 | 0 | 0 | 0 | 0
2002 | 4 | 27 | 0.19 | 0.19 | 0.14 | 0 | 0.19 | 0.14 | 0 | 0 | 0 | 0 | 0 | 0 | 0
2002 | 4 | 28 | 1.37 | 1 | 0.95 | 0 | 1 | 0.95 | 0 | 0 | 0 | 0 | 0 | 0 | 0
2002 | 4 | 29 | 0 | 0 | 0 | 0 | 0 | 0 | 0 | 0 | 0 | 0 | 0 | 0 | 0
2002 | 4 | 30 | 0 | 0 | 0 | 0 | 0 | 0 | 0 | 0 | 0 | 0 | 0 | 0 | 0
2002 | 5 | 1 | 0 | 0 | 0 | 0 | 0 | 0 | 0 | 0 | 0 | 0 | 0 | 0 | 0
2002 | 5 | 2 | 0.76 | 0.76 | 0.71 | 0 | 0.76 | 0.71 | 0 | 0 | 0 | 0 | 0 | 0 | 0
2002 | 5 | 3 | 0 | 0 | 0 | 0 | 0 | 0 | 0 | 0 | 0 | 0 | 0 | 0 | 0
2002 | 5 | 4 | 0.08 | 0.08 | 0.03 | 0 | 0.08 | 0.03 | 0 | 0 | 0 | 0 | 0 | 0 | 0
2002 | 5 | 5 | 0 | 0 | 0 | 0 | 0 | 0 | 0 | 0 | 0 | 0 | 0 | 0 | 0
2002 | 5 | 6 | 0.02 | 0.02 | 0 | 0 | 0.02 | 0 | 0 | 0 | 0 | 0 | 0 | 0 | 0
2002 | 5 | 7 | 0.03 | 0.03 | 0 | 0 | 0.03 | 0 | 0 | 0 | 0 | 0 | 0 | 0 | 0
2002 | 5 | 8 | 0.02 | 0.02 | 0 | 0 | 0.02 | 0 | 0 | 0 | 0 | 0 | 0 | 0 | 0
2002 | 5 | 9 | 0.05 | 0.05 | 0 | 0 | 0.05 | 0 | 0 | 0 | 0 | 0 | 0 | 0 | 0
2002 | 5 | 10 | 0 | 0 | 0 | 0 | 0 | 0 | 0 | 0 | 0 | 0 | 0 | 0 | 0
2002 | 5 | 11 | 0 | 0 | 0 | 0 | 0 | 0 | 0 | 0 | 0 | 0 | 0 | 0 | 0
2002 | 5 | 12 | 0 | 0 | 0 | 0 | 0 | 0 | 0 | 0 | 0 | 0 | 0 | 0 | 0
2002 | 5 | 13 | 0 | 0 | 0 | 0 | 0 | 0 | 0 | 0 | 0 | 0 | 0 | 0 | 0
2002 | 5 | 14 | 0 | 0 | 0 | 0 | 0 | 0 | 0 | 0 | 0 | 0 | 0 | 0 | 0
2002 | 5 | 15 | 0 | 0 | 0 | 0 | 0 | 0 | 0 | 0 | 0 | 0 | 0 | 0 | 0
2002 | 5 | 16 | 0 | 0 | 0 | 0 | 0 | 0 | 0 | 0 | 0 | 0 | 0 | 0 | 0
2002 | 5 | 17 | 0.29 | 0.29 | 0.24 | 0 | 0.29 | 0.24 | 0 | 0 | 0 | 0 | 0 | 0 | 0
2002 | 5 | 18 | 0.68 | 0.68 | 0.63 | 0 | 0.68 | 0.63 | 0 | 0 | 0 | 0 | 0 | 0 | 0
2002 | 5 | 19 | 0 | 0 | 0 | 0 | 0 | 0 | 0 | 0 | 0 | 0 | 0 | 0 | 0
2002 | 5 | 20 | 0 | 0 | 0 | 0 | 0 | 0 | 0 | 0 | 0 | 0 | 0 | 0 | 0
2002 | 5 | 21 | 0 | 0 | 0 | 0 | 0 | 0 | 0 | 0 | 0 | 0 | 0 | 0 | 0
2002 | 5 | 22 | 0 | 0 | 0 | 0 | 0 | 0 | 0 | 0 | 0 | 0 | 0 | 0 | 0
2002 | 5 | 23 | 0 | 0 | 0 | 0 | 0 | 0 | 0 | 0 | 0 | 0 | 0 | 0 | 0
2002 | 5 | 24 | 0 | 0 | 0 | 0 | 0 | 0 | 0 | 0 | 0 | 0 | 0 | 0 | 0
2002 | 5 | 25 | 0 | 0 | 0 | 0 | 0 | 0 | 0 | 0 | 0 | 0 | 0 | 0 | 0
2002 | 5 | 26 | 0 | 0 | 0 | 0 | 0 | 0 | 0 | 0 | 0 | 0 | 0 | 0 | 0
2002 | 5 | 27 | 0.23 | 0.23 | 0.18 | 0 | 0.23 | 0.18 | 0 | 0 | 0 | 0 | 0 | 0 | 0
2002 | 5 | 28 | 0 | 0 | 0 | 0 | 0 | 0 | 0 | 0 | 0 | 0 | 0 | 0 | 0
2002 | 5 | 29 | 0 | 0 | 0 | 0 | 0 | 0 | 0 | 0 | 0 | 0 | 0 | 0 | 0
2002 | 5 | 30 | 0 | 0 | 0 | 0 | 0 | 0 | 0 | 0 | 0 | 0 | 0 | 0 | 0
2002 | 5 | 31 | 0.01 | 0.01 | 0 | 0 | 0.01 | 0 | 0 | 0 | 0 | 0 | 0 | 0 | 0
2002 | 6 | 1 | 0 | 0 | 0 | 0 | 0 | 0 | 0 | 0 | 0 | 0 | 0 | 0 | 0
2002 | 6 | 2 | 0 | 0 | 0 | 0 | 0 | 0 | 0 | 0 | 0 | 0 | 0 | 0 | 0
2002 | 6 | 3 | 0 | 0 | 0 | 0 | 0 | 0 | 0 | 0 | 0 | 0 | 0 | 0 | 0
2002 | 6 | 4 | 0 | 0 | 0 | 0 | 0 | 0 | 0 | 0 | 0 | 0 | 0 | 0 | 0
2002 | 6 | 5 | 0 | 0 | 0 | 0 | 0 | 0 | 0 | 0 | 0 | 0 | 0 | 0 | 0
2002 | 6 | 6 | 0.38 | 0.38 | 0.33 | 0 | 0.38 | 0.33 | 0 | 0 | 0 | 0 | 0 | 0 | 0
2002 | 6 | 7 | 0 | 0 | 0 | 0 | 0 | 0 | 0 | 0 | 0 | 0 | 0 | 0 | 0
2002 | 6 | 8 | 0 | 0 | 0 | 0 | 0 | 0 | 0 | 0 | 0 | 0 | 0 | 0 | 0
2002 | 6 | 9 | 0 | 0 | 0 | 0 | 0 | 0 | 0 | 0 | 0 | 0 | 0 | 0 | 0
2002 | 6 | 10 | 0 | 0 | 0 | 0 | 0 | 0 | 0 | 0 | 0 | 0 | 0 | 0 | 0
2002 | 6 | 11 | 0 | 0 | 0 | 0 | 0 | 0 | 0 | 0 | 0 | 0 | 0 | 0 | 0
2002 | 6 | 12 | 0 | 0 | 0 | 0 | 0 | 0 | 0 | 0 | 0 | 0 | 0 | 0 | 0
2002 | 6 | 13 | 1.92 | 1 | 0.95 | 0 | 1 | 0.95 | 0 | 0 | 0 | 0 | 0 | 0 | 0
2002 | 6 | 14 | 0.12 | 0.12 | 0.07 | 0 | 0.12 | 0.07 | 0 | 0 | 0 | 0 | 0 | 0 | 0
2002 | 6 | 15 | 0.32 | 0.32 | 0.27 | 0 | 0.32 | 0.27 | 0 | 0 | 0 | 0 | 0 | 0 | 0
2002 | 6 | 16 | 0 | 0 | 0 | 0 | 0 | 0 | 0 | 0 | 0 | 0 | 0 | 0 | 0
2002 | 6 | 17 | 0 | 0 | 0 | 0 | 0 | 0 | 0 | 0 | 0 | 0 | 0 | 0 | 0
2002 | 6 | 18 | 0.35 | 0.35 | 0.3 | 0 | 0.35 | 0.3 | 0 | 0 | 0 | 0 | 0 | 0 | 0
2002 | 6 | 19 | 0.28 | 0.28 | 0.23 | 0 | 0.28 | 0.23 | 0 | 0 | 0 | 0 | 0 | 0 | 0
2002 | 6 | 20 | 0 | 0 | 0 | 0 | 0 | 0 | 0 | 0 | 0 | 0 | 0 | 0 | 0
2002 | 6 | 21 | 0 | 0 | 0 | 0 | 0 | 0 | 0 | 0 | 0 | 0 | 0 | 0 | 0
2002 | 6 | 22 | 0 | 0 | 0 | 0 | 0 | 0 | 0 | 0 | 0 | 0 | 0 | 0 | 0
2002 | 6 | 23 | 0 | 0 | 0 | 0 | 0 | 0 | 0 | 0 | 0 | 0 | 0 | 0 | 0
2002 | 6 | 24 | 0 | 0 | 0 | 0 | 0 | 0 | 0 | 0 | 0 | 0 | 0 | 0 | 0
2002 | 6 | 25 | 0 | 0 | 0 | 0 | 0 | 0 | 0 | 0 | 0 | 0 | 0 | 0 | 0
2002 | 6 | 26 | 0.04 | 0.04 | 0 | 0 | 0.04 | 0 | 0 | 0 | 0 | 0 | 0 | 0 | 0
2002 | 6 | 27 | 0.2 | 0.2 | 0.15 | 0 | 0.2 | 0.15 | 0 | 0 | 0 | 0 | 0 | 0 | 0
2002 | 6 | 28 | 0.2 | 0.2 | 0.15 | 0 | 0.2 | 0.15 | 0 | 0 | 0 | 0 | 0 | 0 | 0
2002 | 6 | 29 | 0 | 0 | 0 | 0 | 0 | 0 | 0 | 0 | 0 | 0 | 0 | 0 | 0
2002 | 6 | 30 | 0 | 0 | 0 | 0 | 0 | 0 | 0 | 0 | 0 | 0 | 0 | 0 | 0
2002 | 7 | 1 | 0 | 0 | 0 | 0 | 0 | 0 | 0 | 0 | 0 | 0 | 0 | 0 | 0
2002 | 7 | 2 | 0 | 0 | 0 | 0 | 0 | 0 | 0 | 0 | 0 | 0 | 0 | 0 | 0
2002 | 7 | 3 | 0 | 0 | 0 | 0 | 0 | 0 | 0 | 0 | 0 | 0 | 0 | 0 | 0
2002 | 7 | 4 | 0 | 0 | 0 | 0 | 0 | 0 | 0 | 0 | 0 | 0 | 0 | 0 | 0
2002 | 7 | 5 | 0 | 0 | 0 | 0 | 0 | 0 | 0 | 0 | 0 | 0 | 0 | 0 | 0
2002 | 7 | 6 | 0 | 0 | 0 | 0 | 0 | 0 | 0 | 0 | 0 | 0 | 0 | 0 | 0
2002 | 7 | 7 | 0 | 0 | 0 | 0 | 0 | 0 | 0 | 0 | 0 | 0 | 0 | 0 | 0
2002 | 7 | 8 | 0 | 0 | 0 | 0 | 0 | 0 | 0 | 0 | 0 | 0 | 0 | 0 | 0
2002 | 7 | 9 | 0.08 | 0.08 | 0.03 | 0 | 0.08 | 0.03 | 0 | 0 | 0 | 0 | 0 | 0 | 0
2002 | 7 | 10 | 0.03 | 0.03 | 0 | 0 | 0.03 | 0 | 0 | 0 | 0 | 0 | 0 | 0 | 0
2002 | 7 | 11 | 0 | 0 | 0 | 0 | 0 | 0 | 0 | 0 | 0 | 0 | 0 | 0 | 0
2002 | 7 | 12 | 0 | 0 | 0 | 0 | 0 | 0 | 0 | 0 | 0 | 0 | 0 | 0 | 0
2002 | 7 | 13 | 0 | 0 | 0 | 0 | 0 | 0 | 0 | 0 | 0 | 0 | 0 | 0 | 0
2002 | 7 | 14 | 1.36 | 1 | 0.95 | 0 | 1 | 0.95 | 0 | 0 | 0 | 0 | 0 | 0 | 0
2002 | 7 | 15 | 0 | 0 | 0 | 0 | 0 | 0 | 0 | 0 | 0 | 0 | 0 | 0 | 0
2002 | 7 | 16 | 0 | 0 | 0 | 0 | 0 | 0 | 0 | 0 | 0 | 0 | 0 | 0 | 0
2002 | 7 | 17 | 0 | 0 | 0 | 0 | 0 | 0 | 0 | 0 | 0 | 0 | 0 | 0 | 0
2002 | 7 | 18 | 0 | 0 | 0 | 0 | 0 | 0 | 0 | 0 | 0 | 0 | 0 | 0 | 0
2002 | 7 | 19 | 0 | 0 | 0 | 0 | 0 | 0 | 0 | 0 | 0 | 0 | 0 | 0 | 0
2002 | 7 | 20 | 0 | 0 | 0 | 0 | 0 | 0 | 0 | 0 | 0 | 0 | 0 | 0 | 0
2002 | 7 | 21 | 0 | 0 | 0 | 0 | 0 | 0 | 0 | 0 | 0 | 0 | 0 | 0 | 0
2002 | 7 | 22 | 0 | 0 | 0 | 0 | 0 | 0 | 0 | 0 | 0 | 0 | 0 | 0 | 0
2002 | 7 | 23 | 0 | 0 | 0 | 0 | 0 | 0 | 0 | 0 | 0 | 0 | 0 | 0 | 0
2002 | 7 | 24 | 0 | 0 | 0 | 0 | 0 | 0 | 0 | 0 | 0 | 0 | 0 | 0 | 0
2002 | 7 | 25 | 0.01 | 0.01 | 0 | 0 | 0.01 | 0 | 0 | 0 | 0 | 0 | 0 | 0 | 0
2002 | 7 | 26 | 0.69 | 0.69 | 0.64 | 0 | 0.69 | 0.64 | 0 | 0 | 0 | 0 | 0 | 0 | 0
2002 | 7 | 27 | 0.03 | 0.03 | 0 | 0 | 0.03 | 0 | 0 | 0 | 0 | 0 | 0 | 0 | 0
2002 | 7 | 28 | 0 | 0 | 0 | 0 | 0 | 0 | 0 | 0 | 0 | 0 | 0 | 0 | 0
2002 | 7 | 29 | 0 | 0 | 0 | 0 | 0 | 0 | 0 | 0 | 0 | 0 | 0 | 0 | 0
2002 | 7 | 30 | 0 | 0 | 0 | 0 | 0 | 0 | 0 | 0 | 0 | 0 | 0 | 0 | 0
2002 | 7 | 31 | 0 | 0 | 0 | 0 | 0 | 0 | 0 | 0 | 0 | 0 | 0 | 0 | 0
2002 | 8 | 1 | 0 | 0 | 0 | 0 | 0 | 0 | 0 | 0 | 0 | 0 | 0 | 0 | 0
2002 | 8 | 2 | 0 | 0 | 0 | 0 | 0 | 0 | 0 | 0 | 0 | 0 | 0 | 0 | 0
2002 | 8 | 3 | 0 | 0 | 0 | 0 | 0 | 0 | 0 | 0 | 0 | 0 | 0 | 0 | 0
2002 | 8 | 4 | 0 | 0 | 0 | 0 | 0 | 0 | 0 | 0 | 0 | 0 | 0 | 0 | 0
2002 | 8 | 5 | 0.08 | 0.08 | 0.03 | 0 | 0.08 | 0.03 | 0 | 0 | 0 | 0 | 0 | 0 | 0
2002 | 8 | 6 | 0.01 | 0.01 | 0 | 0 | 0.01 | 0 | 0 | 0 | 0 | 0 | 0 | 0 | 0
2002 | 8 | 7 | 0 | 0 | 0 | 0 | 0 | 0 | 0 | 0 | 0 | 0 | 0 | 0 | 0
2002 | 8 | 8 | 0 | 0 | 0 | 0 | 0 | 0 | 0 | 0 | 0 | 0 | 0 | 0 | 0
2002 | 8 | 9 | 0 | 0 | 0 | 0 | 0 | 0 | 0 | 0 | 0 | 0 | 0 | 0 | 0
2002 | 8 | 10 | 0 | 0 | 0 | 0 | 0 | 0 | 0 | 0 | 0 | 0 | 0 | 0 | 0
2002 | 8 | 11 | 0 | 0 | 0 | 0 | 0 | 0 | 0 | 0 | 0 | 0 | 0 | 0 | 0
2002 | 8 | 12 | 0 | 0 | 0 | 0 | 0 | 0 | 0 | 0 | 0 | 0 | 0 | 0 | 0
2002 | 8 | 13 | 0 | 0 | 0 | 0 | 0 | 0 | 0 | 0 | 0 | 0 | 0 | 0 | 0
2002 | 8 | 14 | 0 | 0 | 0 | 0 | 0 | 0 | 0 | 0 | 0 | 0 | 0 | 0 | 0
2002 | 8 | 15 | 0 | 0 | 0 | 0 | 0 | 0 | 0 | 0 | 0 | 0 | 0 | 0 | 0
2002 | 8 | 16 | 0 | 0 | 0 | 0 | 0 | 0 | 0 | 0 | 0 | 0 | 0 | 0 | 0
2002 | 8 | 17 | 0 | 0 | 0 | 0 | 0 | 0 | 0 | 0 | 0 | 0 | 0 | 0 | 0
2002 | 8 | 18 | 0 | 0 | 0 | 0 | 0 | 0 | 0 | 0 | 0 | 0 | 0 | 0 | 0
2002 | 8 | 19 | 0 | 0 | 0 | 0 | 0 | 0 | 0 | 0 | 0 | 0 | 0 | 0 | 0
2002 | 8 | 20 | 0 | 0 | 0 | 0 | 0 | 0 | 0 | 0 | 0 | 0 | 0 | 0 | 0
2002 | 8 | 21 | 0 | 0 | 0 | 0 | 0 | 0 | 0 | 0 | 0 | 0 | 0 | 0 | 0
2002 | 8 | 22 | 0 | 0 | 0 | 0 | 0 | 0 | 0 | 0 | 0 | 0 | 0 | 0 | 0
2002 | 8 | 23 | 0 | 0 | 0 | 0 | 0 | 0 | 0 | 0 | 0 | 0 | 0 | 0 | 0
2002 | 8 | 24 | 0.07 | 0.07 | 0.02 | 0 | 0.07 | 0.02 | 0 | 0 | 0 | 0 | 0 | 0 | 0
2002 | 8 | 25 | 0 | 0 | 0 | 0 | 0 | 0 | 0 | 0 | 0 | 0 | 0 | 0 | 0
2002 | 8 | 26 | 0 | 0 | 0 | 0 | 0 | 0 | 0 | 0 | 0 | 0 | 0 | 0 | 0
2002 | 8 | 27 | 0 | 0 | 0 | 0 | 0 | 0 | 0 | 0 | 0 | 0 | 0 | 0 | 0
2002 | 8 | 28 | 1.36 | 1 | 0.95 | 0 | 1 | 0.95 | 0 | 0 | 0 | 0 | 0 | 0 | 0
2002 | 8 | 29 | 0.1 | 0.1 | 0.05 | 0 | 0.1 | 0.05 | 0 | 0 | 0 | 0 | 0 | 0 | 0
2002 | 8 | 30 | 0 | 0 | 0 | 0 | 0 | 0 | 0 | 0 | 0 | 0 | 0 | 0 | 0
2002 | 8 | 31 | 0.01 | 0.01 | 0 | 0 | 0.01 | 0 | 0 | 0 | 0 | 0 | 0 | 0 | 0
2002 | 9 | 1 | 0.85 | 0.85 | 0.8 | 0 | 0.85 | 0.8 | 0 | 0 | 0 | 0 | 0 | 0 | 0
2002 | 9 | 2 | 0 | 0 | 0 | 0 | 0 | 0 | 0 | 0 | 0 | 0 | 0 | 0 | 0
2002 | 9 | 3 | 0 | 0 | 0 | 0 | 0 | 0 | 0 | 0 | 0 | 0 | 0 | 0 | 0
2002 | 9 | 4 | 0 | 0 | 0 | 0 | 0 | 0 | 0 | 0 | 0 | 0 | 0 | 0 | 0
2002 | 9 | 5 | 0 | 0 | 0 | 0 | 0 | 0 | 0 | 0 | 0 | 0 | 0 | 0 | 0
2002 | 9 | 6 | 0 | 0 | 0 | 0 | 0 | 0 | 0 | 0 | 0 | 0 | 0 | 0 | 0
2002 | 9 | 7 | 0 | 0 | 0 | 0 | 0 | 0 | 0 | 0 | 0 | 0 | 0 | 0 | 0
2002 | 9 | 8 | 0 | 0 | 0 | 0 | 0 | 0 | 0 | 0 | 0 | 0 | 0 | 0 | 0
2002 | 9 | 9 | 0 | 0 | 0 | 0 | 0 | 0 | 0 | 0 | 0 | 0 | 0 | 0 | 0
2002 | 9 | 10 | 0 | 0 | 0 | 0 | 0 | 0 | 0 | 0 | 0 | 0 | 0 | 0 | 0
2002 | 9 | 11 | 0 | 0 | 0 | 0 | 0 | 0 | 0 | 0 | 0 | 0 | 0 | 0 | 0
2002 | 9 | 12 | 0 | 0 | 0 | 0 | 0 | 0 | 0 | 0 | 0 | 0 | 0 | 0 | 0
2002 | 9 | 13 | 0 | 0 | 0 | 0 | 0 | 0 | 0 | 0 | 0 | 0 | 0 | 0 | 0
2002 | 9 | 14 | 0.16 | 0.16 | 0.11 | 0 | 0.16 | 0.11 | 0 | 0 | 0 | 0 | 0 | 0 | 0
2002 | 9 | 15 | 0.17 | 0.17 | 0.12 | 0 | 0.17 | 0.12 | 0 | 0 | 0 | 0 | 0 | 0 | 0
2002 | 9 | 16 | 0.01 | 0.01 | 0 | 0 | 0.01 | 0 | 0 | 0 | 0 | 0 | 0 | 0 | 0
2002 | 9 | 17 | 0 | 0 | 0 | 0 | 0 | 0 | 0 | 0 | 0 | 0 | 0 | 0 | 0
2002 | 9 | 18 | 0 | 0 | 0 | 0 | 0 | 0 | 0 | 0 | 0 | 0 | 0 | 0 | 0
2002 | 9 | 19 | 0 | 0 | 0 | 0 | 0 | 0 | 0 | 0 | 0 | 0 | 0 | 0 | 0
2002 | 9 | 20 | 0 | 0 | 0 | 0 | 0 | 0 | 0 | 0 | 0 | 0 | 0 | 0 | 0
2002 | 9 | 21 | 0 | 0 | 0 | 0 | 0 | 0 | 0 | 0 | 0 | 0 | 0 | 0 | 0
2002 | 9 | 22 | 0.02 | 0.02 | 0 | 0 | 0.02 | 0 | 0 | 0 | 0 | 0 | 0 | 0 | 0
2002 | 9 | 23 | 0.02 | 0.02 | 0 | 0 | 0.02 | 0 | 0 | 0 | 0 | 0 | 0 | 0 | 0
2002 | 9 | 24 | 0 | 0 | 0 | 0 | 0 | 0 | 0 | 0 | 0 | 0 | 0 | 0 | 0
2002 | 9 | 25 | 0 | 0 | 0 | 0 | 0 | 0 | 0 | 0 | 0 | 0 | 0 | 0 | 0
2002 | 9 | 26 | 0.73 | 0.73 | 0.68 | 0 | 0.73 | 0.68 | 0 | 0 | 0 | 0 | 0 | 0 | 0
2002 | 9 | 27 | 0.13 | 0.13 | 0.08 | 0 | 0.13 | 0.08 | 0 | 0 | 0 | 0 | 0 | 0 | 0
2002 | 9 | 28 | 0.01 | 0.01 | 0 | 0 | 0.01 | 0 | 0 | 0 | 0 | 0 | 0 | 0 | 0
2002 | 9 | 29 | 0 | 0 | 0 | 0 | 0 | 0 | 0 | 0 | 0 | 0 | 0 | 0 | 0
2002 | 9 | 30 | 0 | 0 | 0 | 0 | 0 | 0 | 0 | 0 | 0 | 0 | 0 | 0 | 0
2002 | 10 | 1 | 0 | 0 | 0 | 0 | 0 | 0 | 0 | 0 | 0 | 0 | 0 | 0 | 0
2002 | 10 | 2 | 0 | 0 | 0 | 0 | 0 | 0 | 0 | 0 | 0 | 0 | 0 | 0 | 0
2002 | 10 | 3 | 0 | 0 | 0 | 0 | 0 | 0 | 0 | 0 | 0 | 0 | 0 | 0 | 0
2002 | 10 | 4 | 0 | 0 | 0 | 0 | 0 | 0 | 0 | 0 | 0 | 0 | 0 | 0 | 0
2002 | 10 | 5 | 0 | 0 | 0 | 0 | 0 | 0 | 0 | 0 | 0 | 0 | 0 | 0 | 0
2002 | 10 | 6 | 0 | 0 | 0 | 0 | 0 | 0 | 0 | 0 | 0 | 0 | 0 | 0 | 0
2002 | 10 | 7 | 0 | 0 | 0 | 0 | 0 | 0 | 0 | 0 | 0 | 0 | 0 | 0 | 0
2002 | 10 | 8 | 0 | 0 | 0 | 0 | 0 | 0 | 0 | 0 | 0 | 0 | 0 | 0 | 0
2002 | 10 | 9 | 0 | 0 | 0 | 0 | 0 | 0 | 0 | 0 | 0 | 0 | 0 | 0 | 0
2002 | 10 | 10 | 0.58 | 0.58 | 0.53 | 0 | 0.58 | 0.53 | 0 | 0 | 0 | 0 | 0 | 0 | 0
2002 | 10 | 11 | 0.78 | 0.78 | 0.73 | 0 | 0.78 | 0.73 | 0 | 0 | 0 | 0 | 0 | 0 | 0
2002 | 10 | 12 | 0.01 | 0.01 | 0 | 0 | 0.01 | 0 | 0 | 0 | 0 | 0 | 0 | 0 | 0
2002 | 10 | 13 | 0.01 | 0.01 | 0 | 0 | 0.01 | 0 | 0 | 0 | 0 | 0 | 0 | 0 | 0
2002 | 10 | 14 | 0 | 0 | 0 | 0 | 0 | 0 | 0 | 0 | 0 | 0 | 0 | 0 | 0
2002 | 10 | 15 | 0.09 | 0.09 | 0.04 | 0 | 0.09 | 0.04 | 0 | 0 | 0 | 0 | 0 | 0 | 0
2002 | 10 | 16 | 1.38 | 1 | 0.95 | 0 | 1 | 0.95 | 0 | 0 | 0 | 0 | 0 | 0 | 0
2002 | 10 | 17 | 0.01 | 0.01 | 0 | 0 | 0.01 | 0 | 0 | 0 | 0 | 0 | 0 | 0 | 0
2002 | 10 | 18 | 0 | 0 | 0 | 0 | 0 | 0 | 0 | 0 | 0 | 0 | 0 | 0 | 0
2002 | 10 | 19 | 0 | 0 | 0 | 0 | 0 | 0 | 0 | 0 | 0 | 0 | 0 | 0 | 0
2002 | 10 | 20 | 0 | 0 | 0 | 0 | 0 | 0 | 0 | 0 | 0 | 0 | 0 | 0 | 0
2002 | 10 | 21 | 0 | 0 | 0 | 0 | 0 | 0 | 0 | 0 | 0 | 0 | 0 | 0 | 0
2002 | 10 | 22 | 0 | 0 | 0 | 0 | 0 | 0 | 0 | 0 | 0 | 0 | 0 | 0 | 0
2002 | 10 | 23 | 0 | 0 | 0 | 0 | 0 | 0 | 0 | 0 | 0 | 0 | 0 | 0 | 0
2002 | 10 | 24 | 0 | 0 | 0 | 0 | 0 | 0 | 0 | 0 | 0 | 0 | 0 | 0 | 0
2002 | 10 | 25 | 0.6 | 0.6 | 0.55 | 0 | 0.6 | 0.55 | 0 | 0 | 0 | 0 | 0 | 0 | 0
2002 | 10 | 26 | 0.32 | 0.32 | 0.27 | 0 | 0.32 | 0.27 | 0 | 0 | 0 | 0 | 0 | 0 | 0
2002 | 10 | 27 | 0 | 0 | 0 | 0 | 0 | 0 | 0 | 0 | 0 | 0 | 0 | 0 | 0
2002 | 10 | 28 | 0.07 | 0.07 | 0.02 | 0 | 0.07 | 0.02 | 0 | 0 | 0 | 0 | 0 | 0 | 0
2002 | 10 | 29 | 0.79 | 0.79 | 0.74 | 0 | 0.79 | 0.74 | 0 | 0 | 0 | 0 | 0 | 0 | 0
2002 | 10 | 30 | 0.35 | 0.35 | 0.3 | 0 | 0.35 | 0.3 | 0 | 0 | 0 | 0 | 0 | 0 | 0
2002 | 10 | 31 | 0.01 | 0.01 | 0 | 0 | 0.01 | 0 | 0 | 0 | 0 | 0 | 0 | 0 | 0
2002 | 11 | 1 | 0 | 0 | 0 | 0 | 0 | 0 | 0 | 0 | 0 | 0 | 0 | 0 | 0
2002 | 11 | 2 | 0 | 0 | 0 | 0 | 0 | 0 | 0 | 0 | 0 | 0 | 0 | 0 | 0
2002 | 11 | 3 | 0 | 0 | 0 | 0 | 0 | 0 | 0 | 0 | 0 | 0 | 0 | 0 | 0
2002 | 11 | 4 | 0 | 0 | 0 | 0 | 0 | 0 | 0 | 0 | 0 | 0 | 0 | 0 | 0
2002 | 11 | 5 | 0.69 | 0.69 | 0.64 | 0 | 0.69 | 0.64 | 0 | 0 | 0 | 0 | 0 | 0 | 0
2002 | 11 | 6 | 0.13 | 0.13 | 0.08 | 0 | 0.13 | 0.08 | 0 | 0 | 0 | 0 | 0 | 0 | 0
2002 | 11 | 7 | 0 | 0 | 0 | 0 | 0 | 0 | 0 | 0 | 0 | 0 | 0 | 0 | 0
2002 | 11 | 8 | 0 | 0 | 0 | 0 | 0 | 0 | 0 | 0 | 0 | 0 | 0 | 0 | 0
2002 | 11 | 9 | 0 | 0 | 0 | 0 | 0 | 0 | 0 | 0 | 0 | 0 | 0 | 0 | 0
2002 | 11 | 10 | 0 | 0 | 0 | 0 | 0 | 0 | 0 | 0 | 0 | 0 | 0 | 0 | 0
2002 | 11 | 11 | 0.6 | 0.6 | 0.55 | 0 | 0.6 | 0.55 | 0 | 0 | 0 | 0 | 0 | 0 | 0
2002 | 11 | 12 | 0.67 | 0.67 | 0.62 | 0 | 0.67 | 0.62 | 0 | 0 | 0 | 0 | 0 | 0 | 0
2002 | 11 | 13 | 0 | 0 | 0 | 0 | 0 | 0 | 0 | 0 | 0 | 0 | 0 | 0 | 0
2002 | 11 | 14 | 0 | 0 | 0 | 0 | 0 | 0 | 0 | 0 | 0 | 0 | 0 | 0 | 0
2002 | 11 | 15 | 0 | 0 | 0 | 0 | 0 | 0 | 0 | 0 | 0 | 0 | 0 | 0 | 0
2002 | 11 | 16 | 1.64 | 1 | 0.95 | 0 | 1 | 0.95 | 0 | 0 | 0 | 0 | 0 | 0 | 0
2002 | 11 | 17 | 0.53 | 0.53 | 0.48 | 0 | 0.53 | 0.48 | 0 | 0 | 0 | 0 | 0 | 0 | 0
2002 | 11 | 18 | 0 | 0 | 0 | 0 | 0 | 0 | 0 | 0 | 0 | 0 | 0 | 0 | 0
2002 | 11 | 19 | 0 | 0 | 0 | 0 | 0 | 0 | 0 | 0 | 0 | 0 | 0 | 0 | 0
2002 | 11 | 20 | 0 | 0 | 0 | 0 | 0 | 0 | 0 | 0 | 0 | 0 | 0 | 0 | 0
2002 | 11 | 21 | 0.01 | 0.01 | 0 | 0 | 0.01 | 0 | 0 | 0 | 0 | 0 | 0 | 0 | 0
2002 | 11 | 22 | 0 | 0 | 0 | 0 | 0 | 0 | 0 | 0 | 0 | 0 | 0 | 0 | 0
2002 | 11 | 23 | 0 | 0 | 0 | 0 | 0 | 0 | 0 | 0 | 0 | 0 | 0 | 0 | 0
2002 | 11 | 24 | 0 | 0 | 0 | 0 | 0 | 0 | 0 | 0 | 0 | 0 | 0 | 0 | 0
2002 | 11 | 25 | 0 | 0 | 0 | 0 | 0 | 0 | 0 | 0 | 0 | 0 | 0 | 0 | 0
2002 | 11 | 26 | 0.01 | 0.01 | 0 | 0 | 0.01 | 0 | 0 | 0 | 0 | 0 | 0 | 0 | 0
2002 | 11 | 27 | 0.01 | 0.01 | 0 | 0 | 0.01 | 0 | 0 | 0 | 0 | 0 | 0 | 0 | 0
2002 | 11 | 28 | 0 | 0 | 0 | 0 | 0 | 0 | 0 | 0 | 0 | 0 | 0 | 0 | 0
2002 | 11 | 29 | 0 | 0 | 0 | 0 | 0 | 0 | 0 | 0 | 0 | 0 | 0 | 0 | 0
2002 | 11 | 30 | 0.05 | 0.05 | 0 | 0 | 0.05 | 0 | 0 | 0 | 0 | 0 | 0 | 0 | 0
2002 | 12 | 1 | 0 | 0 | 0 | 0 | 0 | 0 | 0 | 0 | 0 | 0 | 0 | 0 | 0
2002 | 12 | 2 | 0 | 0 | 0 | 0 | 0 | 0 | 0 | 0 | 0 | 0 | 0 | 0 | 0
2002 | 12 | 3 | 0 | 0 | 0 | 0 | 0 | 0 | 0 | 0 | 0 | 0 | 0 | 0 | 0
2002 | 12 | 4 | 0 | 0 | 0 | 0 | 0 | 0 | 0 | 0 | 0 | 0 | 0 | 0 | 0
2002 | 12 | 5 | 0.59 | 0.59 | 0.54 | 0 | 0.59 | 0.54 | 0 | 0 | 0 | 0 | 0 | 0 | 0
2002 | 12 | 6 | 0 | 0 | 0 | 0 | 0 | 0 | 0 | 0 | 0 | 0 | 0 | 0 | 0
2002 | 12 | 7 | 0 | 0 | 0 | 0 | 0 | 0 | 0 | 0 | 0 | 0 | 0 | 0 | 0
2002 | 12 | 8 | 0 | 0 | 0 | 0 | 0 | 0 | 0 | 0 | 0 | 0 | 0 | 0 | 0
2002 | 12 | 9 | 0 | 0 | 0 | 0 | 0 | 0 | 0 | 0 | 0 | 0 | 0 | 0 | 0
2002 | 12 | 10 | 0 | 0 | 0 | 0 | 0 | 0 | 0 | 0 | 0 | 0 | 0 | 0 | 0
2002 | 12 | 11 | 1.36 | 1 | 0.95 | 0 | 1 | 0.95 | 0 | 0 | 0 | 0 | 0 | 0 | 0
2002 | 12 | 12 | 0 | 0 | 0 | 0 | 0 | 0 | 0 | 0 | 0 | 0 | 0 | 0 | 0
2002 | 12 | 13 | 0.53 | 0.53 | 0.48 | 0 | 0.53 | 0.48 | 0 | 0 | 0 | 0 | 0 | 0 | 0
2002 | 12 | 14 | 0.05 | 0.05 | 0 | 0 | 0.05 | 0 | 0 | 0 | 0 | 0 | 0 | 0 | 0
2002 | 12 | 15 | 0 | 0 | 0 | 0 | 0 | 0 | 0 | 0 | 0 | 0 | 0 | 0 | 0
2002 | 12 | 16 | 0 | 0 | 0 | 0 | 0 | 0 | 0 | 0 | 0 | 0 | 0 | 0 | 0
2002 | 12 | 17 | 0 | 0 | 0 | 0 | 0 | 0 | 0 | 0 | 0 | 0 | 0 | 0 | 0
2002 | 12 | 18 | 0 | 0 | 0 | 0 | 0 | 0 | 0 | 0 | 0 | 0 | 0 | 0 | 0
2002 | 12 | 19 | 0.03 | 0.03 | 0 | 0 | 0.03 | 0 | 0 | 0 | 0 | 0 | 0 | 0 | 0
2002 | 12 | 20 | 0.97 | 0.97 | 0.92 | 0 | 0.97 | 0.92 | 0 | 0 | 0 | 0 | 0 | 0 | 0
2002 | 12 | 21 | 0 | 0 | 0 | 0 | 0 | 0 | 0 | 0 | 0 | 0 | 0 | 0 | 0
2002 | 12 | 22 | 0 | 0 | 0 | 0 | 0 | 0 | 0 | 0 | 0 | 0 | 0 | 0 | 0
2002 | 12 | 23 | 0 | 0 | 0 | 0 | 0 | 0 | 0 | 0 | 0 | 0 | 0 | 0 | 0
2002 | 12 | 24 | 0.2 | 0.2 | 0.15 | 0 | 0.2 | 0.15 | 0 | 0 | 0 | 0 | 0 | 0 | 0
2002 | 12 | 25 | 0.72 | 0.72 | 0.67 | 0 | 0.72 | 0.67 | 0 | 0 | 0 | 0 | 0 | 0 | 0
2002 | 12 | 26 | 0 | 0 | 0 | 0 | 0 | 0 | 0 | 0 | 0 | 0 | 0 | 0 | 0
2002 | 12 | 27 | 0 | 0 | 0 | 0 | 0 | 0 | 0 | 0 | 0 | 0 | 0 | 0 | 0
2002 | 12 | 28 | 0 | 0 | 0 | 0 | 0 | 0 | 0 | 0 | 0 | 0 | 0 | 0 | 0
2002 | 12 | 29 | 0 | 0 | 0 | 0 | 0 | 0 | 0 | 0 | 0 | 0 | 0 | 0 | 0
2002 | 12 | 30 | 0 | 0 | 0 | 0 | 0 | 0 | 0 | 0 | 0 | 0 | 0 | 0 | 0
2002 | 12 | 31 | 0 | 0 | 0 | 0 | 0 | 0 | 0 | 0 | 0 | 0 | 0 | 0 | 0
2003 | 1 | 1 | 1.52 | 1 | 0.95 | 0 | 1 | 0.95 | 0 | 0 | 0 | 0 | 0 | 0 | 0
2003 | 1 | 2 | 0.05 | 0.05 | 0 | 0 | 0.05 | 0 | 0 | 0 | 0 | 0 | 0 | 0 | 0
2003 | 1 | 3 | 0.39 | 0.39 | 0.34 | 0 | 0.39 | 0.34 | 0 | 0 | 0 | 0 | 0 | 0 | 0
2003 | 1 | 4 | 0 | 0 | 0 | 0 | 0 | 0 | 0 | 0 | 0 | 0 | 0 | 0 | 0
2003 | 1 | 5 | 0.2 | 0.2 | 0.15 | 0 | 0.2 | 0.15 | 0 | 0 | 0 | 0 | 0 | 0 | 0
2003 | 1 | 6 | 0.01 | 0.01 | 0 | 0 | 0.01 | 0 | 0 | 0 | 0 | 0 | 0 | 0 | 0
2003 | 1 | 7 | 0 | 0 | 0 | 0 | 0 | 0 | 0 | 0 | 0 | 0 | 0 | 0 | 0
2003 | 1 | 8 | 0 | 0 | 0 | 0 | 0 | 0 | 0 | 0 | 0 | 0 | 0 | 0 | 0
2003 | 1 | 9 | 0 | 0 | 0 | 0 | 0 | 0 | 0 | 0 | 0 | 0 | 0 | 0 | 0
2003 | 1 | 10 | 0 | 0 | 0 | 0 | 0 | 0 | 0 | 0 | 0 | 0 | 0 | 0 | 0
2003 | 1 | 11 | 0 | 0 | 0 | 0 | 0 | 0 | 0 | 0 | 0 | 0 | 0 | 0 | 0
2003 | 1 | 12 | 0 | 0 | 0 | 0 | 0 | 0 | 0 | 0 | 0 | 0 | 0 | 0 | 0
2003 | 1 | 13 | 0 | 0 | 0 | 0 | 0 | 0 | 0 | 0 | 0 | 0 | 0 | 0 | 0
2003 | 1 | 14 | 0 | 0 | 0 | 0 | 0 | 0 | 0 | 0 | 0 | 0 | 0 | 0 | 0
2003 | 1 | 15 | 0 | 0 | 0 | 0 | 0 | 0 | 0 | 0 | 0 | 0 | 0 | 0 | 0
2003 | 1 | 16 | 0.03 | 0.03 | 0 | 0 | 0.03 | 0 | 0 | 0 | 0 | 0 | 0 | 0 | 0
2003 | 1 | 17 | 0 | 0 | 0 | 0 | 0 | 0 | 0 | 0 | 0 | 0 | 0 | 0 | 0
2003 | 1 | 18 | 0 | 0 | 0 | 0 | 0 | 0 | 0 | 0 | 0 | 0 | 0 | 0 | 0
2003 | 1 | 19 | 0 | 0 | 0 | 0 | 0 | 0 | 0 | 0 | 0 | 0 | 0 | 0 | 0
2003 | 1 | 20 | 0 | 0 | 0 | 0 | 0 | 0 | 0 | 0 | 0 | 0 | 0 | 0 | 0
2003 | 1 | 21 | 0.02 | 0.02 | 0 | 0 | 0.02 | 0 | 0 | 0 | 0 | 0 | 0 | 0 | 0
2003 | 1 | 22 | 0 | 0 | 0 | 0 | 0 | 0 | 0 | 0 | 0 | 0 | 0 | 0 | 0
2003 | 1 | 23 | 0 | 0 | 0 | 0 | 0 | 0 | 0 | 0 | 0 | 0 | 0 | 0 | 0
2003 | 1 | 24 | 0 | 0 | 0 | 0 | 0 | 0 | 0 | 0 | 0 | 0 | 0 | 0 | 0
2003 | 1 | 25 | 0 | 0 | 0 | 0 | 0 | 0 | 0 | 0 | 0 | 0 | 0 | 0 | 0
2003 | 1 | 26 | 0 | 0 | 0 | 0 | 0 | 0 | 0 | 0 | 0 | 0 | 0 | 0 | 0
2003 | 1 | 27 | 0 | 0 | 0 | 0 | 0 | 0 | 0 | 0 | 0 | 0 | 0 | 0 | 0
2003 | 1 | 28 | 0 | 0 | 0 | 0 | 0 | 0 | 0 | 0 | 0 | 0 | 0 | 0 | 0
2003 | 1 | 29 | 0.08 | 0.08 | 0.03 | 0 | 0.08 | 0.03 | 0 | 0 | 0 | 0 | 0 | 0 | 0
2003 | 1 | 30 | 0 | 0 | 0 | 0 | 0 | 0 | 0 | 0 | 0 | 0 | 0 | 0 | 0
2003 | 1 | 31 | 0.11 | 0.11 | 0.06 | 0 | 0.11 | 0.06 | 0 | 0 | 0 | 0 | 0 | 0 | 0
2003 | 2 | 1 | 0.07 | 0.07 | 0.02 | 0 | 0.07 | 0.02 | 0 | 0 | 0 | 0 | 0 | 0 | 0
2003 | 2 | 2 | 0 | 0 | 0 | 0 | 0 | 0 | 0 | 0 | 0 | 0 | 0 | 0 | 0
2003 | 2 | 3 | 0 | 0 | 0 | 0 | 0 | 0 | 0 | 0 | 0 | 0 | 0 | 0 | 0
2003 | 2 | 4 | 0.21 | 0.21 | 0.16 | 0 | 0.21 | 0.16 | 0 | 0 | 0 | 0 | 0 | 0 | 0
2003 | 2 | 5 | 0 | 0 | 0 | 0 | 0 | 0 | 0 | 0 | 0 | 0 | 0 | 0 | 0
2003 | 2 | 6 | 0.24 | 0.24 | 0.19 | 0 | 0.24 | 0.19 | 0 | 0 | 0 | 0 | 0 | 0 | 0
2003 | 2 | 7 | 0.33 | 0.33 | 0.28 | 0 | 0.33 | 0.28 | 0 | 0 | 0 | 0 | 0 | 0 | 0
2003 | 2 | 8 | 0 | 0 | 0 | 0 | 0 | 0 | 0 | 0 | 0 | 0 | 0 | 0 | 0
2003 | 2 | 9 | 0 | 0 | 0 | 0 | 0 | 0 | 0 | 0 | 0 | 0 | 0 | 0 | 0
2003 | 2 | 10 | 0.04 | 0.04 | 0 | 0 | 0.04 | 0 | 0 | 0 | 0 | 0 | 0 | 0 | 0
2003 | 2 | 11 | 0 | 0 | 0 | 0 | 0 | 0 | 0 | 0 | 0 | 0 | 0 | 0 | 0
2003 | 2 | 12 | 0 | 0 | 0 | 0 | 0 | 0 | 0 | 0 | 0 | 0 | 0 | 0 | 0
2003 | 2 | 13 | 0 | 0 | 0 | 0 | 0 | 0 | 0 | 0 | 0 | 0 | 0 | 0 | 0
2003 | 2 | 14 | 0.02 | 0.02 | 0 | 0 | 0.02 | 0 | 0 | 0 | 0 | 0 | 0 | 0 | 0
2003 | 2 | 15 | 0.32 | 0.32 | 0.27 | 0 | 0.32 | 0.27 | 0 | 0 | 0 | 0 | 0 | 0 | 0
2003 | 2 | 16 | 0.84 | 0.84 | 0.79 | 0 | 0.84 | 0.79 | 0 | 0 | 0 | 0 | 0 | 0 | 0
2003 | 2 | 17 | 0.39 | 0.39 | 0.34 | 0 | 0.39 | 0.34 | 0 | 0 | 0 | 0 | 0 | 0 | 0
2003 | 2 | 18 | 0.03 | 0.03 | 0 | 0 | 0.03 | 0 | 0 | 0 | 0 | 0 | 0 | 0 | 0
2003 | 2 | 19 | 0 | 0 | 0 | 0 | 0 | 0 | 0 | 0 | 0 | 0 | 0 | 0 | 0
2003 | 2 | 20 | 0 | 0 | 0 | 0 | 0 | 0 | 0 | 0 | 0 | 0 | 0 | 0 | 0
2003 | 2 | 21 | 0.34 | 0.34 | 0.29 | 0 | 0.34 | 0.29 | 0 | 0 | 0 | 0 | 0 | 0 | 0
2003 | 2 | 22 | 2.27 | 1 | 0.95 | 0 | 1 | 0.95 | 0 | 0 | 0 | 0 | 0 | 0 | 0
2003 | 2 | 23 | 0.13 | 0.13 | 0.08 | 0 | 0.13 | 0.08 | 0 | 0 | 0 | 0 | 0 | 0 | 0
2003 | 2 | 24 | 0 | 0 | 0 | 0 | 0 | 0 | 0 | 0 | 0 | 0 | 0 | 0 | 0
2003 | 2 | 25 | 0 | 0 | 0 | 0 | 0 | 0 | 0 | 0 | 0 | 0 | 0 | 0 | 0
2003 | 2 | 26 | 0.12 | 0.12 | 0.07 | 0 | 0.12 | 0.07 | 0 | 0 | 0 | 0 | 0 | 0 | 0
2003 | 2 | 27 | 0.28 | 0.28 | 0.23 | 0 | 0.28 | 0.23 | 0 | 0 | 0 | 0 | 0 | 0 | 0
2003 | 2 | 28 | 0.05 | 0.05 | 0 | 0 | 0.05 | 0 | 0 | 0 | 0 | 0 | 0 | 0 | 0
2003 | 3 | 1 | 0.01 | 0.01 | 0 | 0 | 0.01 | 0 | 0 | 0 | 0 | 0 | 0 | 0 | 0
2003 | 3 | 2 | 0.41 | 0.41 | 0.36 | 0 | 0.41 | 0.36 | 0 | 0 | 0 | 0 | 0 | 0 | 0
2003 | 3 | 3 | 0 | 0 | 0 | 0 | 0 | 0 | 0 | 0 | 0 | 0 | 0 | 0 | 0
2003 | 3 | 4 | 0 | 0 | 0 | 0 | 0 | 0 | 0 | 0 | 0 | 0 | 0 | 0 | 0
2003 | 3 | 5 | 0.07 | 0.07 | 0.02 | 0 | 0.07 | 0.02 | 0 | 0 | 0 | 0 | 0 | 0 | 0
2003 | 3 | 6 | 0.22 | 0.22 | 0.17 | 0 | 0.22 | 0.17 | 0 | 0 | 0 | 0 | 0 | 0 | 0
2003 | 3 | 7 | 0 | 0 | 0 | 0 | 0 | 0 | 0 | 0 | 0 | 0 | 0 | 0 | 0
2003 | 3 | 8 | 0 | 0 | 0 | 0 | 0 | 0 | 0 | 0 | 0 | 0 | 0 | 0 | 0
2003 | 3 | 9 | 0 | 0 | 0 | 0 | 0 | 0 | 0 | 0 | 0 | 0 | 0 | 0 | 0
2003 | 3 | 10 | 0 | 0 | 0 | 0 | 0 | 0 | 0 | 0 | 0 | 0 | 0 | 0 | 0
2003 | 3 | 11 | 0 | 0 | 0 | 0 | 0 | 0 | 0 | 0 | 0 | 0 | 0 | 0 | 0
2003 | 3 | 12 | 0 | 0 | 0 | 0 | 0 | 0 | 0 | 0 | 0 | 0 | 0 | 0 | 0
2003 | 3 | 13 | 0.16 | 0.16 | 0.11 | 0 | 0.16 | 0.11 | 0 | 0 | 0 | 0 | 0 | 0 | 0
2003 | 3 | 14 | 0 | 0 | 0 | 0 | 0 | 0 | 0 | 0 | 0 | 0 | 0 | 0 | 0
2003 | 3 | 15 | 0 | 0 | 0 | 0 | 0 | 0 | 0 | 0 | 0 | 0 | 0 | 0 | 0
2003 | 3 | 16 | 0.01 | 0.01 | 0 | 0 | 0.01 | 0 | 0 | 0 | 0 | 0 | 0 | 0 | 0
2003 | 3 | 17 | 0.01 | 0.01 | 0 | 0 | 0.01 | 0 | 0 | 0 | 0 | 0 | 0 | 0 | 0
2003 | 3 | 18 | 0 | 0 | 0 | 0 | 0 | 0 | 0 | 0 | 0 | 0 | 0 | 0 | 0
2003 | 3 | 19 | 0 | 0 | 0 | 0 | 0 | 0 | 0 | 0 | 0 | 0 | 0 | 0 | 0
2003 | 3 | 20 | 1.95 | 1 | 0.95 | 0 | 1 | 0.95 | 0 | 0 | 0 | 0 | 0 | 0 | 0
2003 | 3 | 21 | 0.02 | 0.02 | 0 | 0 | 0.02 | 0 | 0 | 0 | 0 | 0 | 0 | 0 | 0
2003 | 3 | 22 | 0 | 0 | 0 | 0 | 0 | 0 | 0 | 0 | 0 | 0 | 0 | 0 | 0
2003 | 3 | 23 | 0 | 0 | 0 | 0 | 0 | 0 | 0 | 0 | 0 | 0 | 0 | 0 | 0
2003 | 3 | 24 | 0 | 0 | 0 | 0 | 0 | 0 | 0 | 0 | 0 | 0 | 0 | 0 | 0
2003 | 3 | 25 | 0 | 0 | 0 | 0 | 0 | 0 | 0 | 0 | 0 | 0 | 0 | 0 | 0
2003 | 3 | 26 | 0.43 | 0.43 | 0.38 | 0 | 0.43 | 0.38 | 0 | 0 | 0 | 0 | 0 | 0 | 0
2003 | 3 | 27 | 0 | 0 | 0 | 0 | 0 | 0 | 0 | 0 | 0 | 0 | 0 | 0 | 0
2003 | 3 | 28 | 0.05 | 0.05 | 0 | 0 | 0.05 | 0 | 0 | 0 | 0 | 0 | 0 | 0 | 0
2003 | 3 | 29 | 0.39 | 0.39 | 0.34 | 0 | 0.39 | 0.34 | 0 | 0 | 0 | 0 | 0 | 0 | 0
2003 | 3 | 30 | 0.47 | 0.47 | 0.42 | 0 | 0.47 | 0.42 | 0 | 0 | 0 | 0 | 0 | 0 | 0
2003 | 3 | 31 | 0 | 0 | 0 | 0 | 0 | 0 | 0 | 0 | 0 | 0 | 0 | 0 | 0
2003 | 4 | 1 | 0 | 0 | 0 | 0 | 0 | 0 | 0 | 0 | 0 | 0 | 0 | 0 | 0
2003 | 4 | 2 | 0 | 0 | 0 | 0 | 0 | 0 | 0 | 0 | 0 | 0 | 0 | 0 | 0
2003 | 4 | 3 | 0 | 0 | 0 | 0 | 0 | 0 | 0 | 0 | 0 | 0 | 0 | 0 | 0
2003 | 4 | 4 | 0 | 0 | 0 | 0 | 0 | 0 | 0 | 0 | 0 | 0 | 0 | 0 | 0
2003 | 4 | 5 | 0 | 0 | 0 | 0 | 0 | 0 | 0 | 0 | 0 | 0 | 0 | 0 | 0
2003 | 4 | 6 | 0 | 0 | 0 | 0 | 0 | 0 | 0 | 0 | 0 | 0 | 0 | 0 | 0
2003 | 4 | 7 | 0.68 | 0.68 | 0.63 | 0 | 0.68 | 0.63 | 0 | 0 | 0 | 0 | 0 | 0 | 0
2003 | 4 | 8 | 0 | 0 | 0 | 0 | 0 | 0 | 0 | 0 | 0 | 0 | 0 | 0 | 0
2003 | 4 | 9 | 0.51 | 0.51 | 0.46 | 0 | 0.51 | 0.46 | 0 | 0 | 0 | 0 | 0 | 0 | 0
2003 | 4 | 10 | 0.07 | 0.07 | 0.02 | 0 | 0.07 | 0.02 | 0 | 0 | 0 | 0 | 0 | 0 | 0
2003 | 4 | 11 | 0.18 | 0.18 | 0.13 | 0 | 0.18 | 0.13 | 0 | 0 | 0 | 0 | 0 | 0 | 0
2003 | 4 | 12 | 0 | 0 | 0 | 0 | 0 | 0 | 0 | 0 | 0 | 0 | 0 | 0 | 0
2003 | 4 | 13 | 0 | 0 | 0 | 0 | 0 | 0 | 0 | 0 | 0 | 0 | 0 | 0 | 0
2003 | 4 | 14 | 0 | 0 | 0 | 0 | 0 | 0 | 0 | 0 | 0 | 0 | 0 | 0 | 0
2003 | 4 | 15 | 0 | 0 | 0 | 0 | 0 | 0 | 0 | 0 | 0 | 0 | 0 | 0 | 0
2003 | 4 | 16 | 0 | 0 | 0 | 0 | 0 | 0 | 0 | 0 | 0 | 0 | 0 | 0 | 0
2003 | 4 | 17 | 0 | 0 | 0 | 0 | 0 | 0 | 0 | 0 | 0 | 0 | 0 | 0 | 0
2003 | 4 | 18 | 0.12 | 0.12 | 0.07 | 0 | 0.12 | 0.07 | 0 | 0 | 0 | 0 | 0 | 0 | 0
2003 | 4 | 19 | 0.01 | 0.01 | 0 | 0 | 0.01 | 0 | 0 | 0 | 0 | 0 | 0 | 0 | 0
2003 | 4 | 20 | 0 | 0 | 0 | 0 | 0 | 0 | 0 | 0 | 0 | 0 | 0 | 0 | 0
2003 | 4 | 21 | 0 | 0 | 0 | 0 | 0 | 0 | 0 | 0 | 0 | 0 | 0 | 0 | 0
2003 | 4 | 22 | 0.15 | 0.15 | 0.1 | 0 | 0.15 | 0.1 | 0 | 0 | 0 | 0 | 0 | 0 | 0
2003 | 4 | 23 | 0 | 0 | 0 | 0 | 0 | 0 | 0 | 0 | 0 | 0 | 0 | 0 | 0
2003 | 4 | 24 | 0 | 0 | 0 | 0 | 0 | 0 | 0 | 0 | 0 | 0 | 0 | 0 | 0
2003 | 4 | 25 | 0.37 | 0.37 | 0.32 | 0 | 0.37 | 0.32 | 0 | 0 | 0 | 0 | 0 | 0 | 0
2003 | 4 | 26 | 0.33 | 0.33 | 0.28 | 0 | 0.33 | 0.28 | 0 | 0 | 0 | 0 | 0 | 0 | 0
2003 | 4 | 27 | 0 | 0 | 0 | 0 | 0 | 0 | 0 | 0 | 0 | 0 | 0 | 0 | 0
2003 | 4 | 28 | 0 | 0 | 0 | 0 | 0 | 0 | 0 | 0 | 0 | 0 | 0 | 0 | 0
2003 | 4 | 29 | 0 | 0 | 0 | 0 | 0 | 0 | 0 | 0 | 0 | 0 | 0 | 0 | 0
2003 | 4 | 30 | 0.13 | 0.13 | 0.08 | 0 | 0.13 | 0.08 | 0 | 0 | 0 | 0 | 0 | 0 | 0
2003 | 5 | 1 | 0 | 0 | 0 | 0 | 0 | 0 | 0 | 0 | 0 | 0 | 0 | 0 | 0
2003 | 5 | 2 | 0 | 0 | 0 | 0 | 0 | 0 | 0 | 0 | 0 | 0 | 0 | 0 | 0
2003 | 5 | 3 | 0 | 0 | 0 | 0 | 0 | 0 | 0 | 0 | 0 | 0 | 0 | 0 | 0
2003 | 5 | 4 | 0 | 0 | 0 | 0 | 0 | 0 | 0 | 0 | 0 | 0 | 0 | 0 | 0
2003 | 5 | 5 | 0.14 | 0.14 | 0.09 | 0 | 0.14 | 0.09 | 0 | 0 | 0 | 0 | 0 | 0 | 0
2003 | 5 | 6 | 0.01 | 0.01 | 0 | 0 | 0.01 | 0 | 0 | 0 | 0 | 0 | 0 | 0 | 0
2003 | 5 | 7 | 0.38 | 0.38 | 0.33 | 0 | 0.38 | 0.33 | 0 | 0 | 0 | 0 | 0 | 0 | 0
2003 | 5 | 8 | 0.11 | 0.11 | 0.06 | 0 | 0.11 | 0.06 | 0 | 0 | 0 | 0 | 0 | 0 | 0
2003 | 5 | 9 | 0.25 | 0.25 | 0.2 | 0 | 0.25 | 0.2 | 0 | 0 | 0 | 0 | 0 | 0 | 0
2003 | 5 | 10 | 0.36 | 0.36 | 0.31 | 0 | 0.36 | 0.31 | 0 | 0 | 0 | 0 | 0 | 0 | 0
2003 | 5 | 11 | 0 | 0 | 0 | 0 | 0 | 0 | 0 | 0 | 0 | 0 | 0 | 0 | 0
2003 | 5 | 12 | 0 | 0 | 0 | 0 | 0 | 0 | 0 | 0 | 0 | 0 | 0 | 0 | 0
2003 | 5 | 13 | 0 | 0 | 0 | 0 | 0 | 0 | 0 | 0 | 0 | 0 | 0 | 0 | 0
2003 | 5 | 14 | 0 | 0 | 0 | 0 | 0 | 0 | 0 | 0 | 0 | 0 | 0 | 0 | 0
2003 | 5 | 15 | 0.13 | 0.13 | 0.08 | 0 | 0.13 | 0.08 | 0 | 0 | 0 | 0 | 0 | 0 | 0
2003 | 5 | 16 | 1.59 | 1 | 0.95 | 0 | 1 | 0.95 | 0 | 0 | 0 | 0 | 0 | 0 | 0
2003 | 5 | 17 | 0.1 | 0.1 | 0.05 | 0 | 0.1 | 0.05 | 0 | 0 | 0 | 0 | 0 | 0 | 0
2003 | 5 | 18 | 0.28 | 0.28 | 0.23 | 0 | 0.28 | 0.23 | 0 | 0 | 0 | 0 | 0 | 0 | 0
2003 | 5 | 19 | 0 | 0 | 0 | 0 | 0 | 0 | 0 | 0 | 0 | 0 | 0 | 0 | 0
2003 | 5 | 20 | 0 | 0 | 0 | 0 | 0 | 0 | 0 | 0 | 0 | 0 | 0 | 0 | 0
2003 | 5 | 21 | 0.67 | 0.67 | 0.62 | 0 | 0.67 | 0.62 | 0 | 0 | 0 | 0 | 0 | 0 | 0
2003 | 5 | 22 | 0.03 | 0.03 | 0 | 0 | 0.03 | 0 | 0 | 0 | 0 | 0 | 0 | 0 | 0
2003 | 5 | 23 | 0.19 | 0.19 | 0.14 | 0 | 0.19 | 0.14 | 0 | 0 | 0 | 0 | 0 | 0 | 0
2003 | 5 | 24 | 0.02 | 0.02 | 0 | 0 | 0.02 | 0 | 0 | 0 | 0 | 0 | 0 | 0 | 0
2003 | 5 | 25 | 0.11 | 0.11 | 0.06 | 0 | 0.11 | 0.06 | 0 | 0 | 0 | 0 | 0 | 0 | 0
2003 | 5 | 26 | 1.49 | 1 | 0.95 | 0 | 1 | 0.95 | 0 | 0 | 0 | 0 | 0 | 0 | 0
2003 | 5 | 27 | 0.05 | 0.05 | 0 | 0 | 0.05 | 0 | 0 | 0 | 0 | 0 | 0 | 0 | 0
2003 | 5 | 28 | 0.3 | 0.3 | 0.25 | 0 | 0.3 | 0.25 | 0 | 0 | 0 | 0 | 0 | 0 | 0
2003 | 5 | 29 | 0.05 | 0.05 | 0 | 0 | 0.05 | 0 | 0 | 0 | 0 | 0 | 0 | 0 | 0
2003 | 5 | 30 | 0 | 0 | 0 | 0 | 0 | 0 | 0 | 0 | 0 | 0 | 0 | 0 | 0
2003 | 5 | 31 | 0.8 | 0.8 | 0.75 | 0 | 0.8 | 0.75 | 0 | 0 | 0 | 0 | 0 | 0 | 0
2003 | 6 | 1 | 0 | 0 | 0 | 0 | 0 | 0 | 0 | 0 | 0 | 0 | 0 | 0 | 0
2003 | 6 | 2 | 0 | 0 | 0 | 0 | 0 | 0 | 0 | 0 | 0 | 0 | 0 | 0 | 0
2003 | 6 | 3 | 0.25 | 0.25 | 0.2 | 0 | 0.25 | 0.2 | 0 | 0 | 0 | 0 | 0 | 0 | 0
2003 | 6 | 4 | 0.29 | 0.29 | 0.24 | 0 | 0.29 | 0.24 | 0 | 0 | 0 | 0 | 0 | 0 | 0
2003 | 6 | 5 | 0.05 | 0.05 | 0 | 0 | 0.05 | 0 | 0 | 0 | 0 | 0 | 0 | 0 | 0
2003 | 6 | 6 | 0 | 0 | 0 | 0 | 0 | 0 | 0 | 0 | 0 | 0 | 0 | 0 | 0
2003 | 6 | 7 | 1.28 | 1 | 0.95 | 0 | 1 | 0.95 | 0 | 0 | 0 | 0 | 0 | 0 | 0
2003 | 6 | 8 | 0 | 0 | 0 | 0 | 0 | 0 | 0 | 0 | 0 | 0 | 0 | 0 | 0
2003 | 6 | 9 | 0.46 | 0.46 | 0.41 | 0 | 0.46 | 0.41 | 0 | 0 | 0 | 0 | 0 | 0 | 0
2003 | 6 | 10 | 0 | 0 | 0 | 0 | 0 | 0 | 0 | 0 | 0 | 0 | 0 | 0 | 0
2003 | 6 | 11 | 0.26 | 0.26 | 0.21 | 0 | 0.26 | 0.21 | 0 | 0 | 0 | 0 | 0 | 0 | 0
2003 | 6 | 12 | 1.13 | 1 | 0.95 | 0 | 1 | 0.95 | 0 | 0 | 0 | 0 | 0 | 0 | 0
2003 | 6 | 13 | 0.37 | 0.37 | 0.32 | 0 | 0.37 | 0.32 | 0 | 0 | 0 | 0 | 0 | 0 | 0
2003 | 6 | 14 | 0.02 | 0.02 | 0 | 0 | 0.02 | 0 | 0 | 0 | 0 | 0 | 0 | 0 | 0
2003 | 6 | 15 | 0 | 0 | 0 | 0 | 0 | 0 | 0 | 0 | 0 | 0 | 0 | 0 | 0
2003 | 6 | 16 | 0 | 0 | 0 | 0 | 0 | 0 | 0 | 0 | 0 | 0 | 0 | 0 | 0
2003 | 6 | 17 | 0.76 | 0.76 | 0.71 | 0 | 0.76 | 0.71 | 0 | 0 | 0 | 0 | 0 | 0 | 0
2003 | 6 | 18 | 0.11 | 0.11 | 0.06 | 0 | 0.11 | 0.06 | 0 | 0 | 0 | 0 | 0 | 0 | 0
2003 | 6 | 19 | 1.61 | 1 | 0.95 | 0 | 1 | 0.95 | 0 | 0 | 0 | 0 | 0 | 0 | 0
2003 | 6 | 20 | 0.65 | 0.65 | 0.6 | 0 | 0.65 | 0.6 | 0 | 0 | 0 | 0 | 0 | 0 | 0
2003 | 6 | 21 | 0.03 | 0.03 | 0 | 0 | 0.03 | 0 | 0 | 0 | 0 | 0 | 0 | 0 | 0
2003 | 6 | 22 | 0 | 0 | 0 | 0 | 0 | 0 | 0 | 0 | 0 | 0 | 0 | 0 | 0
2003 | 6 | 23 | 0 | 0 | 0 | 0 | 0 | 0 | 0 | 0 | 0 | 0 | 0 | 0 | 0
2003 | 6 | 24 | 0 | 0 | 0 | 0 | 0 | 0 | 0 | 0 | 0 | 0 | 0 | 0 | 0
2003 | 6 | 25 | 0 | 0 | 0 | 0 | 0 | 0 | 0 | 0 | 0 | 0 | 0 | 0 | 0
2003 | 6 | 26 | 0 | 0 | 0 | 0 | 0 | 0 | 0 | 0 | 0 | 0 | 0 | 0 | 0
2003 | 6 | 27 | 0.09 | 0.09 | 0.04 | 0 | 0.09 | 0.04 | 0 | 0 | 0 | 0 | 0 | 0 | 0
2003 | 6 | 28 | 0 | 0 | 0 | 0 | 0 | 0 | 0 | 0 | 0 | 0 | 0 | 0 | 0
2003 | 6 | 29 | 0 | 0 | 0 | 0 | 0 | 0 | 0 | 0 | 0 | 0 | 0 | 0 | 0
2003 | 6 | 30 | 0.51 | 0.51 | 0.46 | 0 | 0.51 | 0.46 | 0 | 0 | 0 | 0 | 0 | 0 | 0
2003 | 7 | 1 | 1.14 | 1 | 0.95 | 0 | 1 | 0.95 | 0 | 0 | 0 | 0 | 0 | 0 | 0
2003 | 7 | 2 | 0.87 | 0.87 | 0.82 | 0 | 0.87 | 0.82 | 0 | 0 | 0 | 0 | 0 | 0 | 0
2003 | 7 | 3 | 0.14 | 0.14 | 0.09 | 0 | 0.14 | 0.09 | 0 | 0 | 0 | 0 | 0 | 0 | 0
2003 | 7 | 4 | 0 | 0 | 0 | 0 | 0 | 0 | 0 | 0 | 0 | 0 | 0 | 0 | 0
2003 | 7 | 5 | 0 | 0 | 0 | 0 | 0 | 0 | 0 | 0 | 0 | 0 | 0 | 0 | 0
2003 | 7 | 6 | 0 | 0 | 0 | 0 | 0 | 0 | 0 | 0 | 0 | 0 | 0 | 0 | 0
2003 | 7 | 7 | 0.57 | 0.57 | 0.52 | 0 | 0.57 | 0.52 | 0 | 0 | 0 | 0 | 0 | 0 | 0
2003 | 7 | 8 | 0 | 0 | 0 | 0 | 0 | 0 | 0 | 0 | 0 | 0 | 0 | 0 | 0
2003 | 7 | 9 | 0.49 | 0.49 | 0.44 | 0 | 0.49 | 0.44 | 0 | 0 | 0 | 0 | 0 | 0 | 0
2003 | 7 | 10 | 1.06 | 1 | 0.95 | 0 | 1 | 0.95 | 0 | 0 | 0 | 0 | 0 | 0 | 0
2003 | 7 | 11 | 0 | 0 | 0 | 0 | 0 | 0 | 0 | 0 | 0 | 0 | 0 | 0 | 0
2003 | 7 | 12 | 0.03 | 0.03 | 0 | 0 | 0.03 | 0 | 0 | 0 | 0 | 0 | 0 | 0 | 0
2003 | 7 | 13 | 0 | 0 | 0 | 0 | 0 | 0 | 0 | 0 | 0 | 0 | 0 | 0 | 0
2003 | 7 | 14 | 0.03 | 0.03 | 0 | 0 | 0.03 | 0 | 0 | 0 | 0 | 0 | 0 | 0 | 0
2003 | 7 | 15 | 0 | 0 | 0 | 0 | 0 | 0 | 0 | 0 | 0 | 0 | 0 | 0 | 0
2003 | 7 | 16 | 0 | 0 | 0 | 0 | 0 | 0 | 0 | 0 | 0 | 0 | 0 | 0 | 0
2003 | 7 | 17 | 0 | 0 | 0 | 0 | 0 | 0 | 0 | 0 | 0 | 0 | 0 | 0 | 0
2003 | 7 | 18 | 0 | 0 | 0 | 0 | 0 | 0 | 0 | 0 | 0 | 0 | 0 | 0 | 0
2003 | 7 | 19 | 0 | 0 | 0 | 0 | 0 | 0 | 0 | 0 | 0 | 0 | 0 | 0 | 0
2003 | 7 | 20 | 0 | 0 | 0 | 0 | 0 | 0 | 0 | 0 | 0 | 0 | 0 | 0 | 0
2003 | 7 | 21 | 0 | 0 | 0 | 0 | 0 | 0 | 0 | 0 | 0 | 0 | 0 | 0 | 0
2003 | 7 | 22 | 0.53 | 0.53 | 0.48 | 0 | 0.53 | 0.48 | 0 | 0 | 0 | 0 | 0 | 0 | 0
2003 | 7 | 23 | 0 | 0 | 0 | 0 | 0 | 0 | 0 | 0 | 0 | 0 | 0 | 0 | 0
2003 | 7 | 24 | 0 | 0 | 0 | 0 | 0 | 0 | 0 | 0 | 0 | 0 | 0 | 0 | 0
2003 | 7 | 25 | 0 | 0 | 0 | 0 | 0 | 0 | 0 | 0 | 0 | 0 | 0 | 0 | 0
2003 | 7 | 26 | 0 | 0 | 0 | 0 | 0 | 0 | 0 | 0 | 0 | 0 | 0 | 0 | 0
2003 | 7 | 27 | 0 | 0 | 0 | 0 | 0 | 0 | 0 | 0 | 0 | 0 | 0 | 0 | 0
2003 | 7 | 28 | 0.87 | 0.87 | 0.82 | 0 | 0.87 | 0.82 | 0 | 0 | 0 | 0 | 0 | 0 | 0
2003 | 7 | 29 | 0.02 | 0.02 | 0 | 0 | 0.02 | 0 | 0 | 0 | 0 | 0 | 0 | 0 | 0
2003 | 7 | 30 | 0.01 | 0.01 | 0 | 0 | 0.01 | 0 | 0 | 0 | 0 | 0 | 0 | 0 | 0
2003 | 7 | 31 | 0 | 0 | 0 | 0 | 0 | 0 | 0 | 0 | 0 | 0 | 0 | 0 | 0
2003 | 8 | 1 | 0.89 | 0.89 | 0.84 | 0 | 0.89 | 0.84 | 0 | 0 | 0 | 0 | 0 | 0 | 0
2003 | 8 | 2 | 0.01 | 0.01 | 0 | 0 | 0.01 | 0 | 0 | 0 | 0 | 0 | 0 | 0 | 0
2003 | 8 | 3 | 0.23 | 0.23 | 0.18 | 0 | 0.23 | 0.18 | 0 | 0 | 0 | 0 | 0 | 0 | 0
2003 | 8 | 4 | 0.01 | 0.01 | 0 | 0 | 0.01 | 0 | 0 | 0 | 0 | 0 | 0 | 0 | 0
2003 | 8 | 5 | 0.39 | 0.39 | 0.34 | 0 | 0.39 | 0.34 | 0 | 0 | 0 | 0 | 0 | 0 | 0
2003 | 8 | 6 | 0 | 0 | 0 | 0 | 0 | 0 | 0 | 0 | 0 | 0 | 0 | 0 | 0
2003 | 8 | 7 | 0 | 0 | 0 | 0 | 0 | 0 | 0 | 0 | 0 | 0 | 0 | 0 | 0
2003 | 8 | 8 | 0 | 0 | 0 | 0 | 0 | 0 | 0 | 0 | 0 | 0 | 0 | 0 | 0
2003 | 8 | 9 | 0.44 | 0.44 | 0.39 | 0 | 0.44 | 0.39 | 0 | 0 | 0 | 0 | 0 | 0 | 0
2003 | 8 | 10 | 0.01 | 0.01 | 0 | 0 | 0.01 | 0 | 0 | 0 | 0 | 0 | 0 | 0 | 0
2003 | 8 | 11 | 0.04 | 0.04 | 0 | 0 | 0.04 | 0 | 0 | 0 | 0 | 0 | 0 | 0 | 0
2003 | 8 | 12 | 0 | 0 | 0 | 0 | 0 | 0 | 0 | 0 | 0 | 0 | 0 | 0 | 0
2003 | 8 | 13 | 0 | 0 | 0 | 0 | 0 | 0 | 0 | 0 | 0 | 0 | 0 | 0 | 0
2003 | 8 | 14 | 0 | 0 | 0 | 0 | 0 | 0 | 0 | 0 | 0 | 0 | 0 | 0 | 0
2003 | 8 | 15 | 0 | 0 | 0 | 0 | 0 | 0 | 0 | 0 | 0 | 0 | 0 | 0 | 0
2003 | 8 | 16 | 0.62 | 0.62 | 0.57 | 0 | 0.62 | 0.57 | 0 | 0 | 0 | 0 | 0 | 0 | 0
2003 | 8 | 17 | 0.2 | 0.2 | 0.15 | 0 | 0.2 | 0.15 | 0 | 0 | 0 | 0 | 0 | 0 | 0
2003 | 8 | 18 | 0 | 0 | 0 | 0 | 0 | 0 | 0 | 0 | 0 | 0 | 0 | 0 | 0
2003 | 8 | 19 | 0 | 0 | 0 | 0 | 0 | 0 | 0 | 0 | 0 | 0 | 0 | 0 | 0
2003 | 8 | 20 | 0 | 0 | 0 | 0 | 0 | 0 | 0 | 0 | 0 | 0 | 0 | 0 | 0
2003 | 8 | 21 | 0 | 0 | 0 | 0 | 0 | 0 | 0 | 0 | 0 | 0 | 0 | 0 | 0
2003 | 8 | 22 | 0 | 0 | 0 | 0 | 0 | 0 | 0 | 0 | 0 | 0 | 0 | 0 | 0
2003 | 8 | 23 | 0 | 0 | 0 | 0 | 0 | 0 | 0 | 0 | 0 | 0 | 0 | 0 | 0
2003 | 8 | 24 | 0 | 0 | 0 | 0 | 0 | 0 | 0 | 0 | 0 | 0 | 0 | 0 | 0
2003 | 8 | 25 | 0 | 0 | 0 | 0 | 0 | 0 | 0 | 0 | 0 | 0 | 0 | 0 | 0
2003 | 8 | 26 | 0.96 | 0.96 | 0.91 | 0 | 0.96 | 0.91 | 0 | 0 | 0 | 0 | 0 | 0 | 0
2003 | 8 | 27 | 0.56 | 0.56 | 0.51 | 0 | 0.56 | 0.51 | 0 | 0 | 0 | 0 | 0 | 0 | 0
2003 | 8 | 28 | 0 | 0 | 0 | 0 | 0 | 0 | 0 | 0 | 0 | 0 | 0 | 0 | 0
2003 | 8 | 29 | 0.06 | 0.06 | 0.01 | 0 | 0.06 | 0.01 | 0 | 0 | 0 | 0 | 0 | 0 | 0
2003 | 8 | 30 | 0.23 | 0.23 | 0.18 | 0 | 0.23 | 0.18 | 0 | 0 | 0 | 0 | 0 | 0 | 0
2003 | 8 | 31 | 0 | 0 | 0 | 0 | 0 | 0 | 0 | 0 | 0 | 0 | 0 | 0 | 0
2003 | 9 | 1 | 0.19 | 0.19 | 0.14 | 0 | 0.19 | 0.14 | 0 | 0 | 0 | 0 | 0 | 0 | 0
2003 | 9 | 2 | 0.17 | 0.17 | 0.12 | 0 | 0.17 | 0.12 | 0 | 0 | 0 | 0 | 0 | 0 | 0
2003 | 9 | 3 | 0.32 | 0.32 | 0.27 | 0 | 0.32 | 0.27 | 0 | 0 | 0 | 0 | 0 | 0 | 0
2003 | 9 | 4 | 0.12 | 0.12 | 0.07 | 0 | 0.12 | 0.07 | 0 | 0 | 0 | 0 | 0 | 0 | 0
2003 | 9 | 5 | 0 | 0 | 0 | 0 | 0 | 0 | 0 | 0 | 0 | 0 | 0 | 0 | 0
2003 | 9 | 6 | 0 | 0 | 0 | 0 | 0 | 0 | 0 | 0 | 0 | 0 | 0 | 0 | 0
2003 | 9 | 7 | 0 | 0 | 0 | 0 | 0 | 0 | 0 | 0 | 0 | 0 | 0 | 0 | 0
2003 | 9 | 8 | 0 | 0 | 0 | 0 | 0 | 0 | 0 | 0 | 0 | 0 | 0 | 0 | 0
2003 | 9 | 9 | 0 | 0 | 0 | 0 | 0 | 0 | 0 | 0 | 0 | 0 | 0 | 0 | 0
2003 | 9 | 10 | 0 | 0 | 0 | 0 | 0 | 0 | 0 | 0 | 0 | 0 | 0 | 0 | 0
2003 | 9 | 11 | 0 | 0 | 0 | 0 | 0 | 0 | 0 | 0 | 0 | 0 | 0 | 0 | 0
2003 | 9 | 12 | 0.85 | 0.85 | 0.8 | 0 | 0.85 | 0.8 | 0 | 0 | 0 | 0 | 0 | 0 | 0
2003 | 9 | 13 | 0.26 | 0.26 | 0.21 | 0 | 0.26 | 0.21 | 0 | 0 | 0 | 0 | 0 | 0 | 0
2003 | 9 | 14 | 0 | 0 | 0 | 0 | 0 | 0 | 0 | 0 | 0 | 0 | 0 | 0 | 0
2003 | 9 | 15 | 0 | 0 | 0 | 0 | 0 | 0 | 0 | 0 | 0 | 0 | 0 | 0 | 0
2003 | 9 | 16 | 0 | 0 | 0 | 0 | 0 | 0 | 0 | 0 | 0 | 0 | 0 | 0 | 0
2003 | 9 | 17 | 0 | 0 | 0 | 0 | 0 | 0 | 0 | 0 | 0 | 0 | 0 | 0 | 0
2003 | 9 | 18 | 2.28 | 1 | 0.95 | 0 | 1 | 0.95 | 0 | 0 | 0 | 0 | 0 | 0 | 0
2003 | 9 | 19 | 0.03 | 0.03 | 0 | 0 | 0.03 | 0 | 0 | 0 | 0 | 0 | 0 | 0 | 0
2003 | 9 | 20 | 0 | 0 | 0 | 0 | 0 | 0 | 0 | 0 | 0 | 0 | 0 | 0 | 0
2003 | 9 | 21 | 0 | 0 | 0 | 0 | 0 | 0 | 0 | 0 | 0 | 0 | 0 | 0 | 0
2003 | 9 | 22 | 0.78 | 0.78 | 0.73 | 0 | 0.78 | 0.73 | 0 | 0 | 0 | 0 | 0 | 0 | 0
2003 | 9 | 23 | 1.67 | 1 | 0.95 | 0 | 1 | 0.95 | 0 | 0 | 0 | 0 | 0 | 0 | 0
2003 | 9 | 24 | 0 | 0 | 0 | 0 | 0 | 0 | 0 | 0 | 0 | 0 | 0 | 0 | 0
2003 | 9 | 25 | 0 | 0 | 0 | 0 | 0 | 0 | 0 | 0 | 0 | 0 | 0 | 0 | 0
2003 | 9 | 26 | 0 | 0 | 0 | 0 | 0 | 0 | 0 | 0 | 0 | 0 | 0 | 0 | 0
2003 | 9 | 27 | 0.1 | 0.1 | 0.05 | 0 | 0.1 | 0.05 | 0 | 0 | 0 | 0 | 0 | 0 | 0
2003 | 9 | 28 | 0.02 | 0.02 | 0 | 0 | 0.02 | 0 | 0 | 0 | 0 | 0 | 0 | 0 | 0
2003 | 9 | 29 | 0 | 0 | 0 | 0 | 0 | 0 | 0 | 0 | 0 | 0 | 0 | 0 | 0
2003 | 9 | 30 | 0 | 0 | 0 | 0 | 0 | 0 | 0 | 0 | 0 | 0 | 0 | 0 | 0
2003 | 10 | 1 | 0 | 0 | 0 | 0 | 0 | 0 | 0 | 0 | 0 | 0 | 0 | 0 | 0
2003 | 10 | 2 | 0 | 0 | 0 | 0 | 0 | 0 | 0 | 0 | 0 | 0 | 0 | 0 | 0
2003 | 10 | 3 | 0 | 0 | 0 | 0 | 0 | 0 | 0 | 0 | 0 | 0 | 0 | 0 | 0
2003 | 10 | 4 | 0 | 0 | 0 | 0 | 0 | 0 | 0 | 0 | 0 | 0 | 0 | 0 | 0
2003 | 10 | 5 | 0 | 0 | 0 | 0 | 0 | 0 | 0 | 0 | 0 | 0 | 0 | 0 | 0
2003 | 10 | 6 | 0 | 0 | 0 | 0 | 0 | 0 | 0 | 0 | 0 | 0 | 0 | 0 | 0
2003 | 10 | 7 | 0 | 0 | 0 | 0 | 0 | 0 | 0 | 0 | 0 | 0 | 0 | 0 | 0
2003 | 10 | 8 | 0 | 0 | 0 | 0 | 0 | 0 | 0 | 0 | 0 | 0 | 0 | 0 | 0
2003 | 10 | 9 | 0 | 0 | 0 | 0 | 0 | 0 | 0 | 0 | 0 | 0 | 0 | 0 | 0
2003 | 10 | 10 | 0 | 0 | 0 | 0 | 0 | 0 | 0 | 0 | 0 | 0 | 0 | 0 | 0
2003 | 10 | 11 | 0 | 0 | 0 | 0 | 0 | 0 | 0 | 0 | 0 | 0 | 0 | 0 | 0
2003 | 10 | 12 | 0 | 0 | 0 | 0 | 0 | 0 | 0 | 0 | 0 | 0 | 0 | 0 | 0
2003 | 10 | 13 | 0 | 0 | 0 | 0 | 0 | 0 | 0 | 0 | 0 | 0 | 0 | 0 | 0
2003 | 10 | 14 | 1.21 | 1 | 0.95 | 0 | 1 | 0.95 | 0 | 0 | 0 | 0 | 0 | 0 | 0
2003 | 10 | 15 | 0 | 0 | 0 | 0 | 0 | 0 | 0 | 0 | 0 | 0 | 0 | 0 | 0
2003 | 10 | 16 | 0 | 0 | 0 | 0 | 0 | 0 | 0 | 0 | 0 | 0 | 0 | 0 | 0
2003 | 10 | 17 | 0 | 0 | 0 | 0 | 0 | 0 | 0 | 0 | 0 | 0 | 0 | 0 | 0
2003 | 10 | 18 | 0 | 0 | 0 | 0 | 0 | 0 | 0 | 0 | 0 | 0 | 0 | 0 | 0
2003 | 10 | 19 | 0 | 0 | 0 | 0 | 0 | 0 | 0 | 0 | 0 | 0 | 0 | 0 | 0
2003 | 10 | 20 | 0 | 0 | 0 | 0 | 0 | 0 | 0 | 0 | 0 | 0 | 0 | 0 | 0
2003 | 10 | 21 | 0 | 0 | 0 | 0 | 0 | 0 | 0 | 0 | 0 | 0 | 0 | 0 | 0
2003 | 10 | 22 | 0.05 | 0.05 | 0 | 0 | 0.05 | 0 | 0 | 0 | 0 | 0 | 0 | 0 | 0
2003 | 10 | 23 | 0 | 0 | 0 | 0 | 0 | 0 | 0 | 0 | 0 | 0 | 0 | 0 | 0
2003 | 10 | 24 | 0 | 0 | 0 | 0 | 0 | 0 | 0 | 0 | 0 | 0 | 0 | 0 | 0
2003 | 10 | 25 | 0 | 0 | 0 | 0 | 0 | 0 | 0 | 0 | 0 | 0 | 0 | 0 | 0
2003 | 10 | 26 | 0.45 | 0.45 | 0.4 | 0 | 0.45 | 0.4 | 0 | 0 | 0 | 0 | 0 | 0 | 0
2003 | 10 | 27 | 1.27 | 1 | 0.95 | 0 | 1 | 0.95 | 0 | 0 | 0 | 0 | 0 | 0 | 0
2003 | 10 | 28 | 0.24 | 0.24 | 0.19 | 0 | 0.24 | 0.19 | 0 | 0 | 0 | 0 | 0 | 0 | 0
2003 | 10 | 29 | 0.71 | 0.71 | 0.66 | 0 | 0.71 | 0.66 | 0 | 0 | 0 | 0 | 0 | 0 | 0
2003 | 10 | 30 | 0 | 0 | 0 | 0 | 0 | 0 | 0 | 0 | 0 | 0 | 0 | 0 | 0
2003 | 10 | 31 | 0 | 0 | 0 | 0 | 0 | 0 | 0 | 0 | 0 | 0 | 0 | 0 | 0
2003 | 11 | 1 | 0 | 0 | 0 | 0 | 0 | 0 | 0 | 0 | 0 | 0 | 0 | 0 | 0
2003 | 11 | 2 | 0 | 0 | 0 | 0 | 0 | 0 | 0 | 0 | 0 | 0 | 0 | 0 | 0
2003 | 11 | 3 | 0 | 0 | 0 | 0 | 0 | 0 | 0 | 0 | 0 | 0 | 0 | 0 | 0
2003 | 11 | 4 | 0 | 0 | 0 | 0 | 0 | 0 | 0 | 0 | 0 | 0 | 0 | 0 | 0
2003 | 11 | 5 | 0.53 | 0.53 | 0.48 | 0 | 0.53 | 0.48 | 0 | 0 | 0 | 0 | 0 | 0 | 0
2003 | 11 | 6 | 0.47 | 0.47 | 0.42 | 0 | 0.47 | 0.42 | 0 | 0 | 0 | 0 | 0 | 0 | 0
2003 | 11 | 7 | 0 | 0 | 0 | 0 | 0 | 0 | 0 | 0 | 0 | 0 | 0 | 0 | 0
2003 | 11 | 8 | 0 | 0 | 0 | 0 | 0 | 0 | 0 | 0 | 0 | 0 | 0 | 0 | 0
2003 | 11 | 9 | 0 | 0 | 0 | 0 | 0 | 0 | 0 | 0 | 0 | 0 | 0 | 0 | 0
2003 | 11 | 10 | 0 | 0 | 0 | 0 | 0 | 0 | 0 | 0 | 0 | 0 | 0 | 0 | 0
2003 | 11 | 11 | 0 | 0 | 0 | 0 | 0 | 0 | 0 | 0 | 0 | 0 | 0 | 0 | 0
2003 | 11 | 12 | 0.57 | 0.57 | 0.52 | 0 | 0.57 | 0.52 | 0 | 0 | 0 | 0 | 0 | 0 | 0
2003 | 11 | 13 | 0 | 0 | 0 | 0 | 0 | 0 | 0 | 0 | 0 | 0 | 0 | 0 | 0
2003 | 11 | 14 | 0 | 0 | 0 | 0 | 0 | 0 | 0 | 0 | 0 | 0 | 0 | 0 | 0
2003 | 11 | 15 | 0 | 0 | 0 | 0 | 0 | 0 | 0 | 0 | 0 | 0 | 0 | 0 | 0
2003 | 11 | 16 | 0.04 | 0.04 | 0 | 0 | 0.04 | 0 | 0 | 0 | 0 | 0 | 0 | 0 | 0
2003 | 11 | 17 | 0 | 0 | 0 | 0 | 0 | 0 | 0 | 0 | 0 | 0 | 0 | 0 | 0
2003 | 11 | 18 | 0 | 0 | 0 | 0 | 0 | 0 | 0 | 0 | 0 | 0 | 0 | 0 | 0
2003 | 11 | 19 | 1.47 | 1 | 0.95 | 0 | 1 | 0.95 | 0 | 0 | 0 | 0 | 0 | 0 | 0
2003 | 11 | 20 | 0 | 0 | 0 | 0 | 0 | 0 | 0 | 0 | 0 | 0 | 0 | 0 | 0
2003 | 11 | 21 | 0 | 0 | 0 | 0 | 0 | 0 | 0 | 0 | 0 | 0 | 0 | 0 | 0
2003 | 11 | 22 | 0 | 0 | 0 | 0 | 0 | 0 | 0 | 0 | 0 | 0 | 0 | 0 | 0
2003 | 11 | 23 | 0 | 0 | 0 | 0 | 0 | 0 | 0 | 0 | 0 | 0 | 0 | 0 | 0
2003 | 11 | 24 | 0.32 | 0.32 | 0.27 | 0 | 0.32 | 0.27 | 0 | 0 | 0 | 0 | 0 | 0 | 0
2003 | 11 | 25 | 0 | 0 | 0 | 0 | 0 | 0 | 0 | 0 | 0 | 0 | 0 | 0 | 0
2003 | 11 | 26 | 0 | 0 | 0 | 0 | 0 | 0 | 0 | 0 | 0 | 0 | 0 | 0 | 0
2003 | 11 | 27 | 0 | 0 | 0 | 0 | 0 | 0 | 0 | 0 | 0 | 0 | 0 | 0 | 0
2003 | 11 | 28 | 0.83 | 0.83 | 0.78 | 0 | 0.83 | 0.78 | 0 | 0 | 0 | 0 | 0 | 0 | 0
2003 | 11 | 29 | 0 | 0 | 0 | 0 | 0 | 0 | 0 | 0 | 0 | 0 | 0 | 0 | 0
2003 | 11 | 30 | 0 | 0 | 0 | 0 | 0 | 0 | 0 | 0 | 0 | 0 | 0 | 0 | 0
2003 | 12 | 1 | 0 | 0 | 0 | 0 | 0 | 0 | 0 | 0 | 0 | 0 | 0 | 0 | 0
2003 | 12 | 2 | 0 | 0 | 0 | 0 | 0 | 0 | 0 | 0 | 0 | 0 | 0 | 0 | 0
2003 | 12 | 3 | 0 | 0 | 0 | 0 | 0 | 0 | 0 | 0 | 0 | 0 | 0 | 0 | 0
2003 | 12 | 4 | 0.08 | 0.08 | 0.03 | 0 | 0.08 | 0.03 | 0 | 0 | 0 | 0 | 0 | 0 | 0
2003 | 12 | 5 | 0.81 | 0.81 | 0.76 | 0 | 0.81 | 0.76 | 0 | 0 | 0 | 0 | 0 | 0 | 0
2003 | 12 | 6 | 0.26 | 0.26 | 0.21 | 0 | 0.26 | 0.21 | 0 | 0 | 0 | 0 | 0 | 0 | 0
2003 | 12 | 7 | 0 | 0 | 0 | 0 | 0 | 0 | 0 | 0 | 0 | 0 | 0 | 0 | 0
2003 | 12 | 8 | 0 | 0 | 0 | 0 | 0 | 0 | 0 | 0 | 0 | 0 | 0 | 0 | 0
2003 | 12 | 9 | 0 | 0 | 0 | 0 | 0 | 0 | 0 | 0 | 0 | 0 | 0 | 0 | 0
2003 | 12 | 10 | 0.28 | 0.28 | 0.23 | 0 | 0.28 | 0.23 | 0 | 0 | 0 | 0 | 0 | 0 | 0
2003 | 12 | 11 | 0.75 | 0.75 | 0.7 | 0 | 0.75 | 0.7 | 0 | 0 | 0 | 0 | 0 | 0 | 0
2003 | 12 | 12 | 0 | 0 | 0 | 0 | 0 | 0 | 0 | 0 | 0 | 0 | 0 | 0 | 0
2003 | 12 | 13 | 0 | 0 | 0 | 0 | 0 | 0 | 0 | 0 | 0 | 0 | 0 | 0 | 0
2003 | 12 | 14 | 0.78 | 0.78 | 0.73 | 0 | 0.78 | 0.73 | 0 | 0 | 0 | 0 | 0 | 0 | 0
2003 | 12 | 15 | 0 | 0 | 0 | 0 | 0 | 0 | 0 | 0 | 0 | 0 | 0 | 0 | 0
2003 | 12 | 16 | 0 | 0 | 0 | 0 | 0 | 0 | 0 | 0 | 0 | 0 | 0 | 0 | 0
2003 | 12 | 17 | 0.75 | 0.75 | 0.7 | 0 | 0.75 | 0.7 | 0 | 0 | 0 | 0 | 0 | 0 | 0
2003 | 12 | 18 | 0 | 0 | 0 | 0 | 0 | 0 | 0 | 0 | 0 | 0 | 0 | 0 | 0
2003 | 12 | 19 | 0 | 0 | 0 | 0 | 0 | 0 | 0 | 0 | 0 | 0 | 0 | 0 | 0
2003 | 12 | 20 | 0 | 0 | 0 | 0 | 0 | 0 | 0 | 0 | 0 | 0 | 0 | 0 | 0
2003 | 12 | 21 | 0 | 0 | 0 | 0 | 0 | 0 | 0 | 0 | 0 | 0 | 0 | 0 | 0
2003 | 12 | 22 | 0 | 0 | 0 | 0 | 0 | 0 | 0 | 0 | 0 | 0 | 0 | 0 | 0
2003 | 12 | 23 | 0.08 | 0.08 | 0.03 | 0 | 0.08 | 0.03 | 0 | 0 | 0 | 0 | 0 | 0 | 0
2003 | 12 | 24 | 0.5 | 0.5 | 0.45 | 0 | 0.5 | 0.45 | 0 | 0 | 0 | 0 | 0 | 0 | 0
2003 | 12 | 25 | 0 | 0 | 0 | 0 | 0 | 0 | 0 | 0 | 0 | 0 | 0 | 0 | 0
2003 | 12 | 26 | 0 | 0 | 0 | 0 | 0 | 0 | 0 | 0 | 0 | 0 | 0 | 0 | 0
2003 | 12 | 27 | 0 | 0 | 0 | 0 | 0 | 0 | 0 | 0 | 0 | 0 | 0 | 0 | 0
2003 | 12 | 28 | 0 | 0 | 0 | 0 | 0 | 0 | 0 | 0 | 0 | 0 | 0 | 0 | 0
2003 | 12 | 29 | 0 | 0 | 0 | 0 | 0 | 0 | 0 | 0 | 0 | 0 | 0 | 0 | 0
2003 | 12 | 30 | 0.03 | 0.03 | 0 | 0 | 0.03 | 0 | 0 | 0 | 0 | 0 | 0 | 0 | 0
2003 | 12 | 31 | 0 | 0 | 0 | 0 | 0 | 0 | 0 | 0 | 0 | 0 | 0 | 0 | 0
2004 | 1 | 1 | 0 | 0 | 0 | 0 | 0 | 0 | 0 | 0 | 0 | 0 | 0 | 0 | 0
2004 | 1 | 2 | 0.15 | 0.15 | 0.1 | 0 | 0.15 | 0.1 | 0 | 0 | 0 | 0 | 0 | 0 | 0
2004 | 1 | 3 | 0 | 0 | 0 | 0 | 0 | 0 | 0 | 0 | 0 | 0 | 0 | 0 | 0
2004 | 1 | 4 | 0 | 0 | 0 | 0 | 0 | 0 | 0 | 0 | 0 | 0 | 0 | 0 | 0
2004 | 1 | 5 | 0.31 | 0.31 | 0.26 | 0 | 0.31 | 0.26 | 0 | 0 | 0 | 0 | 0 | 0 | 0
2004 | 1 | 6 | 0 | 0 | 0 | 0 | 0 | 0 | 0 | 0 | 0 | 0 | 0 | 0 | 0
2004 | 1 | 7 | 0 | 0 | 0 | 0 | 0 | 0 | 0 | 0 | 0 | 0 | 0 | 0 | 0
2004 | 1 | 8 | 0 | 0 | 0 | 0 | 0 | 0 | 0 | 0 | 0 | 0 | 0 | 0 | 0
2004 | 1 | 9 | 0.01 | 0.01 | 0 | 0 | 0.01 | 0 | 0 | 0 | 0 | 0 | 0 | 0 | 0
2004 | 1 | 10 | 0 | 0 | 0 | 0 | 0 | 0 | 0 | 0 | 0 | 0 | 0 | 0 | 0
2004 | 1 | 11 | 0 | 0 | 0 | 0 | 0 | 0 | 0 | 0 | 0 | 0 | 0 | 0 | 0
2004 | 1 | 12 | 0 | 0 | 0 | 0 | 0 | 0 | 0 | 0 | 0 | 0 | 0 | 0 | 0
2004 | 1 | 13 | 0 | 0 | 0 | 0 | 0 | 0 | 0 | 0 | 0 | 0 | 0 | 0 | 0
2004 | 1 | 14 | 0 | 0 | 0 | 0 | 0 | 0 | 0 | 0 | 0 | 0 | 0 | 0 | 0
2004 | 1 | 15 | 0 | 0 | 0 | 0 | 0 | 0 | 0 | 0 | 0 | 0 | 0 | 0 | 0
2004 | 1 | 16 | 0 | 0 | 0 | 0 | 0 | 0 | 0 | 0 | 0 | 0 | 0 | 0 | 0
2004 | 1 | 17 | 0.08 | 0.08 | 0.03 | 0 | 0.08 | 0.03 | 0 | 0 | 0 | 0 | 0 | 0 | 0
2004 | 1 | 18 | 0.35 | 0.35 | 0.3 | 0 | 0.35 | 0.3 | 0 | 0 | 0 | 0 | 0 | 0 | 0
2004 | 1 | 19 | 0 | 0 | 0 | 0 | 0 | 0 | 0 | 0 | 0 | 0 | 0 | 0 | 0
2004 | 1 | 20 | 0 | 0 | 0 | 0 | 0 | 0 | 0 | 0 | 0 | 0 | 0 | 0 | 0
2004 | 1 | 21 | 0 | 0 | 0 | 0 | 0 | 0 | 0 | 0 | 0 | 0 | 0 | 0 | 0
2004 | 1 | 22 | 0 | 0 | 0 | 0 | 0 | 0 | 0 | 0 | 0 | 0 | 0 | 0 | 0
2004 | 1 | 23 | 0 | 0 | 0 | 0 | 0 | 0 | 0 | 0 | 0 | 0 | 0 | 0 | 0
2004 | 1 | 24 | 0 | 0 | 0 | 0 | 0 | 0 | 0 | 0 | 0 | 0 | 0 | 0 | 0
2004 | 1 | 25 | 0.24 | 0.24 | 0.19 | 0 | 0.24 | 0.19 | 0 | 0 | 0 | 0 | 0 | 0 | 0
2004 | 1 | 26 | 0.1 | 0.1 | 0.05 | 0 | 0.1 | 0.05 | 0 | 0 | 0 | 0 | 0 | 0 | 0
2004 | 1 | 27 | 0.11 | 0.11 | 0.06 | 0 | 0.11 | 0.06 | 0 | 0 | 0 | 0 | 0 | 0 | 0
2004 | 1 | 28 | 0 | 0 | 0 | 0 | 0 | 0 | 0 | 0 | 0 | 0 | 0 | 0 | 0
2004 | 1 | 29 | 0 | 0 | 0 | 0 | 0 | 0 | 0 | 0 | 0 | 0 | 0 | 0 | 0
2004 | 1 | 30 | 0 | 0 | 0 | 0 | 0 | 0 | 0 | 0 | 0 | 0 | 0 | 0 | 0
2004 | 1 | 31 | 0 | 0 | 0 | 0 | 0 | 0 | 0 | 0 | 0 | 0 | 0 | 0 | 0
2004 | 2 | 1 | 0 | 0 | 0 | 0 | 0 | 0 | 0 | 0 | 0 | 0 | 0 | 0 | 0
2004 | 2 | 2 | 0 | 0 | 0 | 0 | 0 | 0 | 0 | 0 | 0 | 0 | 0 | 0 | 0
2004 | 2 | 3 | 0.53 | 0.53 | 0.48 | 0 | 0.53 | 0.48 | 0 | 0 | 0 | 0 | 0 | 0 | 0
2004 | 2 | 4 | 0 | 0 | 0 | 0 | 0 | 0 | 0 | 0 | 0 | 0 | 0 | 0 | 0
2004 | 2 | 5 | 0.07 | 0.07 | 0.02 | 0 | 0.07 | 0.02 | 0 | 0 | 0 | 0 | 0 | 0 | 0
2004 | 2 | 6 | 1.6 | 1 | 0.95 | 0 | 1 | 0.95 | 0 | 0 | 0 | 0 | 0 | 0 | 0
2004 | 2 | 7 | 0 | 0 | 0 | 0 | 0 | 0 | 0 | 0 | 0 | 0 | 0 | 0 | 0
2004 | 2 | 8 | 0 | 0 | 0 | 0 | 0 | 0 | 0 | 0 | 0 | 0 | 0 | 0 | 0
2004 | 2 | 9 | 0 | 0 | 0 | 0 | 0 | 0 | 0 | 0 | 0 | 0 | 0 | 0 | 0
2004 | 2 | 10 | 0 | 0 | 0 | 0 | 0 | 0 | 0 | 0 | 0 | 0 | 0 | 0 | 0
2004 | 2 | 11 | 0 | 0 | 0 | 0 | 0 | 0 | 0 | 0 | 0 | 0 | 0 | 0 | 0
2004 | 2 | 12 | 0 | 0 | 0 | 0 | 0 | 0 | 0 | 0 | 0 | 0 | 0 | 0 | 0
2004 | 2 | 13 | 0 | 0 | 0 | 0 | 0 | 0 | 0 | 0 | 0 | 0 | 0 | 0 | 0
2004 | 2 | 14 | 0 | 0 | 0 | 0 | 0 | 0 | 0 | 0 | 0 | 0 | 0 | 0 | 0
2004 | 2 | 15 | 0 | 0 | 0 | 0 | 0 | 0 | 0 | 0 | 0 | 0 | 0 | 0 | 0
2004 | 2 | 16 | 0 | 0 | 0 | 0 | 0 | 0 | 0 | 0 | 0 | 0 | 0 | 0 | 0
2004 | 2 | 17 | 0 | 0 | 0 | 0 | 0 | 0 | 0 | 0 | 0 | 0 | 0 | 0 | 0
2004 | 2 | 18 | 0 | 0 | 0 | 0 | 0 | 0 | 0 | 0 | 0 | 0 | 0 | 0 | 0
2004 | 2 | 19 | 0 | 0 | 0 | 0 | 0 | 0 | 0 | 0 | 0 | 0 | 0 | 0 | 0
2004 | 2 | 20 | 0 | 0 | 0 | 0 | 0 | 0 | 0 | 0 | 0 | 0 | 0 | 0 | 0
2004 | 2 | 21 | 0 | 0 | 0 | 0 | 0 | 0 | 0 | 0 | 0 | 0 | 0 | 0 | 0
2004 | 2 | 22 | 0 | 0 | 0 | 0 | 0 | 0 | 0 | 0 | 0 | 0 | 0 | 0 | 0
2004 | 2 | 23 | 0 | 0 | 0 | 0 | 0 | 0 | 0 | 0 | 0 | 0 | 0 | 0 | 0
2004 | 2 | 24 | 0.08 | 0.08 | 0.03 | 0 | 0.08 | 0.03 | 0 | 0 | 0 | 0 | 0 | 0 | 0
2004 | 2 | 25 | 0 | 0 | 0 | 0 | 0 | 0 | 0 | 0 | 0 | 0 | 0 | 0 | 0
2004 | 2 | 26 | 0 | 0 | 0 | 0 | 0 | 0 | 0 | 0 | 0 | 0 | 0 | 0 | 0
2004 | 2 | 27 | 0 | 0 | 0 | 0 | 0 | 0 | 0 | 0 | 0 | 0 | 0 | 0 | 0
2004 | 2 | 28 | 0 | 0 | 0 | 0 | 0 | 0 | 0 | 0 | 0 | 0 | 0 | 0 | 0
2004 | 2 | 29 | 0 | 0 | 0 | 0 | 0 | 0 | 0 | 0 | 0 | 0 | 0 | 0 | 0
2004 | 3 | 1 | 0 | 0 | 0 | 0 | 0 | 0 | 0 | 0 | 0 | 0 | 0 | 0 | 0
2004 | 3 | 2 | 0.16 | 0.16 | 0.11 | 0 | 0.16 | 0.11 | 0 | 0 | 0 | 0 | 0 | 0 | 0
2004 | 3 | 3 | 0 | 0 | 0 | 0 | 0 | 0 | 0 | 0 | 0 | 0 | 0 | 0 | 0
2004 | 3 | 4 | 0.09 | 0.09 | 0.04 | 0 | 0.09 | 0.04 | 0 | 0 | 0 | 0 | 0 | 0 | 0
2004 | 3 | 5 | 0 | 0 | 0 | 0 | 0 | 0 | 0 | 0 | 0 | 0 | 0 | 0 | 0
2004 | 3 | 6 | 0.85 | 0.85 | 0.8 | 0 | 0.85 | 0.8 | 0 | 0 | 0 | 0 | 0 | 0 | 0
2004 | 3 | 7 | 0.15 | 0.15 | 0.1 | 0 | 0.15 | 0.1 | 0 | 0 | 0 | 0 | 0 | 0 | 0
2004 | 3 | 8 | 0 | 0 | 0 | 0 | 0 | 0 | 0 | 0 | 0 | 0 | 0 | 0 | 0
2004 | 3 | 9 | 0 | 0 | 0 | 0 | 0 | 0 | 0 | 0 | 0 | 0 | 0 | 0 | 0
2004 | 3 | 10 | 0.01 | 0.01 | 0 | 0 | 0.01 | 0 | 0 | 0 | 0 | 0 | 0 | 0 | 0
2004 | 3 | 11 | 0 | 0 | 0 | 0 | 0 | 0 | 0 | 0 | 0 | 0 | 0 | 0 | 0
2004 | 3 | 12 | 0 | 0 | 0 | 0 | 0 | 0 | 0 | 0 | 0 | 0 | 0 | 0 | 0
2004 | 3 | 13 | 0 | 0 | 0 | 0 | 0 | 0 | 0 | 0 | 0 | 0 | 0 | 0 | 0
2004 | 3 | 14 | 0 | 0 | 0 | 0 | 0 | 0 | 0 | 0 | 0 | 0 | 0 | 0 | 0
2004 | 3 | 15 | 0 | 0 | 0 | 0 | 0 | 0 | 0 | 0 | 0 | 0 | 0 | 0 | 0
2004 | 3 | 16 | 0.38 | 0.38 | 0.33 | 0 | 0.38 | 0.33 | 0 | 0 | 0 | 0 | 0 | 0 | 0
2004 | 3 | 17 | 0.08 | 0.08 | 0.03 | 0 | 0.08 | 0.03 | 0 | 0 | 0 | 0 | 0 | 0 | 0
2004 | 3 | 18 | 0.04 | 0.04 | 0 | 0 | 0.04 | 0 | 0 | 0 | 0 | 0 | 0 | 0 | 0
2004 | 3 | 19 | 0.11 | 0.11 | 0.06 | 0 | 0.11 | 0.06 | 0 | 0 | 0 | 0 | 0 | 0 | 0
2004 | 3 | 20 | 0.01 | 0.01 | 0 | 0 | 0.01 | 0 | 0 | 0 | 0 | 0 | 0 | 0 | 0
2004 | 3 | 21 | 0 | 0 | 0 | 0 | 0 | 0 | 0 | 0 | 0 | 0 | 0 | 0 | 0
2004 | 3 | 22 | 0 | 0 | 0 | 0 | 0 | 0 | 0 | 0 | 0 | 0 | 0 | 0 | 0
2004 | 3 | 23 | 0 | 0 | 0 | 0 | 0 | 0 | 0 | 0 | 0 | 0 | 0 | 0 | 0
2004 | 3 | 24 | 0 | 0 | 0 | 0 | 0 | 0 | 0 | 0 | 0 | 0 | 0 | 0 | 0
2004 | 3 | 25 | 0.06 | 0.06 | 0.01 | 0 | 0.06 | 0.01 | 0 | 0 | 0 | 0 | 0 | 0 | 0
2004 | 3 | 26 | 0 | 0 | 0 | 0 | 0 | 0 | 0 | 0 | 0 | 0 | 0 | 0 | 0
2004 | 3 | 27 | 0.09 | 0.09 | 0.04 | 0 | 0.09 | 0.04 | 0 | 0 | 0 | 0 | 0 | 0 | 0
2004 | 3 | 28 | 0 | 0 | 0 | 0 | 0 | 0 | 0 | 0 | 0 | 0 | 0 | 0 | 0
2004 | 3 | 29 | 0 | 0 | 0 | 0 | 0 | 0 | 0 | 0 | 0 | 0 | 0 | 0 | 0
2004 | 3 | 30 | 0 | 0 | 0 | 0 | 0 | 0 | 0 | 0 | 0 | 0 | 0 | 0 | 0
2004 | 3 | 31 | 0.06 | 0.06 | 0.01 | 0 | 0.06 | 0.01 | 0 | 0 | 0 | 0 | 0 | 0 | 0
2004 | 4 | 1 | 0.93 | 0.93 | 0.88 | 0 | 0.93 | 0.88 | 0 | 0 | 0 | 0 | 0 | 0 | 0
2004 | 4 | 2 | 0.29 | 0.29 | 0.24 | 0 | 0.29 | 0.24 | 0 | 0 | 0 | 0 | 0 | 0 | 0
2004 | 4 | 3 | 0.05 | 0.05 | 0 | 0 | 0.05 | 0 | 0 | 0 | 0 | 0 | 0 | 0 | 0
2004 | 4 | 4 | 0.05 | 0.05 | 0 | 0 | 0.05 | 0 | 0 | 0 | 0 | 0 | 0 | 0 | 0
2004 | 4 | 5 | 0 | 0 | 0 | 0 | 0 | 0 | 0 | 0 | 0 | 0 | 0 | 0 | 0
2004 | 4 | 6 | 0 | 0 | 0 | 0 | 0 | 0 | 0 | 0 | 0 | 0 | 0 | 0 | 0
2004 | 4 | 7 | 0 | 0 | 0 | 0 | 0 | 0 | 0 | 0 | 0 | 0 | 0 | 0 | 0
2004 | 4 | 8 | 0.01 | 0.01 | 0 | 0 | 0.01 | 0 | 0 | 0 | 0 | 0 | 0 | 0 | 0
2004 | 4 | 9 | 0 | 0 | 0 | 0 | 0 | 0 | 0 | 0 | 0 | 0 | 0 | 0 | 0
2004 | 4 | 10 | 0 | 0 | 0 | 0 | 0 | 0 | 0 | 0 | 0 | 0 | 0 | 0 | 0
2004 | 4 | 11 | 0.05 | 0.05 | 0 | 0 | 0.05 | 0 | 0 | 0 | 0 | 0 | 0 | 0 | 0
2004 | 4 | 12 | 1.18 | 1 | 0.95 | 0 | 1 | 0.95 | 0 | 0 | 0 | 0 | 0 | 0 | 0
2004 | 4 | 13 | 0.22 | 0.22 | 0.17 | 0 | 0.22 | 0.17 | 0 | 0 | 0 | 0 | 0 | 0 | 0
2004 | 4 | 14 | 0.22 | 0.22 | 0.17 | 0 | 0.22 | 0.17 | 0 | 0 | 0 | 0 | 0 | 0 | 0
2004 | 4 | 15 | 0 | 0 | 0 | 0 | 0 | 0 | 0 | 0 | 0 | 0 | 0 | 0 | 0
2004 | 4 | 16 | 0 | 0 | 0 | 0 | 0 | 0 | 0 | 0 | 0 | 0 | 0 | 0 | 0
2004 | 4 | 17 | 0 | 0 | 0 | 0 | 0 | 0 | 0 | 0 | 0 | 0 | 0 | 0 | 0
2004 | 4 | 18 | 0 | 0 | 0 | 0 | 0 | 0 | 0 | 0 | 0 | 0 | 0 | 0 | 0
2004 | 4 | 19 | 0 | 0 | 0 | 0 | 0 | 0 | 0 | 0 | 0 | 0 | 0 | 0 | 0
2004 | 4 | 20 | 0 | 0 | 0 | 0 | 0 | 0 | 0 | 0 | 0 | 0 | 0 | 0 | 0
2004 | 4 | 21 | 0 | 0 | 0 | 0 | 0 | 0 | 0 | 0 | 0 | 0 | 0 | 0 | 0
2004 | 4 | 22 | 0 | 0 | 0 | 0 | 0 | 0 | 0 | 0 | 0 | 0 | 0 | 0 | 0
2004 | 4 | 23 | 0.31 | 0.31 | 0.26 | 0 | 0.31 | 0.26 | 0 | 0 | 0 | 0 | 0 | 0 | 0
2004 | 4 | 24 | 0 | 0 | 0 | 0 | 0 | 0 | 0 | 0 | 0 | 0 | 0 | 0 | 0
2004 | 4 | 25 | 0 | 0 | 0 | 0 | 0 | 0 | 0 | 0 | 0 | 0 | 0 | 0 | 0
2004 | 4 | 26 | 0.52 | 0.52 | 0.47 | 0 | 0.52 | 0.47 | 0 | 0 | 0 | 0 | 0 | 0 | 0
2004 | 4 | 27 | 0.01 | 0.01 | 0 | 0 | 0.01 | 0 | 0 | 0 | 0 | 0 | 0 | 0 | 0
2004 | 4 | 28 | 0 | 0 | 0 | 0 | 0 | 0 | 0 | 0 | 0 | 0 | 0 | 0 | 0
2004 | 4 | 29 | 0 | 0 | 0 | 0 | 0 | 0 | 0 | 0 | 0 | 0 | 0 | 0 | 0
2004 | 4 | 30 | 0 | 0 | 0 | 0 | 0 | 0 | 0 | 0 | 0 | 0 | 0 | 0 | 0
2004 | 5 | 1 | 0.07 | 0.07 | 0.02 | 0 | 0.07 | 0.02 | 0 | 0 | 0 | 0 | 0 | 0 | 0
2004 | 5 | 2 | 0.67 | 0.67 | 0.62 | 0 | 0.67 | 0.62 | 0 | 0 | 0 | 0 | 0 | 0 | 0
2004 | 5 | 3 | 0.36 | 0.36 | 0.31 | 0 | 0.36 | 0.31 | 0 | 0 | 0 | 0 | 0 | 0 | 0
2004 | 5 | 4 | 0 | 0 | 0 | 0 | 0 | 0 | 0 | 0 | 0 | 0 | 0 | 0 | 0
2004 | 5 | 5 | 0.41 | 0.41 | 0.36 | 0 | 0.41 | 0.36 | 0 | 0 | 0 | 0 | 0 | 0 | 0
2004 | 5 | 6 | 0 | 0 | 0 | 0 | 0 | 0 | 0 | 0 | 0 | 0 | 0 | 0 | 0
2004 | 5 | 7 | 0.2 | 0.2 | 0.15 | 0 | 0.2 | 0.15 | 0 | 0 | 0 | 0 | 0 | 0 | 0
2004 | 5 | 8 | 0 | 0 | 0 | 0 | 0 | 0 | 0 | 0 | 0 | 0 | 0 | 0 | 0
2004 | 5 | 9 | 0 | 0 | 0 | 0 | 0 | 0 | 0 | 0 | 0 | 0 | 0 | 0 | 0
2004 | 5 | 10 | 0.01 | 0.01 | 0 | 0 | 0.01 | 0 | 0 | 0 | 0 | 0 | 0 | 0 | 0
2004 | 5 | 11 | 0 | 0 | 0 | 0 | 0 | 0 | 0 | 0 | 0 | 0 | 0 | 0 | 0
2004 | 5 | 12 | 0 | 0 | 0 | 0 | 0 | 0 | 0 | 0 | 0 | 0 | 0 | 0 | 0
2004 | 5 | 13 | 0 | 0 | 0 | 0 | 0 | 0 | 0 | 0 | 0 | 0 | 0 | 0 | 0
2004 | 5 | 14 | 0 | 0 | 0 | 0 | 0 | 0 | 0 | 0 | 0 | 0 | 0 | 0 | 0
2004 | 5 | 15 | 0.15 | 0.15 | 0.1 | 0 | 0.15 | 0.1 | 0 | 0 | 0 | 0 | 0 | 0 | 0
2004 | 5 | 16 | 0.01 | 0.01 | 0 | 0 | 0.01 | 0 | 0 | 0 | 0 | 0 | 0 | 0 | 0
2004 | 5 | 17 | 0.02 | 0.02 | 0 | 0 | 0.02 | 0 | 0 | 0 | 0 | 0 | 0 | 0 | 0
2004 | 5 | 18 | 0.05 | 0.05 | 0 | 0 | 0.05 | 0 | 0 | 0 | 0 | 0 | 0 | 0 | 0
2004 | 5 | 19 | 0.1 | 0.1 | 0.05 | 0 | 0.1 | 0.05 | 0 | 0 | 0 | 0 | 0 | 0 | 0
2004 | 5 | 20 | 0 | 0 | 0 | 0 | 0 | 0 | 0 | 0 | 0 | 0 | 0 | 0 | 0
2004 | 5 | 21 | 0.04 | 0.04 | 0 | 0 | 0.04 | 0 | 0 | 0 | 0 | 0 | 0 | 0 | 0
2004 | 5 | 22 | 0 | 0 | 0 | 0 | 0 | 0 | 0 | 0 | 0 | 0 | 0 | 0 | 0
2004 | 5 | 23 | 0 | 0 | 0 | 0 | 0 | 0 | 0 | 0 | 0 | 0 | 0 | 0 | 0
2004 | 5 | 24 | 0 | 0 | 0 | 0 | 0 | 0 | 0 | 0 | 0 | 0 | 0 | 0 | 0
2004 | 5 | 25 | 0.39 | 0.39 | 0.34 | 0 | 0.39 | 0.34 | 0 | 0 | 0 | 0 | 0 | 0 | 0
2004 | 5 | 26 | 0.07 | 0.07 | 0.02 | 0 | 0.07 | 0.02 | 0 | 0 | 0 | 0 | 0 | 0 | 0
2004 | 5 | 27 | 0.04 | 0.04 | 0 | 0 | 0.04 | 0 | 0 | 0 | 0 | 0 | 0 | 0 | 0
2004 | 5 | 28 | 0.2 | 0.2 | 0.15 | 0 | 0.2 | 0.15 | 0 | 0 | 0 | 0 | 0 | 0 | 0
2004 | 5 | 29 | 0 | 0 | 0 | 0 | 0 | 0 | 0 | 0 | 0 | 0 | 0 | 0 | 0
2004 | 5 | 30 | 0.02 | 0.02 | 0 | 0 | 0.02 | 0 | 0 | 0 | 0 | 0 | 0 | 0 | 0
2004 | 5 | 31 | 0.17 | 0.17 | 0.12 | 0 | 0.17 | 0.12 | 0 | 0 | 0 | 0 | 0 | 0 | 0
2004 | 6 | 1 | 0.24 | 0.24 | 0.19 | 0 | 0.24 | 0.19 | 0 | 0 | 0 | 0 | 0 | 0 | 0
2004 | 6 | 2 | 0 | 0 | 0 | 0 | 0 | 0 | 0 | 0 | 0 | 0 | 0 | 0 | 0
2004 | 6 | 3 | 0.02 | 0.02 | 0 | 0 | 0.02 | 0 | 0 | 0 | 0 | 0 | 0 | 0 | 0
2004 | 6 | 4 | 0.12 | 0.12 | 0.07 | 0 | 0.12 | 0.07 | 0 | 0 | 0 | 0 | 0 | 0 | 0
2004 | 6 | 5 | 0.86 | 0.86 | 0.81 | 0 | 0.86 | 0.81 | 0 | 0 | 0 | 0 | 0 | 0 | 0
2004 | 6 | 6 | 0 | 0 | 0 | 0 | 0 | 0 | 0 | 0 | 0 | 0 | 0 | 0 | 0
2004 | 6 | 7 | 0 | 0 | 0 | 0 | 0 | 0 | 0 | 0 | 0 | 0 | 0 | 0 | 0
2004 | 6 | 8 | 0 | 0 | 0 | 0 | 0 | 0 | 0 | 0 | 0 | 0 | 0 | 0 | 0
2004 | 6 | 9 | 0 | 0 | 0 | 0 | 0 | 0 | 0 | 0 | 0 | 0 | 0 | 0 | 0
2004 | 6 | 10 | 0 | 0 | 0 | 0 | 0 | 0 | 0 | 0 | 0 | 0 | 0 | 0 | 0
2004 | 6 | 11 | 0.95 | 0.95 | 0.9 | 0 | 0.95 | 0.9 | 0 | 0 | 0 | 0 | 0 | 0 | 0
2004 | 6 | 12 | 0 | 0 | 0 | 0 | 0 | 0 | 0 | 0 | 0 | 0 | 0 | 0 | 0
2004 | 6 | 13 | 0 | 0 | 0 | 0 | 0 | 0 | 0 | 0 | 0 | 0 | 0 | 0 | 0
2004 | 6 | 14 | 0 | 0 | 0 | 0 | 0 | 0 | 0 | 0 | 0 | 0 | 0 | 0 | 0
2004 | 6 | 15 | 0.03 | 0.03 | 0 | 0 | 0.03 | 0 | 0 | 0 | 0 | 0 | 0 | 0 | 0
2004 | 6 | 16 | 0 | 0 | 0 | 0 | 0 | 0 | 0 | 0 | 0 | 0 | 0 | 0 | 0
2004 | 6 | 17 | 0.76 | 0.76 | 0.71 | 0 | 0.76 | 0.71 | 0 | 0 | 0 | 0 | 0 | 0 | 0
2004 | 6 | 18 | 0 | 0 | 0 | 0 | 0 | 0 | 0 | 0 | 0 | 0 | 0 | 0 | 0
2004 | 6 | 19 | 0 | 0 | 0 | 0 | 0 | 0 | 0 | 0 | 0 | 0 | 0 | 0 | 0
2004 | 6 | 20 | 0 | 0 | 0 | 0 | 0 | 0 | 0 | 0 | 0 | 0 | 0 | 0 | 0
2004 | 6 | 21 | 0 | 0 | 0 | 0 | 0 | 0 | 0 | 0 | 0 | 0 | 0 | 0 | 0
2004 | 6 | 22 | 1.26 | 1 | 0.95 | 0 | 1 | 0.95 | 0 | 0 | 0 | 0 | 0 | 0 | 0
2004 | 6 | 23 | 0.07 | 0.07 | 0.02 | 0 | 0.07 | 0.02 | 0 | 0 | 0 | 0 | 0 | 0 | 0
2004 | 6 | 24 | 0 | 0 | 0 | 0 | 0 | 0 | 0 | 0 | 0 | 0 | 0 | 0 | 0
2004 | 6 | 25 | 0.26 | 0.26 | 0.21 | 0 | 0.26 | 0.21 | 0 | 0 | 0 | 0 | 0 | 0 | 0
2004 | 6 | 26 | 0.03 | 0.03 | 0 | 0 | 0.03 | 0 | 0 | 0 | 0 | 0 | 0 | 0 | 0
2004 | 6 | 27 | 0 | 0 | 0 | 0 | 0 | 0 | 0 | 0 | 0 | 0 | 0 | 0 | 0
2004 | 6 | 28 | 0 | 0 | 0 | 0 | 0 | 0 | 0 | 0 | 0 | 0 | 0 | 0 | 0
2004 | 6 | 29 | 0 | 0 | 0 | 0 | 0 | 0 | 0 | 0 | 0 | 0 | 0 | 0 | 0
2004 | 6 | 30 | 0 | 0 | 0 | 0 | 0 | 0 | 0 | 0 | 0 | 0 | 0 | 0 | 0
2004 | 7 | 1 | 0 | 0 | 0 | 0 | 0 | 0 | 0 | 0 | 0 | 0 | 0 | 0 | 0
2004 | 7 | 2 | 0 | 0 | 0 | 0 | 0 | 0 | 0 | 0 | 0 | 0 | 0 | 0 | 0
2004 | 7 | 3 | 0 | 0 | 0 | 0 | 0 | 0 | 0 | 0 | 0 | 0 | 0 | 0 | 0
2004 | 7 | 4 | 2.18 | 1 | 0.95 | 0 | 1 | 0.95 | 0 | 0 | 0 | 0 | 0 | 0 | 0
2004 | 7 | 5 | 0.15 | 0.15 | 0.1 | 0 | 0.15 | 0.1 | 0 | 0 | 0 | 0 | 0 | 0 | 0
2004 | 7 | 6 | 0 | 0 | 0 | 0 | 0 | 0 | 0 | 0 | 0 | 0 | 0 | 0 | 0
2004 | 7 | 7 | 0.49 | 0.49 | 0.44 | 0 | 0.49 | 0.44 | 0 | 0 | 0 | 0 | 0 | 0 | 0
2004 | 7 | 8 | 0.04 | 0.04 | 0 | 0 | 0.04 | 0 | 0 | 0 | 0 | 0 | 0 | 0 | 0
2004 | 7 | 9 | 0 | 0 | 0 | 0 | 0 | 0 | 0 | 0 | 0 | 0 | 0 | 0 | 0
2004 | 7 | 10 | 0 | 0 | 0 | 0 | 0 | 0 | 0 | 0 | 0 | 0 | 0 | 0 | 0
2004 | 7 | 11 | 0 | 0 | 0 | 0 | 0 | 0 | 0 | 0 | 0 | 0 | 0 | 0 | 0
2004 | 7 | 12 | 0.03 | 0.03 | 0 | 0 | 0.03 | 0 | 0 | 0 | 0 | 0 | 0 | 0 | 0
2004 | 7 | 13 | 0 | 0 | 0 | 0 | 0 | 0 | 0 | 0 | 0 | 0 | 0 | 0 | 0
2004 | 7 | 14 | 0.06 | 0.06 | 0.01 | 0 | 0.06 | 0.01 | 0 | 0 | 0 | 0 | 0 | 0 | 0
2004 | 7 | 15 | 0 | 0 | 0 | 0 | 0 | 0 | 0 | 0 | 0 | 0 | 0 | 0 | 0
2004 | 7 | 16 | 0 | 0 | 0 | 0 | 0 | 0 | 0 | 0 | 0 | 0 | 0 | 0 | 0
2004 | 7 | 17 | 0.24 | 0.24 | 0.19 | 0 | 0.24 | 0.19 | 0 | 0 | 0 | 0 | 0 | 0 | 0
2004 | 7 | 18 | 0.22 | 0.22 | 0.17 | 0 | 0.22 | 0.17 | 0 | 0 | 0 | 0 | 0 | 0 | 0
2004 | 7 | 19 | 0.09 | 0.09 | 0.04 | 0 | 0.09 | 0.04 | 0 | 0 | 0 | 0 | 0 | 0 | 0
2004 | 7 | 20 | 0 | 0 | 0 | 0 | 0 | 0 | 0 | 0 | 0 | 0 | 0 | 0 | 0
2004 | 7 | 21 | 0 | 0 | 0 | 0 | 0 | 0 | 0 | 0 | 0 | 0 | 0 | 0 | 0
2004 | 7 | 22 | 0.74 | 0.74 | 0.69 | 0 | 0.74 | 0.69 | 0 | 0 | 0 | 0 | 0 | 0 | 0
2004 | 7 | 23 | 0.02 | 0.02 | 0 | 0 | 0.02 | 0 | 0 | 0 | 0 | 0 | 0 | 0 | 0
2004 | 7 | 24 | 0.01 | 0.01 | 0 | 0 | 0.01 | 0 | 0 | 0 | 0 | 0 | 0 | 0 | 0
2004 | 7 | 25 | 0 | 0 | 0 | 0 | 0 | 0 | 0 | 0 | 0 | 0 | 0 | 0 | 0
2004 | 7 | 26 | 0.58 | 0.58 | 0.53 | 0 | 0.58 | 0.53 | 0 | 0 | 0 | 0 | 0 | 0 | 0
2004 | 7 | 27 | 2.1 | 1 | 0.95 | 0 | 1 | 0.95 | 0 | 0 | 0 | 0 | 0 | 0 | 0
2004 | 7 | 28 | 0.03 | 0.03 | 0 | 0 | 0.03 | 0 | 0 | 0 | 0 | 0 | 0 | 0 | 0
2004 | 7 | 29 | 0 | 0 | 0 | 0 | 0 | 0 | 0 | 0 | 0 | 0 | 0 | 0 | 0
2004 | 7 | 30 | 0 | 0 | 0 | 0 | 0 | 0 | 0 | 0 | 0 | 0 | 0 | 0 | 0
2004 | 7 | 31 | 0 | 0 | 0 | 0 | 0 | 0 | 0 | 0 | 0 | 0 | 0 | 0 | 0
2004 | 8 | 1 | 0.22 | 0.22 | 0.17 | 0 | 0.22 | 0.17 | 0 | 0 | 0 | 0 | 0 | 0 | 0
2004 | 8 | 2 | 0.25 | 0.25 | 0.2 | 0 | 0.25 | 0.2 | 0 | 0 | 0 | 0 | 0 | 0 | 0
2004 | 8 | 3 | 0.02 | 0.02 | 0 | 0 | 0.02 | 0 | 0 | 0 | 0 | 0 | 0 | 0 | 0
2004 | 8 | 4 | 0.27 | 0.27 | 0.22 | 0 | 0.27 | 0.22 | 0 | 0 | 0 | 0 | 0 | 0 | 0
2004 | 8 | 5 | 0.01 | 0.01 | 0 | 0 | 0.01 | 0 | 0 | 0 | 0 | 0 | 0 | 0 | 0
2004 | 8 | 6 | 0 | 0 | 0 | 0 | 0 | 0 | 0 | 0 | 0 | 0 | 0 | 0 | 0
2004 | 8 | 7 | 0 | 0 | 0 | 0 | 0 | 0 | 0 | 0 | 0 | 0 | 0 | 0 | 0
2004 | 8 | 8 | 0 | 0 | 0 | 0 | 0 | 0 | 0 | 0 | 0 | 0 | 0 | 0 | 0
2004 | 8 | 9 | 0 | 0 | 0 | 0 | 0 | 0 | 0 | 0 | 0 | 0 | 0 | 0 | 0
2004 | 8 | 10 | 0 | 0 | 0 | 0 | 0 | 0 | 0 | 0 | 0 | 0 | 0 | 0 | 0
2004 | 8 | 11 | 0.82 | 0.82 | 0.77 | 0 | 0.82 | 0.77 | 0 | 0 | 0 | 0 | 0 | 0 | 0
2004 | 8 | 12 | 2.43 | 1 | 0.95 | 0 | 1 | 0.95 | 0 | 0 | 0 | 0 | 0 | 0 | 0
2004 | 8 | 13 | 0.02 | 0.02 | 0 | 0 | 0.02 | 0 | 0 | 0 | 0 | 0 | 0 | 0 | 0
2004 | 8 | 14 | 0.6 | 0.6 | 0.55 | 0 | 0.6 | 0.55 | 0 | 0 | 0 | 0 | 0 | 0 | 0
2004 | 8 | 15 | 0 | 0 | 0 | 0 | 0 | 0 | 0 | 0 | 0 | 0 | 0 | 0 | 0
2004 | 8 | 16 | 0 | 0 | 0 | 0 | 0 | 0 | 0 | 0 | 0 | 0 | 0 | 0 | 0
2004 | 8 | 17 | 0 | 0 | 0 | 0 | 0 | 0 | 0 | 0 | 0 | 0 | 0 | 0 | 0
2004 | 8 | 18 | 0.14 | 0.14 | 0.09 | 0 | 0.14 | 0.09 | 0 | 0 | 0 | 0 | 0 | 0 | 0
2004 | 8 | 19 | 0 | 0 | 0 | 0 | 0 | 0 | 0 | 0 | 0 | 0 | 0 | 0 | 0
2004 | 8 | 20 | 0 | 0 | 0 | 0 | 0 | 0 | 0 | 0 | 0 | 0 | 0 | 0 | 0
2004 | 8 | 21 | 0.23 | 0.23 | 0.18 | 0 | 0.23 | 0.18 | 0 | 0 | 0 | 0 | 0 | 0 | 0
2004 | 8 | 22 | 0 | 0 | 0 | 0 | 0 | 0 | 0 | 0 | 0 | 0 | 0 | 0 | 0
2004 | 8 | 23 | 0 | 0 | 0 | 0 | 0 | 0 | 0 | 0 | 0 | 0 | 0 | 0 | 0
2004 | 8 | 24 | 0 | 0 | 0 | 0 | 0 | 0 | 0 | 0 | 0 | 0 | 0 | 0 | 0
2004 | 8 | 25 | 0 | 0 | 0 | 0 | 0 | 0 | 0 | 0 | 0 | 0 | 0 | 0 | 0
2004 | 8 | 26 | 0 | 0 | 0 | 0 | 0 | 0 | 0 | 0 | 0 | 0 | 0 | 0 | 0
2004 | 8 | 27 | 0 | 0 | 0 | 0 | 0 | 0 | 0 | 0 | 0 | 0 | 0 | 0 | 0
2004 | 8 | 28 | 0 | 0 | 0 | 0 | 0 | 0 | 0 | 0 | 0 | 0 | 0 | 0 | 0
2004 | 8 | 29 | 0 | 0 | 0 | 0 | 0 | 0 | 0 | 0 | 0 | 0 | 0 | 0 | 0
2004 | 8 | 30 | 0.08 | 0.08 | 0.03 | 0 | 0.08 | 0.03 | 0 | 0 | 0 | 0 | 0 | 0 | 0
2004 | 8 | 31 | 0 | 0 | 0 | 0 | 0 | 0 | 0 | 0 | 0 | 0 | 0 | 0 | 0
2004 | 9 | 1 | 0 | 0 | 0 | 0 | 0 | 0 | 0 | 0 | 0 | 0 | 0 | 0 | 0
2004 | 9 | 2 | 0 | 0 | 0 | 0 | 0 | 0 | 0 | 0 | 0 | 0 | 0 | 0 | 0
2004 | 9 | 3 | 0 | 0 | 0 | 0 | 0 | 0 | 0 | 0 | 0 | 0 | 0 | 0 | 0
2004 | 9 | 4 | 0 | 0 | 0 | 0 | 0 | 0 | 0 | 0 | 0 | 0 | 0 | 0 | 0
2004 | 9 | 5 | 0.01 | 0.01 | 0 | 0 | 0.01 | 0 | 0 | 0 | 0 | 0 | 0 | 0 | 0
2004 | 9 | 6 | 0 | 0 | 0 | 0 | 0 | 0 | 0 | 0 | 0 | 0 | 0 | 0 | 0
2004 | 9 | 7 | 0.12 | 0.12 | 0.07 | 0 | 0.12 | 0.07 | 0 | 0 | 0 | 0 | 0 | 0 | 0
2004 | 9 | 8 | 0.31 | 0.31 | 0.26 | 0 | 0.31 | 0.26 | 0 | 0 | 0 | 0 | 0 | 0 | 0
2004 | 9 | 9 | 0.02 | 0.02 | 0 | 0 | 0.02 | 0 | 0 | 0 | 0 | 0 | 0 | 0 | 0
2004 | 9 | 10 | 0 | 0 | 0 | 0 | 0 | 0 | 0 | 0 | 0 | 0 | 0 | 0 | 0
2004 | 9 | 11 | 0 | 0 | 0 | 0 | 0 | 0 | 0 | 0 | 0 | 0 | 0 | 0 | 0
2004 | 9 | 12 | 0 | 0 | 0 | 0 | 0 | 0 | 0 | 0 | 0 | 0 | 0 | 0 | 0
2004 | 9 | 13 | 0 | 0 | 0 | 0 | 0 | 0 | 0 | 0 | 0 | 0 | 0 | 0 | 0
2004 | 9 | 14 | 0.03 | 0.03 | 0 | 0 | 0.03 | 0 | 0 | 0 | 0 | 0 | 0 | 0 | 0
2004 | 9 | 15 | 0.21 | 0.21 | 0.16 | 0 | 0.21 | 0.16 | 0 | 0 | 0 | 0 | 0 | 0 | 0
2004 | 9 | 16 | 0 | 0 | 0 | 0 | 0 | 0 | 0 | 0 | 0 | 0 | 0 | 0 | 0
2004 | 9 | 17 | 0.4 | 0.4 | 0.35 | 0 | 0.4 | 0.35 | 0 | 0 | 0 | 0 | 0 | 0 | 0
2004 | 9 | 18 | 0.43 | 0.43 | 0.38 | 0 | 0.43 | 0.38 | 0 | 0 | 0 | 0 | 0 | 0 | 0
2004 | 9 | 19 | 0 | 0 | 0 | 0 | 0 | 0 | 0 | 0 | 0 | 0 | 0 | 0 | 0
2004 | 9 | 20 | 0 | 0 | 0 | 0 | 0 | 0 | 0 | 0 | 0 | 0 | 0 | 0 | 0
2004 | 9 | 21 | 0 | 0 | 0 | 0 | 0 | 0 | 0 | 0 | 0 | 0 | 0 | 0 | 0
2004 | 9 | 22 | 0 | 0 | 0 | 0 | 0 | 0 | 0 | 0 | 0 | 0 | 0 | 0 | 0
2004 | 9 | 23 | 0 | 0 | 0 | 0 | 0 | 0 | 0 | 0 | 0 | 0 | 0 | 0 | 0
2004 | 9 | 24 | 0 | 0 | 0 | 0 | 0 | 0 | 0 | 0 | 0 | 0 | 0 | 0 | 0
2004 | 9 | 25 | 0 | 0 | 0 | 0 | 0 | 0 | 0 | 0 | 0 | 0 | 0 | 0 | 0
2004 | 9 | 26 | 0 | 0 | 0 | 0 | 0 | 0 | 0 | 0 | 0 | 0 | 0 | 0 | 0
2004 | 9 | 27 | 0 | 0 | 0 | 0 | 0 | 0 | 0 | 0 | 0 | 0 | 0 | 0 | 0
2004 | 9 | 28 | 2.46 | 1 | 0.95 | 0 | 1 | 0.95 | 0 | 0 | 0 | 0 | 0 | 0 | 0
2004 | 9 | 29 | 0 | 0 | 0 | 0 | 0 | 0 | 0 | 0 | 0 | 0 | 0 | 0 | 0
2004 | 9 | 30 | 0 | 0 | 0 | 0 | 0 | 0 | 0 | 0 | 0 | 0 | 0 | 0 | 0
2004 | 10 | 1 | 0 | 0 | 0 | 0 | 0 | 0 | 0 | 0 | 0 | 0 | 0 | 0 | 0
2004 | 10 | 2 | 0.84 | 0.84 | 0.79 | 0 | 0.84 | 0.79 | 0 | 0 | 0 | 0 | 0 | 0 | 0
2004 | 10 | 3 | 0 | 0 | 0 | 0 | 0 | 0 | 0 | 0 | 0 | 0 | 0 | 0 | 0
2004 | 10 | 4 | 0 | 0 | 0 | 0 | 0 | 0 | 0 | 0 | 0 | 0 | 0 | 0 | 0
2004 | 10 | 5 | 0 | 0 | 0 | 0 | 0 | 0 | 0 | 0 | 0 | 0 | 0 | 0 | 0
2004 | 10 | 6 | 0 | 0 | 0 | 0 | 0 | 0 | 0 | 0 | 0 | 0 | 0 | 0 | 0
2004 | 10 | 7 | 0 | 0 | 0 | 0 | 0 | 0 | 0 | 0 | 0 | 0 | 0 | 0 | 0
2004 | 10 | 8 | 0 | 0 | 0 | 0 | 0 | 0 | 0 | 0 | 0 | 0 | 0 | 0 | 0
2004 | 10 | 9 | 0 | 0 | 0 | 0 | 0 | 0 | 0 | 0 | 0 | 0 | 0 | 0 | 0
2004 | 10 | 10 | 0 | 0 | 0 | 0 | 0 | 0 | 0 | 0 | 0 | 0 | 0 | 0 | 0
2004 | 10 | 11 | 0 | 0 | 0 | 0 | 0 | 0 | 0 | 0 | 0 | 0 | 0 | 0 | 0
2004 | 10 | 12 | 0 | 0 | 0 | 0 | 0 | 0 | 0 | 0 | 0 | 0 | 0 | 0 | 0
2004 | 10 | 13 | 0 | 0 | 0 | 0 | 0 | 0 | 0 | 0 | 0 | 0 | 0 | 0 | 0
2004 | 10 | 14 | 0.01 | 0.01 | 0 | 0 | 0.01 | 0 | 0 | 0 | 0 | 0 | 0 | 0 | 0
2004 | 10 | 15 | 0.08 | 0.08 | 0.03 | 0 | 0.08 | 0.03 | 0 | 0 | 0 | 0 | 0 | 0 | 0
2004 | 10 | 16 | 0.02 | 0.02 | 0 | 0 | 0.02 | 0 | 0 | 0 | 0 | 0 | 0 | 0 | 0
2004 | 10 | 17 | 0 | 0 | 0 | 0 | 0 | 0 | 0 | 0 | 0 | 0 | 0 | 0 | 0
2004 | 10 | 18 | 0 | 0 | 0 | 0 | 0 | 0 | 0 | 0 | 0 | 0 | 0 | 0 | 0
2004 | 10 | 19 | 0.27 | 0.27 | 0.22 | 0 | 0.27 | 0.22 | 0 | 0 | 0 | 0 | 0 | 0 | 0
2004 | 10 | 20 | 0.21 | 0.21 | 0.16 | 0 | 0.21 | 0.16 | 0 | 0 | 0 | 0 | 0 | 0 | 0
2004 | 10 | 21 | 0.15 | 0.15 | 0.1 | 0 | 0.15 | 0.1 | 0 | 0 | 0 | 0 | 0 | 0 | 0
2004 | 10 | 22 | 0 | 0 | 0 | 0 | 0 | 0 | 0 | 0 | 0 | 0 | 0 | 0 | 0
2004 | 10 | 23 | 0 | 0 | 0 | 0 | 0 | 0 | 0 | 0 | 0 | 0 | 0 | 0 | 0
2004 | 10 | 24 | 0.08 | 0.08 | 0.03 | 0 | 0.08 | 0.03 | 0 | 0 | 0 | 0 | 0 | 0 | 0
2004 | 10 | 25 | 0 | 0 | 0 | 0 | 0 | 0 | 0 | 0 | 0 | 0 | 0 | 0 | 0
2004 | 10 | 26 | 0 | 0 | 0 | 0 | 0 | 0 | 0 | 0 | 0 | 0 | 0 | 0 | 0
2004 | 10 | 27 | 0 | 0 | 0 | 0 | 0 | 0 | 0 | 0 | 0 | 0 | 0 | 0 | 0
2004 | 10 | 28 | 0 | 0 | 0 | 0 | 0 | 0 | 0 | 0 | 0 | 0 | 0 | 0 | 0
2004 | 10 | 29 | 0.07 | 0.07 | 0.02 | 0 | 0.07 | 0.02 | 0 | 0 | 0 | 0 | 0 | 0 | 0
2004 | 10 | 30 | 0.01 | 0.01 | 0 | 0 | 0.01 | 0 | 0 | 0 | 0 | 0 | 0 | 0 | 0
2004 | 10 | 31 | 0 | 0 | 0 | 0 | 0 | 0 | 0 | 0 | 0 | 0 | 0 | 0 | 0
2004 | 11 | 1 | 0 | 0 | 0 | 0 | 0 | 0 | 0 | 0 | 0 | 0 | 0 | 0 | 0
2004 | 11 | 2 | 0 | 0 | 0 | 0 | 0 | 0 | 0 | 0 | 0 | 0 | 0 | 0 | 0
2004 | 11 | 3 | 0 | 0 | 0 | 0 | 0 | 0 | 0 | 0 | 0 | 0 | 0 | 0 | 0
2004 | 11 | 4 | 1.71 | 1 | 0.95 | 0 | 1 | 0.95 | 0 | 0 | 0 | 0 | 0 | 0 | 0
2004 | 11 | 5 | 0 | 0 | 0 | 0 | 0 | 0 | 0 | 0 | 0 | 0 | 0 | 0 | 0
2004 | 11 | 6 | 0 | 0 | 0 | 0 | 0 | 0 | 0 | 0 | 0 | 0 | 0 | 0 | 0
2004 | 11 | 7 | 0 | 0 | 0 | 0 | 0 | 0 | 0 | 0 | 0 | 0 | 0 | 0 | 0
2004 | 11 | 8 | 0 | 0 | 0 | 0 | 0 | 0 | 0 | 0 | 0 | 0 | 0 | 0 | 0
2004 | 11 | 9 | 0 | 0 | 0 | 0 | 0 | 0 | 0 | 0 | 0 | 0 | 0 | 0 | 0
2004 | 11 | 10 | 0 | 0 | 0 | 0 | 0 | 0 | 0 | 0 | 0 | 0 | 0 | 0 | 0
2004 | 11 | 11 | 0 | 0 | 0 | 0 | 0 | 0 | 0 | 0 | 0 | 0 | 0 | 0 | 0
2004 | 11 | 12 | 2.06 | 1 | 0.95 | 0 | 1 | 0.95 | 0 | 0 | 0 | 0 | 0 | 0 | 0
2004 | 11 | 13 | 0.05 | 0.05 | 0 | 0 | 0.05 | 0 | 0 | 0 | 0 | 0 | 0 | 0 | 0
2004 | 11 | 14 | 0 | 0 | 0 | 0 | 0 | 0 | 0 | 0 | 0 | 0 | 0 | 0 | 0
2004 | 11 | 15 | 0 | 0 | 0 | 0 | 0 | 0 | 0 | 0 | 0 | 0 | 0 | 0 | 0
2004 | 11 | 16 | 0 | 0 | 0 | 0 | 0 | 0 | 0 | 0 | 0 | 0 | 0 | 0 | 0
2004 | 11 | 17 | 0 | 0 | 0 | 0 | 0 | 0 | 0 | 0 | 0 | 0 | 0 | 0 | 0
2004 | 11 | 18 | 0.03 | 0.03 | 0 | 0 | 0.03 | 0 | 0 | 0 | 0 | 0 | 0 | 0 | 0
2004 | 11 | 19 | 0 | 0 | 0 | 0 | 0 | 0 | 0 | 0 | 0 | 0 | 0 | 0 | 0
2004 | 11 | 20 | 0.17 | 0.17 | 0.12 | 0 | 0.17 | 0.12 | 0 | 0 | 0 | 0 | 0 | 0 | 0
2004 | 11 | 21 | 0 | 0 | 0 | 0 | 0 | 0 | 0 | 0 | 0 | 0 | 0 | 0 | 0
2004 | 11 | 22 | 0.02 | 0.02 | 0 | 0 | 0.02 | 0 | 0 | 0 | 0 | 0 | 0 | 0 | 0
2004 | 11 | 23 | 0 | 0 | 0 | 0 | 0 | 0 | 0 | 0 | 0 | 0 | 0 | 0 | 0
2004 | 11 | 24 | 0.2 | 0.2 | 0.15 | 0 | 0.2 | 0.15 | 0 | 0 | 0 | 0 | 0 | 0 | 0
2004 | 11 | 25 | 0.04 | 0.04 | 0 | 0 | 0.04 | 0 | 0 | 0 | 0 | 0 | 0 | 0 | 0
2004 | 11 | 26 | 0 | 0 | 0 | 0 | 0 | 0 | 0 | 0 | 0 | 0 | 0 | 0 | 0
2004 | 11 | 27 | 0.03 | 0.03 | 0 | 0 | 0.03 | 0 | 0 | 0 | 0 | 0 | 0 | 0 | 0
2004 | 11 | 28 | 0.17 | 0.17 | 0.12 | 0 | 0.17 | 0.12 | 0 | 0 | 0 | 0 | 0 | 0 | 0
2004 | 11 | 29 | 0 | 0 | 0 | 0 | 0 | 0 | 0 | 0 | 0 | 0 | 0 | 0 | 0
2004 | 11 | 30 | 0.02 | 0.02 | 0 | 0 | 0.02 | 0 | 0 | 0 | 0 | 0 | 0 | 0 | 0
2004 | 12 | 1 | 0.37 | 0.37 | 0.32 | 0 | 0.37 | 0.32 | 0 | 0 | 0 | 0 | 0 | 0 | 0
2004 | 12 | 2 | 0 | 0 | 0 | 0 | 0 | 0 | 0 | 0 | 0 | 0 | 0 | 0 | 0
2004 | 12 | 3 | 0 | 0 | 0 | 0 | 0 | 0 | 0 | 0 | 0 | 0 | 0 | 0 | 0
2004 | 12 | 4 | 0 | 0 | 0 | 0 | 0 | 0 | 0 | 0 | 0 | 0 | 0 | 0 | 0
2004 | 12 | 5 | 0 | 0 | 0 | 0 | 0 | 0 | 0 | 0 | 0 | 0 | 0 | 0 | 0
2004 | 12 | 6 | 0 | 0 | 0 | 0 | 0 | 0 | 0 | 0 | 0 | 0 | 0 | 0 | 0
2004 | 12 | 7 | 0.56 | 0.56 | 0.51 | 0 | 0.56 | 0.51 | 0 | 0 | 0 | 0 | 0 | 0 | 0
2004 | 12 | 8 | 0 | 0 | 0 | 0 | 0 | 0 | 0 | 0 | 0 | 0 | 0 | 0 | 0
2004 | 12 | 9 | 0.66 | 0.66 | 0.61 | 0 | 0.66 | 0.61 | 0 | 0 | 0 | 0 | 0 | 0 | 0
2004 | 12 | 10 | 0.23 | 0.23 | 0.18 | 0 | 0.23 | 0.18 | 0 | 0 | 0 | 0 | 0 | 0 | 0
2004 | 12 | 11 | 0.26 | 0.26 | 0.21 | 0 | 0.26 | 0.21 | 0 | 0 | 0 | 0 | 0 | 0 | 0
2004 | 12 | 12 | 0 | 0 | 0 | 0 | 0 | 0 | 0 | 0 | 0 | 0 | 0 | 0 | 0
2004 | 12 | 13 | 0 | 0 | 0 | 0 | 0 | 0 | 0 | 0 | 0 | 0 | 0 | 0 | 0
2004 | 12 | 14 | 0 | 0 | 0 | 0 | 0 | 0 | 0 | 0 | 0 | 0 | 0 | 0 | 0
2004 | 12 | 15 | 0 | 0 | 0 | 0 | 0 | 0 | 0 | 0 | 0 | 0 | 0 | 0 | 0
2004 | 12 | 16 | 0 | 0 | 0 | 0 | 0 | 0 | 0 | 0 | 0 | 0 | 0 | 0 | 0
2004 | 12 | 17 | 0 | 0 | 0 | 0 | 0 | 0 | 0 | 0 | 0 | 0 | 0 | 0 | 0
2004 | 12 | 18 | 0 | 0 | 0 | 0 | 0 | 0 | 0 | 0 | 0 | 0 | 0 | 0 | 0
2004 | 12 | 19 | 0.08 | 0.08 | 0.03 | 0 | 0.08 | 0.03 | 0 | 0 | 0 | 0 | 0 | 0 | 0
2004 | 12 | 20 | 0 | 0 | 0 | 0 | 0 | 0 | 0 | 0 | 0 | 0 | 0 | 0 | 0
2004 | 12 | 21 | 0 | 0 | 0 | 0 | 0 | 0 | 0 | 0 | 0 | 0 | 0 | 0 | 0
2004 | 12 | 22 | 0 | 0 | 0 | 0 | 0 | 0 | 0 | 0 | 0 | 0 | 0 | 0 | 0
2004 | 12 | 23 | 0.89 | 0.89 | 0.84 | 0 | 0.89 | 0.84 | 0 | 0 | 0 | 0 | 0 | 0 | 0
2004 | 12 | 24 | 0 | 0 | 0 | 0 | 0 | 0 | 0 | 0 | 0 | 0 | 0 | 0 | 0
2004 | 12 | 25 | 0 | 0 | 0 | 0 | 0 | 0 | 0 | 0 | 0 | 0 | 0 | 0 | 0
2004 | 12 | 26 | 0 | 0 | 0 | 0 | 0 | 0 | 0 | 0 | 0 | 0 | 0 | 0 | 0
2004 | 12 | 27 | 0 | 0 | 0 | 0 | 0 | 0 | 0 | 0 | 0 | 0 | 0 | 0 | 0
2004 | 12 | 28 | 0 | 0 | 0 | 0 | 0 | 0 | 0 | 0 | 0 | 0 | 0 | 0 | 0
2004 | 12 | 29 | 0 | 0 | 0 | 0 | 0 | 0 | 0 | 0 | 0 | 0 | 0 | 0 | 0
2004 | 12 | 30 | 0 | 0 | 0 | 0 | 0 | 0 | 0 | 0 | 0 | 0 | 0 | 0 | 0
2004 | 12 | 31 | 0 | 0 | 0 | 0 | 0 | 0 | 0 | 0 | 0 | 0 | 0 | 0 | 0
2005 | 1 | 1 | 0 | 0 | 0 | 0 | 0 | 0 | 0 | 0 | 0 | 0 | 0 | 0 | 0
2005 | 1 | 2 | 0 | 0 | 0 | 0 | 0 | 0 | 0 | 0 | 0 | 0 | 0 | 0 | 0
2005 | 1 | 3 | 0.02 | 0.02 | 0 | 0 | 0.02 | 0 | 0 | 0 | 0 | 0 | 0 | 0 | 0
2005 | 1 | 4 | 0 | 0 | 0 | 0 | 0 | 0 | 0 | 0 | 0 | 0 | 0 | 0 | 0
2005 | 1 | 5 | 0.16 | 0.16 | 0.11 | 0 | 0.16 | 0.11 | 0 | 0 | 0 | 0 | 0 | 0 | 0
2005 | 1 | 6 | 0 | 0 | 0 | 0 | 0 | 0 | 0 | 0 | 0 | 0 | 0 | 0 | 0
2005 | 1 | 7 | 0 | 0 | 0 | 0 | 0 | 0 | 0 | 0 | 0 | 0 | 0 | 0 | 0
2005 | 1 | 8 | 0.15 | 0.15 | 0.1 | 0 | 0.15 | 0.1 | 0 | 0 | 0 | 0 | 0 | 0 | 0
2005 | 1 | 9 | 0 | 0 | 0 | 0 | 0 | 0 | 0 | 0 | 0 | 0 | 0 | 0 | 0
2005 | 1 | 10 | 0 | 0 | 0 | 0 | 0 | 0 | 0 | 0 | 0 | 0 | 0 | 0 | 0
2005 | 1 | 11 | 0.14 | 0.14 | 0.09 | 0 | 0.14 | 0.09 | 0 | 0 | 0 | 0 | 0 | 0 | 0
2005 | 1 | 12 | 0 | 0 | 0 | 0 | 0 | 0 | 0 | 0 | 0 | 0 | 0 | 0 | 0
2005 | 1 | 13 | 0.24 | 0.24 | 0.19 | 0 | 0.24 | 0.19 | 0 | 0 | 0 | 0 | 0 | 0 | 0
2005 | 1 | 14 | 1.82 | 1 | 0.95 | 0 | 1 | 0.95 | 0 | 0 | 0 | 0 | 0 | 0 | 0
2005 | 1 | 15 | 0 | 0 | 0 | 0 | 0 | 0 | 0 | 0 | 0 | 0 | 0 | 0 | 0
2005 | 1 | 16 | 0 | 0 | 0 | 0 | 0 | 0 | 0 | 0 | 0 | 0 | 0 | 0 | 0
2005 | 1 | 17 | 0 | 0 | 0 | 0 | 0 | 0 | 0 | 0 | 0 | 0 | 0 | 0 | 0
2005 | 1 | 18 | 0 | 0 | 0 | 0 | 0 | 0 | 0 | 0 | 0 | 0 | 0 | 0 | 0
2005 | 1 | 19 | 0.05 | 0.05 | 0 | 0 | 0.05 | 0 | 0 | 0 | 0 | 0 | 0 | 0 | 0
2005 | 1 | 20 | 0 | 0 | 0 | 0 | 0 | 0 | 0 | 0 | 0 | 0 | 0 | 0 | 0
2005 | 1 | 21 | 0 | 0 | 0 | 0 | 0 | 0 | 0 | 0 | 0 | 0 | 0 | 0 | 0
2005 | 1 | 22 | 0.34 | 0.34 | 0.29 | 0 | 0.34 | 0.29 | 0 | 0 | 0 | 0 | 0 | 0 | 0
2005 | 1 | 23 | 0 | 0 | 0 | 0 | 0 | 0 | 0 | 0 | 0 | 0 | 0 | 0 | 0
2005 | 1 | 24 | 0.01 | 0.01 | 0 | 0 | 0.01 | 0 | 0 | 0 | 0 | 0 | 0 | 0 | 0
2005 | 1 | 25 | 0 | 0 | 0 | 0 | 0 | 0 | 0 | 0 | 0 | 0 | 0 | 0 | 0
2005 | 1 | 26 | 0 | 0 | 0 | 0 | 0 | 0 | 0 | 0 | 0 | 0 | 0 | 0 | 0
2005 | 1 | 27 | 0 | 0 | 0 | 0 | 0 | 0 | 0 | 0 | 0 | 0 | 0 | 0 | 0
2005 | 1 | 28 | 0 | 0 | 0 | 0 | 0 | 0 | 0 | 0 | 0 | 0 | 0 | 0 | 0
2005 | 1 | 29 | 0.07 | 0.07 | 0.02 | 0 | 0.07 | 0.02 | 0 | 0 | 0 | 0 | 0 | 0 | 0
2005 | 1 | 30 | 0.31 | 0.31 | 0.26 | 0 | 0.31 | 0.26 | 0 | 0 | 0 | 0 | 0 | 0 | 0
2005 | 1 | 31 | 0 | 0 | 0 | 0 | 0 | 0 | 0 | 0 | 0 | 0 | 0 | 0 | 0
2005 | 2 | 1 | 0 | 0 | 0 | 0 | 0 | 0 | 0 | 0 | 0 | 0 | 0 | 0 | 0
2005 | 2 | 2 | 0 | 0 | 0 | 0 | 0 | 0 | 0 | 0 | 0 | 0 | 0 | 0 | 0
2005 | 2 | 3 | 0.04 | 0.04 | 0 | 0 | 0.04 | 0 | 0 | 0 | 0 | 0 | 0 | 0 | 0
2005 | 2 | 4 | 0 | 0 | 0 | 0 | 0 | 0 | 0 | 0 | 0 | 0 | 0 | 0 | 0
2005 | 2 | 5 | 0 | 0 | 0 | 0 | 0 | 0 | 0 | 0 | 0 | 0 | 0 | 0 | 0
2005 | 2 | 6 | 0 | 0 | 0 | 0 | 0 | 0 | 0 | 0 | 0 | 0 | 0 | 0 | 0
2005 | 2 | 7 | 0 | 0 | 0 | 0 | 0 | 0 | 0 | 0 | 0 | 0 | 0 | 0 | 0
2005 | 2 | 8 | 0 | 0 | 0 | 0 | 0 | 0 | 0 | 0 | 0 | 0 | 0 | 0 | 0
2005 | 2 | 9 | 0 | 0 | 0 | 0 | 0 | 0 | 0 | 0 | 0 | 0 | 0 | 0 | 0
2005 | 2 | 10 | 0.11 | 0.11 | 0.06 | 0 | 0.11 | 0.06 | 0 | 0 | 0 | 0 | 0 | 0 | 0
2005 | 2 | 11 | 0 | 0 | 0 | 0 | 0 | 0 | 0 | 0 | 0 | 0 | 0 | 0 | 0
2005 | 2 | 12 | 0 | 0 | 0 | 0 | 0 | 0 | 0 | 0 | 0 | 0 | 0 | 0 | 0
2005 | 2 | 13 | 0 | 0 | 0 | 0 | 0 | 0 | 0 | 0 | 0 | 0 | 0 | 0 | 0
2005 | 2 | 14 | 0.49 | 0.49 | 0.44 | 0 | 0.49 | 0.44 | 0 | 0 | 0 | 0 | 0 | 0 | 0
2005 | 2 | 15 | 0 | 0 | 0 | 0 | 0 | 0 | 0 | 0 | 0 | 0 | 0 | 0 | 0
2005 | 2 | 16 | 0.01 | 0.01 | 0 | 0 | 0.01 | 0 | 0 | 0 | 0 | 0 | 0 | 0 | 0
2005 | 2 | 17 | 0 | 0 | 0 | 0 | 0 | 0 | 0 | 0 | 0 | 0 | 0 | 0 | 0
2005 | 2 | 18 | 0 | 0 | 0 | 0 | 0 | 0 | 0 | 0 | 0 | 0 | 0 | 0 | 0
2005 | 2 | 19 | 0 | 0 | 0 | 0 | 0 | 0 | 0 | 0 | 0 | 0 | 0 | 0 | 0
2005 | 2 | 20 | 0 | 0 | 0 | 0 | 0 | 0 | 0 | 0 | 0 | 0 | 0 | 0 | 0
2005 | 2 | 21 | 0.39 | 0.39 | 0.34 | 0 | 0.39 | 0.34 | 0 | 0 | 0 | 0 | 0 | 0 | 0
2005 | 2 | 22 | 0 | 0 | 0 | 0 | 0 | 0 | 0 | 0 | 0 | 0 | 0 | 0 | 0
2005 | 2 | 23 | 0 | 0 | 0 | 0 | 0 | 0 | 0 | 0 | 0 | 0 | 0 | 0 | 0
2005 | 2 | 24 | 0.22 | 0.22 | 0.17 | 0 | 0.22 | 0.17 | 0 | 0 | 0 | 0 | 0 | 0 | 0
2005 | 2 | 25 | 0 | 0 | 0 | 0 | 0 | 0 | 0 | 0 | 0 | 0 | 0 | 0 | 0
2005 | 2 | 26 | 0 | 0 | 0 | 0 | 0 | 0 | 0 | 0 | 0 | 0 | 0 | 0 | 0
2005 | 2 | 27 | 0 | 0 | 0 | 0 | 0 | 0 | 0 | 0 | 0 | 0 | 0 | 0 | 0
2005 | 2 | 28 | 0.37 | 0.37 | 0.32 | 0 | 0.37 | 0.32 | 0 | 0 | 0 | 0 | 0 | 0 | 0
2005 | 3 | 1 | 0 | 0 | 0 | 0 | 0 | 0 | 0 | 0 | 0 | 0 | 0 | 0 | 0
2005 | 3 | 2 | 0 | 0 | 0 | 0 | 0 | 0 | 0 | 0 | 0 | 0 | 0 | 0 | 0
2005 | 3 | 3 | 0 | 0 | 0 | 0 | 0 | 0 | 0 | 0 | 0 | 0 | 0 | 0 | 0
2005 | 3 | 4 | 0 | 0 | 0 | 0 | 0 | 0 | 0 | 0 | 0 | 0 | 0 | 0 | 0
2005 | 3 | 5 | 0 | 0 | 0 | 0 | 0 | 0 | 0 | 0 | 0 | 0 | 0 | 0 | 0
2005 | 3 | 6 | 0 | 0 | 0 | 0 | 0 | 0 | 0 | 0 | 0 | 0 | 0 | 0 | 0
2005 | 3 | 7 | 0 | 0 | 0 | 0 | 0 | 0 | 0 | 0 | 0 | 0 | 0 | 0 | 0
2005 | 3 | 8 | 0.66 | 0.66 | 0.61 | 0 | 0.66 | 0.61 | 0 | 0 | 0 | 0 | 0 | 0 | 0
2005 | 3 | 9 | 0 | 0 | 0 | 0 | 0 | 0 | 0 | 0 | 0 | 0 | 0 | 0 | 0
2005 | 3 | 10 | 0 | 0 | 0 | 0 | 0 | 0 | 0 | 0 | 0 | 0 | 0 | 0 | 0
2005 | 3 | 11 | 0.02 | 0.02 | 0 | 0 | 0.02 | 0 | 0 | 0 | 0 | 0 | 0 | 0 | 0
2005 | 3 | 12 | 0 | 0 | 0 | 0 | 0 | 0 | 0 | 0 | 0 | 0 | 0 | 0 | 0
2005 | 3 | 13 | 0 | 0 | 0 | 0 | 0 | 0 | 0 | 0 | 0 | 0 | 0 | 0 | 0
2005 | 3 | 14 | 0 | 0 | 0 | 0 | 0 | 0 | 0 | 0 | 0 | 0 | 0 | 0 | 0
2005 | 3 | 15 | 0 | 0 | 0 | 0 | 0 | 0 | 0 | 0 | 0 | 0 | 0 | 0 | 0
2005 | 3 | 16 | 0 | 0 | 0 | 0 | 0 | 0 | 0 | 0 | 0 | 0 | 0 | 0 | 0
2005 | 3 | 17 | 0 | 0 | 0 | 0 | 0 | 0 | 0 | 0 | 0 | 0 | 0 | 0 | 0
2005 | 3 | 18 | 0 | 0 | 0 | 0 | 0 | 0 | 0 | 0 | 0 | 0 | 0 | 0 | 0
2005 | 3 | 19 | 0 | 0 | 0 | 0 | 0 | 0 | 0 | 0 | 0 | 0 | 0 | 0 | 0
2005 | 3 | 20 | 0.25 | 0.25 | 0.2 | 0 | 0.25 | 0.2 | 0 | 0 | 0 | 0 | 0 | 0 | 0
2005 | 3 | 21 | 0 | 0 | 0 | 0 | 0 | 0 | 0 | 0 | 0 | 0 | 0 | 0 | 0
2005 | 3 | 22 | 0.01 | 0.01 | 0 | 0 | 0.01 | 0 | 0 | 0 | 0 | 0 | 0 | 0 | 0
2005 | 3 | 23 | 1.85 | 1 | 0.95 | 0 | 1 | 0.95 | 0 | 0 | 0 | 0 | 0 | 0 | 0
2005 | 3 | 24 | 0 | 0 | 0 | 0 | 0 | 0 | 0 | 0 | 0 | 0 | 0 | 0 | 0
2005 | 3 | 25 | 0.06 | 0.06 | 0.01 | 0 | 0.06 | 0.01 | 0 | 0 | 0 | 0 | 0 | 0 | 0
2005 | 3 | 26 | 0 | 0 | 0 | 0 | 0 | 0 | 0 | 0 | 0 | 0 | 0 | 0 | 0
2005 | 3 | 27 | 0.11 | 0.11 | 0.06 | 0 | 0.11 | 0.06 | 0 | 0 | 0 | 0 | 0 | 0 | 0
2005 | 3 | 28 | 1.5 | 1 | 0.95 | 0 | 1 | 0.95 | 0 | 0 | 0 | 0 | 0 | 0 | 0
2005 | 3 | 29 | 0 | 0 | 0 | 0 | 0 | 0 | 0 | 0 | 0 | 0 | 0 | 0 | 0
2005 | 3 | 30 | 0 | 0 | 0 | 0 | 0 | 0 | 0 | 0 | 0 | 0 | 0 | 0 | 0
2005 | 3 | 31 | 0 | 0 | 0 | 0 | 0 | 0 | 0 | 0 | 0 | 0 | 0 | 0 | 0
2005 | 4 | 1 | 0.3 | 0.3 | 0.25 | 0 | 0.3 | 0.25 | 0 | 0 | 0 | 0 | 0 | 0 | 0
2005 | 4 | 2 | 1.79 | 1 | 0.95 | 0 | 1 | 0.95 | 0 | 0 | 0 | 0 | 0 | 0 | 0
2005 | 4 | 3 | 0.13 | 0.13 | 0.08 | 0 | 0.13 | 0.08 | 0 | 0 | 0 | 0 | 0 | 0 | 0
2005 | 4 | 4 | 0 | 0 | 0 | 0 | 0 | 0 | 0 | 0 | 0 | 0 | 0 | 0 | 0
2005 | 4 | 5 | 0 | 0 | 0 | 0 | 0 | 0 | 0 | 0 | 0 | 0 | 0 | 0 | 0
2005 | 4 | 6 | 0 | 0 | 0 | 0 | 0 | 0 | 0 | 0 | 0 | 0 | 0 | 0 | 0
2005 | 4 | 7 | 0.12 | 0.12 | 0.07 | 0 | 0.12 | 0.07 | 0 | 0 | 0 | 0 | 0 | 0 | 0
2005 | 4 | 8 | 0.21 | 0.21 | 0.16 | 0 | 0.21 | 0.16 | 0 | 0 | 0 | 0 | 0 | 0 | 0
2005 | 4 | 9 | 0 | 0 | 0 | 0 | 0 | 0 | 0 | 0 | 0 | 0 | 0 | 0 | 0
2005 | 4 | 10 | 0 | 0 | 0 | 0 | 0 | 0 | 0 | 0 | 0 | 0 | 0 | 0 | 0
2005 | 4 | 11 | 0 | 0 | 0 | 0 | 0 | 0 | 0 | 0 | 0 | 0 | 0 | 0 | 0
2005 | 4 | 12 | 0.01 | 0.01 | 0 | 0 | 0.01 | 0 | 0 | 0 | 0 | 0 | 0 | 0 | 0
2005 | 4 | 13 | 0 | 0 | 0 | 0 | 0 | 0 | 0 | 0 | 0 | 0 | 0 | 0 | 0
2005 | 4 | 14 | 0 | 0 | 0 | 0 | 0 | 0 | 0 | 0 | 0 | 0 | 0 | 0 | 0
2005 | 4 | 15 | 0 | 0 | 0 | 0 | 0 | 0 | 0 | 0 | 0 | 0 | 0 | 0 | 0
2005 | 4 | 16 | 0 | 0 | 0 | 0 | 0 | 0 | 0 | 0 | 0 | 0 | 0 | 0 | 0
2005 | 4 | 17 | 0 | 0 | 0 | 0 | 0 | 0 | 0 | 0 | 0 | 0 | 0 | 0 | 0
2005 | 4 | 18 | 0 | 0 | 0 | 0 | 0 | 0 | 0 | 0 | 0 | 0 | 0 | 0 | 0
2005 | 4 | 19 | 0 | 0 | 0 | 0 | 0 | 0 | 0 | 0 | 0 | 0 | 0 | 0 | 0
2005 | 4 | 20 | 0 | 0 | 0 | 0 | 0 | 0 | 0 | 0 | 0 | 0 | 0 | 0 | 0
2005 | 4 | 21 | 0.12 | 0.12 | 0.07 | 0 | 0.12 | 0.07 | 0 | 0 | 0 | 0 | 0 | 0 | 0
2005 | 4 | 22 | 0.16 | 0.16 | 0.11 | 0 | 0.16 | 0.11 | 0 | 0 | 0 | 0 | 0 | 0 | 0
2005 | 4 | 23 | 0.32 | 0.32 | 0.27 | 0 | 0.32 | 0.27 | 0 | 0 | 0 | 0 | 0 | 0 | 0
2005 | 4 | 24 | 0 | 0 | 0 | 0 | 0 | 0 | 0 | 0 | 0 | 0 | 0 | 0 | 0
2005 | 4 | 25 | 0 | 0 | 0 | 0 | 0 | 0 | 0 | 0 | 0 | 0 | 0 | 0 | 0
2005 | 4 | 26 | 0 | 0 | 0 | 0 | 0 | 0 | 0 | 0 | 0 | 0 | 0 | 0 | 0
2005 | 4 | 27 | 0 | 0 | 0 | 0 | 0 | 0 | 0 | 0 | 0 | 0 | 0 | 0 | 0
2005 | 4 | 28 | 0 | 0 | 0 | 0 | 0 | 0 | 0 | 0 | 0 | 0 | 0 | 0 | 0
2005 | 4 | 29 | 0.01 | 0.01 | 0 | 0 | 0.01 | 0 | 0 | 0 | 0 | 0 | 0 | 0 | 0
2005 | 4 | 30 | 1.16 | 1 | 0.95 | 0 | 1 | 0.95 | 0 | 0 | 0 | 0 | 0 | 0 | 0
2005 | 5 | 1 | 0.11 | 0.11 | 0.06 | 0 | 0.11 | 0.06 | 0 | 0 | 0 | 0 | 0 | 0 | 0
2005 | 5 | 2 | 0.01 | 0.01 | 0 | 0 | 0.01 | 0 | 0 | 0 | 0 | 0 | 0 | 0 | 0
2005 | 5 | 3 | 0 | 0 | 0 | 0 | 0 | 0 | 0 | 0 | 0 | 0 | 0 | 0 | 0
2005 | 5 | 4 | 0 | 0 | 0 | 0 | 0 | 0 | 0 | 0 | 0 | 0 | 0 | 0 | 0
2005 | 5 | 5 | 0 | 0 | 0 | 0 | 0 | 0 | 0 | 0 | 0 | 0 | 0 | 0 | 0
2005 | 5 | 6 | 0 | 0 | 0 | 0 | 0 | 0 | 0 | 0 | 0 | 0 | 0 | 0 | 0
2005 | 5 | 7 | 0 | 0 | 0 | 0 | 0 | 0 | 0 | 0 | 0 | 0 | 0 | 0 | 0
2005 | 5 | 8 | 0 | 0 | 0 | 0 | 0 | 0 | 0 | 0 | 0 | 0 | 0 | 0 | 0
2005 | 5 | 9 | 0 | 0 | 0 | 0 | 0 | 0 | 0 | 0 | 0 | 0 | 0 | 0 | 0
2005 | 5 | 10 | 0 | 0 | 0 | 0 | 0 | 0 | 0 | 0 | 0 | 0 | 0 | 0 | 0
2005 | 5 | 11 | 0 | 0 | 0 | 0 | 0 | 0 | 0 | 0 | 0 | 0 | 0 | 0 | 0
2005 | 5 | 12 | 0 | 0 | 0 | 0 | 0 | 0 | 0 | 0 | 0 | 0 | 0 | 0 | 0
2005 | 5 | 13 | 0 | 0 | 0 | 0 | 0 | 0 | 0 | 0 | 0 | 0 | 0 | 0 | 0
2005 | 5 | 14 | 1.13 | 1 | 0.95 | 0 | 1 | 0.95 | 0 | 0 | 0 | 0 | 0 | 0 | 0
2005 | 5 | 15 | 0 | 0 | 0 | 0 | 0 | 0 | 0 | 0 | 0 | 0 | 0 | 0 | 0
2005 | 5 | 16 | 0 | 0 | 0 | 0 | 0 | 0 | 0 | 0 | 0 | 0 | 0 | 0 | 0
2005 | 5 | 17 | 0 | 0 | 0 | 0 | 0 | 0 | 0 | 0 | 0 | 0 | 0 | 0 | 0
2005 | 5 | 18 | 0 | 0 | 0 | 0 | 0 | 0 | 0 | 0 | 0 | 0 | 0 | 0 | 0
2005 | 5 | 19 | 0.24 | 0.24 | 0.19 | 0 | 0.24 | 0.19 | 0 | 0 | 0 | 0 | 0 | 0 | 0
2005 | 5 | 20 | 2.63 | 1 | 0.95 | 0 | 1 | 0.95 | 0 | 0 | 0 | 0 | 0 | 0 | 0
2005 | 5 | 21 | 0 | 0 | 0 | 0 | 0 | 0 | 0 | 0 | 0 | 0 | 0 | 0 | 0
2005 | 5 | 22 | 0.02 | 0.02 | 0 | 0 | 0.02 | 0 | 0 | 0 | 0 | 0 | 0 | 0 | 0
2005 | 5 | 23 | 0.01 | 0.01 | 0 | 0 | 0.01 | 0 | 0 | 0 | 0 | 0 | 0 | 0 | 0
2005 | 5 | 24 | 0.44 | 0.44 | 0.39 | 0 | 0.44 | 0.39 | 0 | 0 | 0 | 0 | 0 | 0 | 0
2005 | 5 | 25 | 0 | 0 | 0 | 0 | 0 | 0 | 0 | 0 | 0 | 0 | 0 | 0 | 0
2005 | 5 | 26 | 0 | 0 | 0 | 0 | 0 | 0 | 0 | 0 | 0 | 0 | 0 | 0 | 0
2005 | 5 | 27 | 0 | 0 | 0 | 0 | 0 | 0 | 0 | 0 | 0 | 0 | 0 | 0 | 0
2005 | 5 | 28 | 0 | 0 | 0 | 0 | 0 | 0 | 0 | 0 | 0 | 0 | 0 | 0 | 0
2005 | 5 | 29 | 0 | 0 | 0 | 0 | 0 | 0 | 0 | 0 | 0 | 0 | 0 | 0 | 0
2005 | 5 | 30 | 0.02 | 0.02 | 0 | 0 | 0.02 | 0 | 0 | 0 | 0 | 0 | 0 | 0 | 0
2005 | 5 | 31 | 0 | 0 | 0 | 0 | 0 | 0 | 0 | 0 | 0 | 0 | 0 | 0 | 0
2005 | 6 | 1 | 0 | 0 | 0 | 0 | 0 | 0 | 0 | 0 | 0 | 0 | 0 | 0 | 0
2005 | 6 | 2 | 0.04 | 0.04 | 0 | 0 | 0.04 | 0 | 0 | 0 | 0 | 0 | 0 | 0 | 0
2005 | 6 | 3 | 0.64 | 0.64 | 0.59 | 0 | 0.64 | 0.59 | 0 | 0 | 0 | 0 | 0 | 0 | 0
2005 | 6 | 4 | 0 | 0 | 0 | 0 | 0 | 0 | 0 | 0 | 0 | 0 | 0 | 0 | 0
2005 | 6 | 5 | 0 | 0 | 0 | 0 | 0 | 0 | 0 | 0 | 0 | 0 | 0 | 0 | 0
2005 | 6 | 6 | 1 | 1 | 0.95 | 0 | 1 | 0.95 | 0 | 0 | 0 | 0 | 0 | 0 | 0
2005 | 6 | 7 | 0.01 | 0.01 | 0 | 0 | 0.01 | 0 | 0 | 0 | 0 | 0 | 0 | 0 | 0
2005 | 6 | 8 | 0 | 0 | 0 | 0 | 0 | 0 | 0 | 0 | 0 | 0 | 0 | 0 | 0
2005 | 6 | 9 | 0 | 0 | 0 | 0 | 0 | 0 | 0 | 0 | 0 | 0 | 0 | 0 | 0
2005 | 6 | 10 | 0 | 0 | 0 | 0 | 0 | 0 | 0 | 0 | 0 | 0 | 0 | 0 | 0
2005 | 6 | 11 | 0 | 0 | 0 | 0 | 0 | 0 | 0 | 0 | 0 | 0 | 0 | 0 | 0
2005 | 6 | 12 | 0 | 0 | 0 | 0 | 0 | 0 | 0 | 0 | 0 | 0 | 0 | 0 | 0
2005 | 6 | 13 | 0.05 | 0.05 | 0 | 0 | 0.05 | 0 | 0 | 0 | 0 | 0 | 0 | 0 | 0
2005 | 6 | 14 | 0 | 0 | 0 | 0 | 0 | 0 | 0 | 0 | 0 | 0 | 0 | 0 | 0
2005 | 6 | 15 | 0 | 0 | 0 | 0 | 0 | 0 | 0 | 0 | 0 | 0 | 0 | 0 | 0
2005 | 6 | 16 | 0 | 0 | 0 | 0 | 0 | 0 | 0 | 0 | 0 | 0 | 0 | 0 | 0
2005 | 6 | 17 | 0 | 0 | 0 | 0 | 0 | 0 | 0 | 0 | 0 | 0 | 0 | 0 | 0
2005 | 6 | 18 | 0 | 0 | 0 | 0 | 0 | 0 | 0 | 0 | 0 | 0 | 0 | 0 | 0
2005 | 6 | 19 | 0 | 0 | 0 | 0 | 0 | 0 | 0 | 0 | 0 | 0 | 0 | 0 | 0
2005 | 6 | 20 | 0 | 0 | 0 | 0 | 0 | 0 | 0 | 0 | 0 | 0 | 0 | 0 | 0
2005 | 6 | 21 | 0 | 0 | 0 | 0 | 0 | 0 | 0 | 0 | 0 | 0 | 0 | 0 | 0
2005 | 6 | 22 | 0.03 | 0.03 | 0 | 0 | 0.03 | 0 | 0 | 0 | 0 | 0 | 0 | 0 | 0
2005 | 6 | 23 | 0 | 0 | 0 | 0 | 0 | 0 | 0 | 0 | 0 | 0 | 0 | 0 | 0
2005 | 6 | 24 | 0 | 0 | 0 | 0 | 0 | 0 | 0 | 0 | 0 | 0 | 0 | 0 | 0
2005 | 6 | 25 | 0 | 0 | 0 | 0 | 0 | 0 | 0 | 0 | 0 | 0 | 0 | 0 | 0
2005 | 6 | 26 | 0 | 0 | 0 | 0 | 0 | 0 | 0 | 0 | 0 | 0 | 0 | 0 | 0
2005 | 6 | 27 | 0.06 | 0.06 | 0.01 | 0 | 0.06 | 0.01 | 0 | 0 | 0 | 0 | 0 | 0 | 0
2005 | 6 | 28 | 0.01 | 0.01 | 0 | 0 | 0.01 | 0 | 0 | 0 | 0 | 0 | 0 | 0 | 0
2005 | 6 | 29 | 1.03 | 1 | 0.95 | 0 | 1 | 0.95 | 0 | 0 | 0 | 0 | 0 | 0 | 0
2005 | 6 | 30 | 0 | 0 | 0 | 0 | 0 | 0 | 0 | 0 | 0 | 0 | 0 | 0 | 0
2005 | 7 | 1 | 0.18 | 0.18 | 0.13 | 0 | 0.18 | 0.13 | 0 | 0 | 0 | 0 | 0 | 0 | 0
2005 | 7 | 2 | 0 | 0 | 0 | 0 | 0 | 0 | 0 | 0 | 0 | 0 | 0 | 0 | 0
2005 | 7 | 3 | 0 | 0 | 0 | 0 | 0 | 0 | 0 | 0 | 0 | 0 | 0 | 0 | 0
2005 | 7 | 4 | 0 | 0 | 0 | 0 | 0 | 0 | 0 | 0 | 0 | 0 | 0 | 0 | 0
2005 | 7 | 5 | 0.68 | 0.68 | 0.63 | 0 | 0.68 | 0.63 | 0 | 0 | 0 | 0 | 0 | 0 | 0
2005 | 7 | 6 | 0 | 0 | 0 | 0 | 0 | 0 | 0 | 0 | 0 | 0 | 0 | 0 | 0
2005 | 7 | 7 | 0.33 | 0.33 | 0.28 | 0 | 0.33 | 0.28 | 0 | 0 | 0 | 0 | 0 | 0 | 0
2005 | 7 | 8 | 2.14 | 1 | 0.95 | 0 | 1 | 0.95 | 0 | 0 | 0 | 0 | 0 | 0 | 0
2005 | 7 | 9 | 0 | 0 | 0 | 0 | 0 | 0 | 0 | 0 | 0 | 0 | 0 | 0 | 0
2005 | 7 | 10 | 0 | 0 | 0 | 0 | 0 | 0 | 0 | 0 | 0 | 0 | 0 | 0 | 0
2005 | 7 | 11 | 0 | 0 | 0 | 0 | 0 | 0 | 0 | 0 | 0 | 0 | 0 | 0 | 0
2005 | 7 | 12 | 0 | 0 | 0 | 0 | 0 | 0 | 0 | 0 | 0 | 0 | 0 | 0 | 0
2005 | 7 | 13 | 0.3 | 0.3 | 0.25 | 0 | 0.3 | 0.25 | 0 | 0 | 0 | 0 | 0 | 0 | 0
2005 | 7 | 14 | 0.09 | 0.09 | 0.04 | 0 | 0.09 | 0.04 | 0 | 0 | 0 | 0 | 0 | 0 | 0
2005 | 7 | 15 | 1.18 | 1 | 0.95 | 0 | 1 | 0.95 | 0 | 0 | 0 | 0 | 0 | 0 | 0
2005 | 7 | 16 | 0.09 | 0.09 | 0.04 | 0 | 0.09 | 0.04 | 0 | 0 | 0 | 0 | 0 | 0 | 0
2005 | 7 | 17 | 0 | 0 | 0 | 0 | 0 | 0 | 0 | 0 | 0 | 0 | 0 | 0 | 0
2005 | 7 | 18 | 0 | 0 | 0 | 0 | 0 | 0 | 0 | 0 | 0 | 0 | 0 | 0 | 0
2005 | 7 | 19 | 0 | 0 | 0 | 0 | 0 | 0 | 0 | 0 | 0 | 0 | 0 | 0 | 0
2005 | 7 | 20 | 0 | 0 | 0 | 0 | 0 | 0 | 0 | 0 | 0 | 0 | 0 | 0 | 0
2005 | 7 | 21 | 0 | 0 | 0 | 0 | 0 | 0 | 0 | 0 | 0 | 0 | 0 | 0 | 0
2005 | 7 | 22 | 0 | 0 | 0 | 0 | 0 | 0 | 0 | 0 | 0 | 0 | 0 | 0 | 0
2005 | 7 | 23 | 0.87 | 0.87 | 0.82 | 0 | 0.87 | 0.82 | 0 | 0 | 0 | 0 | 0 | 0 | 0
2005 | 7 | 24 | 0 | 0 | 0 | 0 | 0 | 0 | 0 | 0 | 0 | 0 | 0 | 0 | 0
2005 | 7 | 25 | 0.08 | 0.08 | 0.03 | 0 | 0.08 | 0.03 | 0 | 0 | 0 | 0 | 0 | 0 | 0
2005 | 7 | 26 | 0 | 0 | 0 | 0 | 0 | 0 | 0 | 0 | 0 | 0 | 0 | 0 | 0
2005 | 7 | 27 | 0.11 | 0.11 | 0.06 | 0 | 0.11 | 0.06 | 0 | 0 | 0 | 0 | 0 | 0 | 0
2005 | 7 | 28 | 0 | 0 | 0 | 0 | 0 | 0 | 0 | 0 | 0 | 0 | 0 | 0 | 0
2005 | 7 | 29 | 0.01 | 0.01 | 0 | 0 | 0.01 | 0 | 0 | 0 | 0 | 0 | 0 | 0 | 0
2005 | 7 | 30 | 0 | 0 | 0 | 0 | 0 | 0 | 0 | 0 | 0 | 0 | 0 | 0 | 0
2005 | 7 | 31 | 0 | 0 | 0 | 0 | 0 | 0 | 0 | 0 | 0 | 0 | 0 | 0 | 0
2005 | 8 | 1 | 0 | 0 | 0 | 0 | 0 | 0 | 0 | 0 | 0 | 0 | 0 | 0 | 0
2005 | 8 | 2 | 0 | 0 | 0 | 0 | 0 | 0 | 0 | 0 | 0 | 0 | 0 | 0 | 0
2005 | 8 | 3 | 0 | 0 | 0 | 0 | 0 | 0 | 0 | 0 | 0 | 0 | 0 | 0 | 0
2005 | 8 | 4 | 0 | 0 | 0 | 0 | 0 | 0 | 0 | 0 | 0 | 0 | 0 | 0 | 0
2005 | 8 | 5 | 0.01 | 0.01 | 0 | 0 | 0.01 | 0 | 0 | 0 | 0 | 0 | 0 | 0 | 0
2005 | 8 | 6 | 0 | 0 | 0 | 0 | 0 | 0 | 0 | 0 | 0 | 0 | 0 | 0 | 0
2005 | 8 | 7 | 0 | 0 | 0 | 0 | 0 | 0 | 0 | 0 | 0 | 0 | 0 | 0 | 0
2005 | 8 | 8 | 1.17 | 1 | 0.95 | 0 | 1 | 0.95 | 0 | 0 | 0 | 0 | 0 | 0 | 0
2005 | 8 | 9 | 0.16 | 0.16 | 0.11 | 0 | 0.16 | 0.11 | 0 | 0 | 0 | 0 | 0 | 0 | 0
2005 | 8 | 10 | 0 | 0 | 0 | 0 | 0 | 0 | 0 | 0 | 0 | 0 | 0 | 0 | 0
2005 | 8 | 11 | 0 | 0 | 0 | 0 | 0 | 0 | 0 | 0 | 0 | 0 | 0 | 0 | 0
2005 | 8 | 12 | 0 | 0 | 0 | 0 | 0 | 0 | 0 | 0 | 0 | 0 | 0 | 0 | 0
2005 | 8 | 13 | 0 | 0 | 0 | 0 | 0 | 0 | 0 | 0 | 0 | 0 | 0 | 0 | 0
2005 | 8 | 14 | 0 | 0 | 0 | 0 | 0 | 0 | 0 | 0 | 0 | 0 | 0 | 0 | 0
2005 | 8 | 15 | 0 | 0 | 0 | 0 | 0 | 0 | 0 | 0 | 0 | 0 | 0 | 0 | 0
2005 | 8 | 16 | 0.13 | 0.13 | 0.08 | 0 | 0.13 | 0.08 | 0 | 0 | 0 | 0 | 0 | 0 | 0
2005 | 8 | 17 | 0 | 0 | 0 | 0 | 0 | 0 | 0 | 0 | 0 | 0 | 0 | 0 | 0
2005 | 8 | 18 | 0 | 0 | 0 | 0 | 0 | 0 | 0 | 0 | 0 | 0 | 0 | 0 | 0
2005 | 8 | 19 | 0.37 | 0.37 | 0.32 | 0 | 0.37 | 0.32 | 0 | 0 | 0 | 0 | 0 | 0 | 0
2005 | 8 | 20 | 0 | 0 | 0 | 0 | 0 | 0 | 0 | 0 | 0 | 0 | 0 | 0 | 0
2005 | 8 | 21 | 0 | 0 | 0 | 0 | 0 | 0 | 0 | 0 | 0 | 0 | 0 | 0 | 0
2005 | 8 | 22 | 0 | 0 | 0 | 0 | 0 | 0 | 0 | 0 | 0 | 0 | 0 | 0 | 0
2005 | 8 | 23 | 0 | 0 | 0 | 0 | 0 | 0 | 0 | 0 | 0 | 0 | 0 | 0 | 0
2005 | 8 | 24 | 0 | 0 | 0 | 0 | 0 | 0 | 0 | 0 | 0 | 0 | 0 | 0 | 0
2005 | 8 | 25 | 0 | 0 | 0 | 0 | 0 | 0 | 0 | 0 | 0 | 0 | 0 | 0 | 0
2005 | 8 | 26 | 0 | 0 | 0 | 0 | 0 | 0 | 0 | 0 | 0 | 0 | 0 | 0 | 0
2005 | 8 | 27 | 0.22 | 0.22 | 0.17 | 0 | 0.22 | 0.17 | 0 | 0 | 0 | 0 | 0 | 0 | 0
2005 | 8 | 28 | 0.27 | 0.27 | 0.22 | 0 | 0.27 | 0.22 | 0 | 0 | 0 | 0 | 0 | 0 | 0
2005 | 8 | 29 | 0 | 0 | 0 | 0 | 0 | 0 | 0 | 0 | 0 | 0 | 0 | 0 | 0
2005 | 8 | 30 | 0 | 0 | 0 | 0 | 0 | 0 | 0 | 0 | 0 | 0 | 0 | 0 | 0
2005 | 8 | 31 | 0 | 0 | 0 | 0 | 0 | 0 | 0 | 0 | 0 | 0 | 0 | 0 | 0
2005 | 9 | 1 | 0 | 0 | 0 | 0 | 0 | 0 | 0 | 0 | 0 | 0 | 0 | 0 | 0
2005 | 9 | 2 | 0 | 0 | 0 | 0 | 0 | 0 | 0 | 0 | 0 | 0 | 0 | 0 | 0
2005 | 9 | 3 | 0 | 0 | 0 | 0 | 0 | 0 | 0 | 0 | 0 | 0 | 0 | 0 | 0
2005 | 9 | 4 | 0 | 0 | 0 | 0 | 0 | 0 | 0 | 0 | 0 | 0 | 0 | 0 | 0
2005 | 9 | 5 | 0 | 0 | 0 | 0 | 0 | 0 | 0 | 0 | 0 | 0 | 0 | 0 | 0
2005 | 9 | 6 | 0 | 0 | 0 | 0 | 0 | 0 | 0 | 0 | 0 | 0 | 0 | 0 | 0
2005 | 9 | 7 | 0 | 0 | 0 | 0 | 0 | 0 | 0 | 0 | 0 | 0 | 0 | 0 | 0
2005 | 9 | 8 | 0 | 0 | 0 | 0 | 0 | 0 | 0 | 0 | 0 | 0 | 0 | 0 | 0
2005 | 9 | 9 | 0 | 0 | 0 | 0 | 0 | 0 | 0 | 0 | 0 | 0 | 0 | 0 | 0
2005 | 9 | 10 | 0 | 0 | 0 | 0 | 0 | 0 | 0 | 0 | 0 | 0 | 0 | 0 | 0
2005 | 9 | 11 | 0 | 0 | 0 | 0 | 0 | 0 | 0 | 0 | 0 | 0 | 0 | 0 | 0
2005 | 9 | 12 | 0 | 0 | 0 | 0 | 0 | 0 | 0 | 0 | 0 | 0 | 0 | 0 | 0
2005 | 9 | 13 | 0 | 0 | 0 | 0 | 0 | 0 | 0 | 0 | 0 | 0 | 0 | 0 | 0
2005 | 9 | 14 | 0 | 0 | 0 | 0 | 0 | 0 | 0 | 0 | 0 | 0 | 0 | 0 | 0
2005 | 9 | 15 | 0.01 | 0.01 | 0 | 0 | 0.01 | 0 | 0 | 0 | 0 | 0 | 0 | 0 | 0
2005 | 9 | 16 | 0 | 0 | 0 | 0 | 0 | 0 | 0 | 0 | 0 | 0 | 0 | 0 | 0
2005 | 9 | 17 | 0 | 0 | 0 | 0 | 0 | 0 | 0 | 0 | 0 | 0 | 0 | 0 | 0
2005 | 9 | 18 | 0 | 0 | 0 | 0 | 0 | 0 | 0 | 0 | 0 | 0 | 0 | 0 | 0
2005 | 9 | 19 | 0 | 0 | 0 | 0 | 0 | 0 | 0 | 0 | 0 | 0 | 0 | 0 | 0
2005 | 9 | 20 | 0 | 0 | 0 | 0 | 0 | 0 | 0 | 0 | 0 | 0 | 0 | 0 | 0
2005 | 9 | 21 | 0 | 0 | 0 | 0 | 0 | 0 | 0 | 0 | 0 | 0 | 0 | 0 | 0
2005 | 9 | 22 | 0 | 0 | 0 | 0 | 0 | 0 | 0 | 0 | 0 | 0 | 0 | 0 | 0
2005 | 9 | 23 | 0 | 0 | 0 | 0 | 0 | 0 | 0 | 0 | 0 | 0 | 0 | 0 | 0
2005 | 9 | 24 | 0 | 0 | 0 | 0 | 0 | 0 | 0 | 0 | 0 | 0 | 0 | 0 | 0
2005 | 9 | 25 | 0 | 0 | 0 | 0 | 0 | 0 | 0 | 0 | 0 | 0 | 0 | 0 | 0
2005 | 9 | 26 | 0.09 | 0.09 | 0.04 | 0 | 0.09 | 0.04 | 0 | 0 | 0 | 0 | 0 | 0 | 0
2005 | 9 | 27 | 0 | 0 | 0 | 0 | 0 | 0 | 0 | 0 | 0 | 0 | 0 | 0 | 0
2005 | 9 | 28 | 0 | 0 | 0 | 0 | 0 | 0 | 0 | 0 | 0 | 0 | 0 | 0 | 0
2005 | 9 | 29 | 0.01 | 0.01 | 0 | 0 | 0.01 | 0 | 0 | 0 | 0 | 0 | 0 | 0 | 0
2005 | 9 | 30 | 0 | 0 | 0 | 0 | 0 | 0 | 0 | 0 | 0 | 0 | 0 | 0 | 0
2005 | 10 | 1 | 0 | 0 | 0 | 0 | 0 | 0 | 0 | 0 | 0 | 0 | 0 | 0 | 0
2005 | 10 | 2 | 0 | 0 | 0 | 0 | 0 | 0 | 0 | 0 | 0 | 0 | 0 | 0 | 0
2005 | 10 | 3 | 0 | 0 | 0 | 0 | 0 | 0 | 0 | 0 | 0 | 0 | 0 | 0 | 0
2005 | 10 | 4 | 0 | 0 | 0 | 0 | 0 | 0 | 0 | 0 | 0 | 0 | 0 | 0 | 0
2005 | 10 | 5 | 0 | 0 | 0 | 0 | 0 | 0 | 0 | 0 | 0 | 0 | 0 | 0 | 0
2005 | 10 | 6 | 0.04 | 0.04 | 0 | 0 | 0.04 | 0 | 0 | 0 | 0 | 0 | 0 | 0 | 0
2005 | 10 | 7 | 3.63 | 1 | 0.95 | 0 | 1 | 0.95 | 0 | 0 | 0 | 0 | 0 | 0 | 0
2005 | 10 | 8 | 3.67 | 1 | 0.95 | 0 | 1 | 0.95 | 0 | 0 | 0 | 0 | 0 | 0 | 0
2005 | 10 | 9 | 0 | 0 | 0 | 0 | 0 | 0 | 0 | 0 | 0 | 0 | 0 | 0 | 0
2005 | 10 | 10 | 0 | 0 | 0 | 0 | 0 | 0 | 0 | 0 | 0 | 0 | 0 | 0 | 0
2005 | 10 | 11 | 0.09 | 0.09 | 0.04 | 0 | 0.09 | 0.04 | 0 | 0 | 0 | 0 | 0 | 0 | 0
2005 | 10 | 12 | 0.02 | 0.02 | 0 | 0 | 0.02 | 0 | 0 | 0 | 0 | 0 | 0 | 0 | 0
2005 | 10 | 13 | 0.14 | 0.14 | 0.09 | 0 | 0.14 | 0.09 | 0 | 0 | 0 | 0 | 0 | 0 | 0
2005 | 10 | 14 | 0.01 | 0.01 | 0 | 0 | 0.01 | 0 | 0 | 0 | 0 | 0 | 0 | 0 | 0
2005 | 10 | 15 | 0 | 0 | 0 | 0 | 0 | 0 | 0 | 0 | 0 | 0 | 0 | 0 | 0
2005 | 10 | 16 | 0 | 0 | 0 | 0 | 0 | 0 | 0 | 0 | 0 | 0 | 0 | 0 | 0
2005 | 10 | 17 | 0 | 0 | 0 | 0 | 0 | 0 | 0 | 0 | 0 | 0 | 0 | 0 | 0
2005 | 10 | 18 | 0 | 0 | 0 | 0 | 0 | 0 | 0 | 0 | 0 | 0 | 0 | 0 | 0
2005 | 10 | 19 | 0 | 0 | 0 | 0 | 0 | 0 | 0 | 0 | 0 | 0 | 0 | 0 | 0
2005 | 10 | 20 | 0 | 0 | 0 | 0 | 0 | 0 | 0 | 0 | 0 | 0 | 0 | 0 | 0
2005 | 10 | 21 | 0.04 | 0.04 | 0 | 0 | 0.04 | 0 | 0 | 0 | 0 | 0 | 0 | 0 | 0
2005 | 10 | 22 | 0.61 | 0.61 | 0.56 | 0 | 0.61 | 0.56 | 0 | 0 | 0 | 0 | 0 | 0 | 0
2005 | 10 | 23 | 0 | 0 | 0 | 0 | 0 | 0 | 0 | 0 | 0 | 0 | 0 | 0 | 0
2005 | 10 | 24 | 0.57 | 0.57 | 0.52 | 0 | 0.57 | 0.52 | 0 | 0 | 0 | 0 | 0 | 0 | 0
2005 | 10 | 25 | 0.59 | 0.59 | 0.54 | 0 | 0.59 | 0.54 | 0 | 0 | 0 | 0 | 0 | 0 | 0
2005 | 10 | 26 | 0 | 0 | 0 | 0 | 0 | 0 | 0 | 0 | 0 | 0 | 0 | 0 | 0
2005 | 10 | 27 | 0 | 0 | 0 | 0 | 0 | 0 | 0 | 0 | 0 | 0 | 0 | 0 | 0
2005 | 10 | 28 | 0 | 0 | 0 | 0 | 0 | 0 | 0 | 0 | 0 | 0 | 0 | 0 | 0
2005 | 10 | 29 | 0 | 0 | 0 | 0 | 0 | 0 | 0 | 0 | 0 | 0 | 0 | 0 | 0
2005 | 10 | 30 | 0 | 0 | 0 | 0 | 0 | 0 | 0 | 0 | 0 | 0 | 0 | 0 | 0
2005 | 10 | 31 | 0 | 0 | 0 | 0 | 0 | 0 | 0 | 0 | 0 | 0 | 0 | 0 | 0
2005 | 11 | 1 | 0 | 0 | 0 | 0 | 0 | 0 | 0 | 0 | 0 | 0 | 0 | 0 | 0
2005 | 11 | 2 | 0 | 0 | 0 | 0 | 0 | 0 | 0 | 0 | 0 | 0 | 0 | 0 | 0
2005 | 11 | 3 | 0 | 0 | 0 | 0 | 0 | 0 | 0 | 0 | 0 | 0 | 0 | 0 | 0
2005 | 11 | 4 | 0 | 0 | 0 | 0 | 0 | 0 | 0 | 0 | 0 | 0 | 0 | 0 | 0
2005 | 11 | 5 | 0 | 0 | 0 | 0 | 0 | 0 | 0 | 0 | 0 | 0 | 0 | 0 | 0
2005 | 11 | 6 | 0 | 0 | 0 | 0 | 0 | 0 | 0 | 0 | 0 | 0 | 0 | 0 | 0
2005 | 11 | 7 | 0 | 0 | 0 | 0 | 0 | 0 | 0 | 0 | 0 | 0 | 0 | 0 | 0
2005 | 11 | 8 | 0.05 | 0.05 | 0 | 0 | 0.05 | 0 | 0 | 0 | 0 | 0 | 0 | 0 | 0
2005 | 11 | 9 | 0 | 0 | 0 | 0 | 0 | 0 | 0 | 0 | 0 | 0 | 0 | 0 | 0
2005 | 11 | 10 | 0 | 0 | 0 | 0 | 0 | 0 | 0 | 0 | 0 | 0 | 0 | 0 | 0
2005 | 11 | 11 | 0 | 0 | 0 | 0 | 0 | 0 | 0 | 0 | 0 | 0 | 0 | 0 | 0
2005 | 11 | 12 | 0 | 0 | 0 | 0 | 0 | 0 | 0 | 0 | 0 | 0 | 0 | 0 | 0
2005 | 11 | 13 | 0 | 0 | 0 | 0 | 0 | 0 | 0 | 0 | 0 | 0 | 0 | 0 | 0
2005 | 11 | 14 | 0 | 0 | 0 | 0 | 0 | 0 | 0 | 0 | 0 | 0 | 0 | 0 | 0
2005 | 11 | 15 | 0.01 | 0.01 | 0 | 0 | 0.01 | 0 | 0 | 0 | 0 | 0 | 0 | 0 | 0
2005 | 11 | 16 | 0.48 | 0.48 | 0.43 | 0 | 0.48 | 0.43 | 0 | 0 | 0 | 0 | 0 | 0 | 0
2005 | 11 | 17 | 0 | 0 | 0 | 0 | 0 | 0 | 0 | 0 | 0 | 0 | 0 | 0 | 0
2005 | 11 | 18 | 0 | 0 | 0 | 0 | 0 | 0 | 0 | 0 | 0 | 0 | 0 | 0 | 0
2005 | 11 | 19 | 0 | 0 | 0 | 0 | 0 | 0 | 0 | 0 | 0 | 0 | 0 | 0 | 0
2005 | 11 | 20 | 0 | 0 | 0 | 0 | 0 | 0 | 0 | 0 | 0 | 0 | 0 | 0 | 0
2005 | 11 | 21 | 0.63 | 0.63 | 0.58 | 0 | 0.63 | 0.58 | 0 | 0 | 0 | 0 | 0 | 0 | 0
2005 | 11 | 22 | 0.18 | 0.18 | 0.13 | 0 | 0.18 | 0.13 | 0 | 0 | 0 | 0 | 0 | 0 | 0
2005 | 11 | 23 | 0.04 | 0.04 | 0 | 0 | 0.04 | 0 | 0 | 0 | 0 | 0 | 0 | 0 | 0
2005 | 11 | 24 | 0.01 | 0.01 | 0 | 0 | 0.01 | 0 | 0 | 0 | 0 | 0 | 0 | 0 | 0
2005 | 11 | 25 | 0 | 0 | 0 | 0 | 0 | 0 | 0 | 0 | 0 | 0 | 0 | 0 | 0
2005 | 11 | 26 | 0 | 0 | 0 | 0 | 0 | 0 | 0 | 0 | 0 | 0 | 0 | 0 | 0
2005 | 11 | 27 | 0 | 0 | 0 | 0 | 0 | 0 | 0 | 0 | 0 | 0 | 0 | 0 | 0
2005 | 11 | 28 | 0.04 | 0.04 | 0 | 0 | 0.04 | 0 | 0 | 0 | 0 | 0 | 0 | 0 | 0
2005 | 11 | 29 | 0.48 | 0.48 | 0.43 | 0 | 0.48 | 0.43 | 0 | 0 | 0 | 0 | 0 | 0 | 0
2005 | 11 | 30 | 0 | 0 | 0 | 0 | 0 | 0 | 0 | 0 | 0 | 0 | 0 | 0 | 0
2005 | 12 | 1 | 0 | 0 | 0 | 0 | 0 | 0 | 0 | 0 | 0 | 0 | 0 | 0 | 0
2005 | 12 | 2 | 0 | 0 | 0 | 0 | 0 | 0 | 0 | 0 | 0 | 0 | 0 | 0 | 0
2005 | 12 | 3 | 0.03 | 0.03 | 0 | 0 | 0.03 | 0 | 0 | 0 | 0 | 0 | 0 | 0 | 0
2005 | 12 | 4 | 0.21 | 0.21 | 0.16 | 0 | 0.21 | 0.16 | 0 | 0 | 0 | 0 | 0 | 0 | 0
2005 | 12 | 5 | 0.15 | 0.15 | 0.1 | 0 | 0.15 | 0.1 | 0 | 0 | 0 | 0 | 0 | 0 | 0
2005 | 12 | 6 | 0.02 | 0.02 | 0 | 0 | 0.02 | 0 | 0 | 0 | 0 | 0 | 0 | 0 | 0
2005 | 12 | 7 | 0 | 0 | 0 | 0 | 0 | 0 | 0 | 0 | 0 | 0 | 0 | 0 | 0
2005 | 12 | 8 | 0 | 0 | 0 | 0 | 0 | 0 | 0 | 0 | 0 | 0 | 0 | 0 | 0
2005 | 12 | 9 | 0.55 | 0.55 | 0.5 | 0 | 0.55 | 0.5 | 0 | 0 | 0 | 0 | 0 | 0 | 0
2005 | 12 | 10 | 0 | 0 | 0 | 0 | 0 | 0 | 0 | 0 | 0 | 0 | 0 | 0 | 0
2005 | 12 | 11 | 0 | 0 | 0 | 0 | 0 | 0 | 0 | 0 | 0 | 0 | 0 | 0 | 0
2005 | 12 | 12 | 0 | 0 | 0 | 0 | 0 | 0 | 0 | 0 | 0 | 0 | 0 | 0 | 0
2005 | 12 | 13 | 0 | 0 | 0 | 0 | 0 | 0 | 0 | 0 | 0 | 0 | 0 | 0 | 0
2005 | 12 | 14 | 0 | 0 | 0 | 0 | 0 | 0 | 0 | 0 | 0 | 0 | 0 | 0 | 0
2005 | 12 | 15 | 0.93 | 0.93 | 0.88 | 0 | 0.93 | 0.88 | 0 | 0 | 0 | 0 | 0 | 0 | 0
2005 | 12 | 16 | 0.3 | 0.3 | 0.25 | 0 | 0.3 | 0.25 | 0 | 0 | 0 | 0 | 0 | 0 | 0
2005 | 12 | 17 | 0 | 0 | 0 | 0 | 0 | 0 | 0 | 0 | 0 | 0 | 0 | 0 | 0
2005 | 12 | 18 | 0 | 0 | 0 | 0 | 0 | 0 | 0 | 0 | 0 | 0 | 0 | 0 | 0
2005 | 12 | 19 | 0 | 0 | 0 | 0 | 0 | 0 | 0 | 0 | 0 | 0 | 0 | 0 | 0
2005 | 12 | 20 | 0 | 0 | 0 | 0 | 0 | 0 | 0 | 0 | 0 | 0 | 0 | 0 | 0
2005 | 12 | 21 | 0 | 0 | 0 | 0 | 0 | 0 | 0 | 0 | 0 | 0 | 0 | 0 | 0
2005 | 12 | 22 | 0 | 0 | 0 | 0 | 0 | 0 | 0 | 0 | 0 | 0 | 0 | 0 | 0
2005 | 12 | 23 | 0 | 0 | 0 | 0 | 0 | 0 | 0 | 0 | 0 | 0 | 0 | 0 | 0
2005 | 12 | 24 | 0 | 0 | 0 | 0 | 0 | 0 | 0 | 0 | 0 | 0 | 0 | 0 | 0
2005 | 12 | 25 | 0.77 | 0.77 | 0.72 | 0 | 0.77 | 0.72 | 0 | 0 | 0 | 0 | 0 | 0 | 0
2005 | 12 | 26 | 0.03 | 0.03 | 0 | 0 | 0.03 | 0 | 0 | 0 | 0 | 0 | 0 | 0 | 0
2005 | 12 | 27 | 0 | 0 | 0 | 0 | 0 | 0 | 0 | 0 | 0 | 0 | 0 | 0 | 0
2005 | 12 | 28 | 0 | 0 | 0 | 0 | 0 | 0 | 0 | 0 | 0 | 0 | 0 | 0 | 0
2005 | 12 | 29 | 0.34 | 0.34 | 0.29 | 0 | 0.34 | 0.29 | 0 | 0 | 0 | 0 | 0 | 0 | 0
2005 | 12 | 30 | 0 | 0 | 0 | 0 | 0 | 0 | 0 | 0 | 0 | 0 | 0 | 0 | 0
2005 | 12 | 31 | 0.01 | 0.01 | 0 | 0 | 0.01 | 0 | 0 | 0 | 0 | 0 | 0 | 0 | 0
2006 | 1 | 1 | 0 | 0 | 0 | 0 | 0 | 0 | 0 | 0 | 0 | 0 | 0 | 0 | 0
2006 | 1 | 2 | 0.35 | 0.35 | 0.3 | 0 | 0.35 | 0.3 | 0 | 0 | 0 | 0 | 0 | 0 | 0
2006 | 1 | 3 | 0.11 | 0.11 | 0.06 | 0 | 0.11 | 0.06 | 0 | 0 | 0 | 0 | 0 | 0 | 0
2006 | 1 | 4 | 0 | 0 | 0 | 0 | 0 | 0 | 0 | 0 | 0 | 0 | 0 | 0 | 0
2006 | 1 | 5 | 0 | 0 | 0 | 0 | 0 | 0 | 0 | 0 | 0 | 0 | 0 | 0 | 0
2006 | 1 | 6 | 0 | 0 | 0 | 0 | 0 | 0 | 0 | 0 | 0 | 0 | 0 | 0 | 0
2006 | 1 | 7 | 0 | 0 | 0 | 0 | 0 | 0 | 0 | 0 | 0 | 0 | 0 | 0 | 0
2006 | 1 | 8 | 0 | 0 | 0 | 0 | 0 | 0 | 0 | 0 | 0 | 0 | 0 | 0 | 0
2006 | 1 | 9 | 0 | 0 | 0 | 0 | 0 | 0 | 0 | 0 | 0 | 0 | 0 | 0 | 0
2006 | 1 | 10 | 0 | 0 | 0 | 0 | 0 | 0 | 0 | 0 | 0 | 0 | 0 | 0 | 0
2006 | 1 | 11 | 0.2 | 0.2 | 0.15 | 0 | 0.2 | 0.15 | 0 | 0 | 0 | 0 | 0 | 0 | 0
2006 | 1 | 12 | 0 | 0 | 0 | 0 | 0 | 0 | 0 | 0 | 0 | 0 | 0 | 0 | 0
2006 | 1 | 13 | 0 | 0 | 0 | 0 | 0 | 0 | 0 | 0 | 0 | 0 | 0 | 0 | 0
2006 | 1 | 14 | 0.54 | 0.54 | 0.49 | 0 | 0.54 | 0.49 | 0 | 0 | 0 | 0 | 0 | 0 | 0
2006 | 1 | 15 | 0 | 0 | 0 | 0 | 0 | 0 | 0 | 0 | 0 | 0 | 0 | 0 | 0
2006 | 1 | 16 | 0 | 0 | 0 | 0 | 0 | 0 | 0 | 0 | 0 | 0 | 0 | 0 | 0
2006 | 1 | 17 | 0 | 0 | 0 | 0 | 0 | 0 | 0 | 0 | 0 | 0 | 0 | 0 | 0
2006 | 1 | 18 | 0.62 | 0.62 | 0.57 | 0 | 0.62 | 0.57 | 0 | 0 | 0 | 0 | 0 | 0 | 0
2006 | 1 | 19 | 0 | 0 | 0 | 0 | 0 | 0 | 0 | 0 | 0 | 0 | 0 | 0 | 0
2006 | 1 | 20 | 0 | 0 | 0 | 0 | 0 | 0 | 0 | 0 | 0 | 0 | 0 | 0 | 0
2006 | 1 | 21 | 0 | 0 | 0 | 0 | 0 | 0 | 0 | 0 | 0 | 0 | 0 | 0 | 0
2006 | 1 | 22 | 0.19 | 0.19 | 0.14 | 0 | 0.19 | 0.14 | 0 | 0 | 0 | 0 | 0 | 0 | 0
2006 | 1 | 23 | 0.79 | 0.79 | 0.74 | 0 | 0.79 | 0.74 | 0 | 0 | 0 | 0 | 0 | 0 | 0
2006 | 1 | 24 | 0.02 | 0.02 | 0 | 0 | 0.02 | 0 | 0 | 0 | 0 | 0 | 0 | 0 | 0
2006 | 1 | 25 | 0 | 0 | 0 | 0 | 0 | 0 | 0 | 0 | 0 | 0 | 0 | 0 | 0
2006 | 1 | 26 | 0 | 0 | 0 | 0 | 0 | 0 | 0 | 0 | 0 | 0 | 0 | 0 | 0
2006 | 1 | 27 | 0 | 0 | 0 | 0 | 0 | 0 | 0 | 0 | 0 | 0 | 0 | 0 | 0
2006 | 1 | 28 | 0 | 0 | 0 | 0 | 0 | 0 | 0 | 0 | 0 | 0 | 0 | 0 | 0
2006 | 1 | 29 | 0.02 | 0.02 | 0 | 0 | 0.02 | 0 | 0 | 0 | 0 | 0 | 0 | 0 | 0
2006 | 1 | 30 | 0 | 0 | 0 | 0 | 0 | 0 | 0 | 0 | 0 | 0 | 0 | 0 | 0
2006 | 1 | 31 | 0.41 | 0.41 | 0.36 | 0 | 0.41 | 0.36 | 0 | 0 | 0 | 0 | 0 | 0 | 0
2006 | 2 | 1 | 0 | 0 | 0 | 0 | 0 | 0 | 0 | 0 | 0 | 0 | 0 | 0 | 0
2006 | 2 | 2 | 0.03 | 0.03 | 0 | 0 | 0.03 | 0 | 0 | 0 | 0 | 0 | 0 | 0 | 0
2006 | 2 | 3 | 0.41 | 0.41 | 0.36 | 0 | 0.41 | 0.36 | 0 | 0 | 0 | 0 | 0 | 0 | 0
2006 | 2 | 4 | 0.66 | 0.66 | 0.61 | 0 | 0.66 | 0.61 | 0 | 0 | 0 | 0 | 0 | 0 | 0
2006 | 2 | 5 | 0 | 0 | 0 | 0 | 0 | 0 | 0 | 0 | 0 | 0 | 0 | 0 | 0
2006 | 2 | 6 | 0 | 0 | 0 | 0 | 0 | 0 | 0 | 0 | 0 | 0 | 0 | 0 | 0
2006 | 2 | 7 | 0 | 0 | 0 | 0 | 0 | 0 | 0 | 0 | 0 | 0 | 0 | 0 | 0
2006 | 2 | 8 | 0 | 0 | 0 | 0 | 0 | 0 | 0 | 0 | 0 | 0 | 0 | 0 | 0
2006 | 2 | 9 | 0 | 0 | 0 | 0 | 0 | 0 | 0 | 0 | 0 | 0 | 0 | 0 | 0
2006 | 2 | 10 | 0 | 0 | 0 | 0 | 0 | 0 | 0 | 0 | 0 | 0 | 0 | 0 | 0
2006 | 2 | 11 | 0.33 | 0.33 | 0.28 | 0 | 0.33 | 0.28 | 0 | 0 | 0 | 0 | 0 | 0 | 0
2006 | 2 | 12 | 0.78 | 0.78 | 0.73 | 0 | 0.78 | 0.73 | 0 | 0 | 0 | 0 | 0 | 0 | 0
2006 | 2 | 13 | 0 | 0 | 0 | 0 | 0 | 0 | 0 | 0 | 0 | 0 | 0 | 0 | 0
2006 | 2 | 14 | 0 | 0 | 0 | 0 | 0 | 0 | 0 | 0 | 0 | 0 | 0 | 0 | 0
2006 | 2 | 15 | 0 | 0 | 0 | 0 | 0 | 0 | 0 | 0 | 0 | 0 | 0 | 0 | 0
2006 | 2 | 16 | 0 | 0 | 0 | 0 | 0 | 0 | 0 | 0 | 0 | 0 | 0 | 0 | 0
2006 | 2 | 17 | 0 | 0 | 0 | 0 | 0 | 0 | 0 | 0 | 0 | 0 | 0 | 0 | 0
2006 | 2 | 18 | 0 | 0 | 0 | 0 | 0 | 0 | 0 | 0 | 0 | 0 | 0 | 0 | 0
2006 | 2 | 19 | 0 | 0 | 0 | 0 | 0 | 0 | 0 | 0 | 0 | 0 | 0 | 0 | 0
2006 | 2 | 20 | 0 | 0 | 0 | 0 | 0 | 0 | 0 | 0 | 0 | 0 | 0 | 0 | 0
2006 | 2 | 21 | 0 | 0 | 0 | 0 | 0 | 0 | 0 | 0 | 0 | 0 | 0 | 0 | 0
2006 | 2 | 22 | 0.25 | 0.25 | 0.2 | 0 | 0.25 | 0.2 | 0 | 0 | 0 | 0 | 0 | 0 | 0
2006 | 2 | 23 | 0 | 0 | 0 | 0 | 0 | 0 | 0 | 0 | 0 | 0 | 0 | 0 | 0
2006 | 2 | 24 | 0 | 0 | 0 | 0 | 0 | 0 | 0 | 0 | 0 | 0 | 0 | 0 | 0
2006 | 2 | 25 | 0 | 0 | 0 | 0 | 0 | 0 | 0 | 0 | 0 | 0 | 0 | 0 | 0
2006 | 2 | 26 | 0 | 0 | 0 | 0 | 0 | 0 | 0 | 0 | 0 | 0 | 0 | 0 | 0
2006 | 2 | 27 | 0 | 0 | 0 | 0 | 0 | 0 | 0 | 0 | 0 | 0 | 0 | 0 | 0
2006 | 2 | 28 | 0 | 0 | 0 | 0 | 0 | 0 | 0 | 0 | 0 | 0 | 0 | 0 | 0
2006 | 3 | 1 | 0 | 0 | 0 | 0 | 0 | 0 | 0 | 0 | 0 | 0 | 0 | 0 | 0
2006 | 3 | 2 | 0.03 | 0.03 | 0 | 0 | 0.03 | 0 | 0 | 0 | 0 | 0 | 0 | 0 | 0
2006 | 3 | 3 | 0 | 0 | 0 | 0 | 0 | 0 | 0 | 0 | 0 | 0 | 0 | 0 | 0
2006 | 3 | 4 | 0 | 0 | 0 | 0 | 0 | 0 | 0 | 0 | 0 | 0 | 0 | 0 | 0
2006 | 3 | 5 | 0 | 0 | 0 | 0 | 0 | 0 | 0 | 0 | 0 | 0 | 0 | 0 | 0
2006 | 3 | 6 | 0 | 0 | 0 | 0 | 0 | 0 | 0 | 0 | 0 | 0 | 0 | 0 | 0
2006 | 3 | 7 | 0 | 0 | 0 | 0 | 0 | 0 | 0 | 0 | 0 | 0 | 0 | 0 | 0
2006 | 3 | 8 | 0 | 0 | 0 | 0 | 0 | 0 | 0 | 0 | 0 | 0 | 0 | 0 | 0
2006 | 3 | 9 | 0 | 0 | 0 | 0 | 0 | 0 | 0 | 0 | 0 | 0 | 0 | 0 | 0
2006 | 3 | 10 | 0 | 0 | 0 | 0 | 0 | 0 | 0 | 0 | 0 | 0 | 0 | 0 | 0
2006 | 3 | 11 | 0 | 0 | 0 | 0 | 0 | 0 | 0 | 0 | 0 | 0 | 0 | 0 | 0
2006 | 3 | 12 | 0 | 0 | 0 | 0 | 0 | 0 | 0 | 0 | 0 | 0 | 0 | 0 | 0
2006 | 3 | 13 | 0 | 0 | 0 | 0 | 0 | 0 | 0 | 0 | 0 | 0 | 0 | 0 | 0
2006 | 3 | 14 | 0 | 0 | 0 | 0 | 0 | 0 | 0 | 0 | 0 | 0 | 0 | 0 | 0
2006 | 3 | 15 | 0 | 0 | 0 | 0 | 0 | 0 | 0 | 0 | 0 | 0 | 0 | 0 | 0
2006 | 3 | 16 | 0 | 0 | 0 | 0 | 0 | 0 | 0 | 0 | 0 | 0 | 0 | 0 | 0
2006 | 3 | 17 | 0 | 0 | 0 | 0 | 0 | 0 | 0 | 0 | 0 | 0 | 0 | 0 | 0
2006 | 3 | 18 | 0 | 0 | 0 | 0 | 0 | 0 | 0 | 0 | 0 | 0 | 0 | 0 | 0
2006 | 3 | 19 | 0 | 0 | 0 | 0 | 0 | 0 | 0 | 0 | 0 | 0 | 0 | 0 | 0
2006 | 3 | 20 | 0 | 0 | 0 | 0 | 0 | 0 | 0 | 0 | 0 | 0 | 0 | 0 | 0
2006 | 3 | 21 | 0.01 | 0.01 | 0 | 0 | 0.01 | 0 | 0 | 0 | 0 | 0 | 0 | 0 | 0
2006 | 3 | 22 | 0 | 0 | 0 | 0 | 0 | 0 | 0 | 0 | 0 | 0 | 0 | 0 | 0
2006 | 3 | 23 | 0 | 0 | 0 | 0 | 0 | 0 | 0 | 0 | 0 | 0 | 0 | 0 | 0
2006 | 3 | 24 | 0 | 0 | 0 | 0 | 0 | 0 | 0 | 0 | 0 | 0 | 0 | 0 | 0
2006 | 3 | 25 | 0 | 0 | 0 | 0 | 0 | 0 | 0 | 0 | 0 | 0 | 0 | 0 | 0
2006 | 3 | 26 | 0 | 0 | 0 | 0 | 0 | 0 | 0 | 0 | 0 | 0 | 0 | 0 | 0
2006 | 3 | 27 | 0 | 0 | 0 | 0 | 0 | 0 | 0 | 0 | 0 | 0 | 0 | 0 | 0
2006 | 3 | 28 | 0.01 | 0.01 | 0 | 0 | 0.01 | 0 | 0 | 0 | 0 | 0 | 0 | 0 | 0
2006 | 3 | 29 | 0 | 0 | 0 | 0 | 0 | 0 | 0 | 0 | 0 | 0 | 0 | 0 | 0
2006 | 3 | 30 | 0 | 0 | 0 | 0 | 0 | 0 | 0 | 0 | 0 | 0 | 0 | 0 | 0
2006 | 3 | 31 | 0 | 0 | 0 | 0 | 0 | 0 | 0 | 0 | 0 | 0 | 0 | 0 | 0
2006 | 4 | 1 | 0.01 | 0.01 | 0 | 0 | 0.01 | 0 | 0 | 0 | 0 | 0 | 0 | 0 | 0
2006 | 4 | 2 | 0 | 0 | 0 | 0 | 0 | 0 | 0 | 0 | 0 | 0 | 0 | 0 | 0
2006 | 4 | 3 | 0.56 | 0.56 | 0.51 | 0 | 0.56 | 0.51 | 0 | 0 | 0 | 0 | 0 | 0 | 0
2006 | 4 | 4 | 0 | 0 | 0 | 0 | 0 | 0 | 0 | 0 | 0 | 0 | 0 | 0 | 0
2006 | 4 | 5 | 0.02 | 0.02 | 0 | 0 | 0.02 | 0 | 0 | 0 | 0 | 0 | 0 | 0 | 0
2006 | 4 | 6 | 0 | 0 | 0 | 0 | 0 | 0 | 0 | 0 | 0 | 0 | 0 | 0 | 0
2006 | 4 | 7 | 0.18 | 0.18 | 0.13 | 0 | 0.18 | 0.13 | 0 | 0 | 0 | 0 | 0 | 0 | 0
2006 | 4 | 8 | 0.49 | 0.49 | 0.44 | 0 | 0.49 | 0.44 | 0 | 0 | 0 | 0 | 0 | 0 | 0
2006 | 4 | 9 | 0 | 0 | 0 | 0 | 0 | 0 | 0 | 0 | 0 | 0 | 0 | 0 | 0
2006 | 4 | 10 | 0 | 0 | 0 | 0 | 0 | 0 | 0 | 0 | 0 | 0 | 0 | 0 | 0
2006 | 4 | 11 | 0 | 0 | 0 | 0 | 0 | 0 | 0 | 0 | 0 | 0 | 0 | 0 | 0
2006 | 4 | 12 | 0 | 0 | 0 | 0 | 0 | 0 | 0 | 0 | 0 | 0 | 0 | 0 | 0
2006 | 4 | 13 | 0 | 0 | 0 | 0 | 0 | 0 | 0 | 0 | 0 | 0 | 0 | 0 | 0
2006 | 4 | 14 | 0 | 0 | 0 | 0 | 0 | 0 | 0 | 0 | 0 | 0 | 0 | 0 | 0
2006 | 4 | 15 | 0 | 0 | 0 | 0 | 0 | 0 | 0 | 0 | 0 | 0 | 0 | 0 | 0
2006 | 4 | 16 | 0.01 | 0.01 | 0 | 0 | 0.01 | 0 | 0 | 0 | 0 | 0 | 0 | 0 | 0
2006 | 4 | 17 | 0.35 | 0.35 | 0.3 | 0 | 0.35 | 0.3 | 0 | 0 | 0 | 0 | 0 | 0 | 0
2006 | 4 | 18 | 0 | 0 | 0 | 0 | 0 | 0 | 0 | 0 | 0 | 0 | 0 | 0 | 0
2006 | 4 | 19 | 0 | 0 | 0 | 0 | 0 | 0 | 0 | 0 | 0 | 0 | 0 | 0 | 0
2006 | 4 | 20 | 0 | 0 | 0 | 0 | 0 | 0 | 0 | 0 | 0 | 0 | 0 | 0 | 0
2006 | 4 | 21 | 0.37 | 0.37 | 0.32 | 0 | 0.37 | 0.32 | 0 | 0 | 0 | 0 | 0 | 0 | 0
2006 | 4 | 22 | 1.08 | 1 | 0.95 | 0 | 1 | 0.95 | 0 | 0 | 0 | 0 | 0 | 0 | 0
2006 | 4 | 23 | 0 | 0 | 0 | 0 | 0 | 0 | 0 | 0 | 0 | 0 | 0 | 0 | 0
2006 | 4 | 24 | 0 | 0 | 0 | 0 | 0 | 0 | 0 | 0 | 0 | 0 | 0 | 0 | 0
2006 | 4 | 25 | 0.01 | 0.01 | 0 | 0 | 0.01 | 0 | 0 | 0 | 0 | 0 | 0 | 0 | 0
2006 | 4 | 26 | 0.02 | 0.02 | 0 | 0 | 0.02 | 0 | 0 | 0 | 0 | 0 | 0 | 0 | 0
2006 | 4 | 27 | 0 | 0 | 0 | 0 | 0 | 0 | 0 | 0 | 0 | 0 | 0 | 0 | 0
2006 | 4 | 28 | 0 | 0 | 0 | 0 | 0 | 0 | 0 | 0 | 0 | 0 | 0 | 0 | 0
2006 | 4 | 29 | 0 | 0 | 0 | 0 | 0 | 0 | 0 | 0 | 0 | 0 | 0 | 0 | 0
2006 | 4 | 30 | 0 | 0 | 0 | 0 | 0 | 0 | 0 | 0 | 0 | 0 | 0 | 0 | 0
2006 | 5 | 1 | 0 | 0 | 0 | 0 | 0 | 0 | 0 | 0 | 0 | 0 | 0 | 0 | 0
2006 | 5 | 2 | 0 | 0 | 0 | 0 | 0 | 0 | 0 | 0 | 0 | 0 | 0 | 0 | 0
2006 | 5 | 3 | 0 | 0 | 0 | 0 | 0 | 0 | 0 | 0 | 0 | 0 | 0 | 0 | 0
2006 | 5 | 4 | 0 | 0 | 0 | 0 | 0 | 0 | 0 | 0 | 0 | 0 | 0 | 0 | 0
2006 | 5 | 5 | 0 | 0 | 0 | 0 | 0 | 0 | 0 | 0 | 0 | 0 | 0 | 0 | 0
2006 | 5 | 6 | 0 | 0 | 0 | 0 | 0 | 0 | 0 | 0 | 0 | 0 | 0 | 0 | 0
2006 | 5 | 7 | 0.11 | 0.11 | 0.06 | 0 | 0.11 | 0.06 | 0 | 0 | 0 | 0 | 0 | 0 | 0
2006 | 5 | 8 | 0.07 | 0.07 | 0.02 | 0 | 0.07 | 0.02 | 0 | 0 | 0 | 0 | 0 | 0 | 0
2006 | 5 | 9 | 0 | 0 | 0 | 0 | 0 | 0 | 0 | 0 | 0 | 0 | 0 | 0 | 0
2006 | 5 | 10 | 0 | 0 | 0 | 0 | 0 | 0 | 0 | 0 | 0 | 0 | 0 | 0 | 0
2006 | 5 | 11 | 0.81 | 0.81 | 0.76 | 0 | 0.81 | 0.76 | 0 | 0 | 0 | 0 | 0 | 0 | 0
2006 | 5 | 12 | 0.28 | 0.28 | 0.23 | 0 | 0.28 | 0.23 | 0 | 0 | 0 | 0 | 0 | 0 | 0
2006 | 5 | 13 | 0 | 0 | 0 | 0 | 0 | 0 | 0 | 0 | 0 | 0 | 0 | 0 | 0
2006 | 5 | 14 | 0.4 | 0.4 | 0.35 | 0 | 0.4 | 0.35 | 0 | 0 | 0 | 0 | 0 | 0 | 0
2006 | 5 | 15 | 0.1 | 0.1 | 0.05 | 0 | 0.1 | 0.05 | 0 | 0 | 0 | 0 | 0 | 0 | 0
2006 | 5 | 16 | 0 | 0 | 0 | 0 | 0 | 0 | 0 | 0 | 0 | 0 | 0 | 0 | 0
2006 | 5 | 17 | 0.13 | 0.13 | 0.08 | 0 | 0.13 | 0.08 | 0 | 0 | 0 | 0 | 0 | 0 | 0
2006 | 5 | 18 | 0.17 | 0.17 | 0.12 | 0 | 0.17 | 0.12 | 0 | 0 | 0 | 0 | 0 | 0 | 0
2006 | 5 | 19 | 0.03 | 0.03 | 0 | 0 | 0.03 | 0 | 0 | 0 | 0 | 0 | 0 | 0 | 0
2006 | 5 | 20 | 0 | 0 | 0 | 0 | 0 | 0 | 0 | 0 | 0 | 0 | 0 | 0 | 0
2006 | 5 | 21 | 0 | 0 | 0 | 0 | 0 | 0 | 0 | 0 | 0 | 0 | 0 | 0 | 0
2006 | 5 | 22 | 0 | 0 | 0 | 0 | 0 | 0 | 0 | 0 | 0 | 0 | 0 | 0 | 0
2006 | 5 | 23 | 0 | 0 | 0 | 0 | 0 | 0 | 0 | 0 | 0 | 0 | 0 | 0 | 0
2006 | 5 | 24 | 0 | 0 | 0 | 0 | 0 | 0 | 0 | 0 | 0 | 0 | 0 | 0 | 0
2006 | 5 | 25 | 0 | 0 | 0 | 0 | 0 | 0 | 0 | 0 | 0 | 0 | 0 | 0 | 0
2006 | 5 | 26 | 0.11 | 0.11 | 0.06 | 0 | 0.11 | 0.06 | 0 | 0 | 0 | 0 | 0 | 0 | 0
2006 | 5 | 27 | 0 | 0 | 0 | 0 | 0 | 0 | 0 | 0 | 0 | 0 | 0 | 0 | 0
2006 | 5 | 28 | 0 | 0 | 0 | 0 | 0 | 0 | 0 | 0 | 0 | 0 | 0 | 0 | 0
2006 | 5 | 29 | 0 | 0 | 0 | 0 | 0 | 0 | 0 | 0 | 0 | 0 | 0 | 0 | 0
2006 | 5 | 30 | 0 | 0 | 0 | 0 | 0 | 0 | 0 | 0 | 0 | 0 | 0 | 0 | 0
2006 | 5 | 31 | 0 | 0 | 0 | 0 | 0 | 0 | 0 | 0 | 0 | 0 | 0 | 0 | 0
2006 | 6 | 1 | 0 | 0 | 0 | 0 | 0 | 0 | 0 | 0 | 0 | 0 | 0 | 0 | 0
2006 | 6 | 2 | 0 | 0 | 0 | 0 | 0 | 0 | 0 | 0 | 0 | 0 | 0 | 0 | 0
2006 | 6 | 3 | 0.05 | 0.05 | 0 | 0 | 0.05 | 0 | 0 | 0 | 0 | 0 | 0 | 0 | 0
2006 | 6 | 4 | 0 | 0 | 0 | 0 | 0 | 0 | 0 | 0 | 0 | 0 | 0 | 0 | 0
2006 | 6 | 5 | 0 | 0 | 0 | 0 | 0 | 0 | 0 | 0 | 0 | 0 | 0 | 0 | 0
2006 | 6 | 6 | 0 | 0 | 0 | 0 | 0 | 0 | 0 | 0 | 0 | 0 | 0 | 0 | 0
2006 | 6 | 7 | 0.01 | 0.01 | 0 | 0 | 0.01 | 0 | 0 | 0 | 0 | 0 | 0 | 0 | 0
2006 | 6 | 8 | 0 | 0 | 0 | 0 | 0 | 0 | 0 | 0 | 0 | 0 | 0 | 0 | 0
2006 | 6 | 9 | 0.18 | 0.18 | 0.13 | 0 | 0.18 | 0.13 | 0 | 0 | 0 | 0 | 0 | 0 | 0
2006 | 6 | 10 | 0 | 0 | 0 | 0 | 0 | 0 | 0 | 0 | 0 | 0 | 0 | 0 | 0
2006 | 6 | 11 | 0 | 0 | 0 | 0 | 0 | 0 | 0 | 0 | 0 | 0 | 0 | 0 | 0
2006 | 6 | 12 | 0.39 | 0.39 | 0.34 | 0 | 0.39 | 0.34 | 0 | 0 | 0 | 0 | 0 | 0 | 0
2006 | 6 | 13 | 0 | 0 | 0 | 0 | 0 | 0 | 0 | 0 | 0 | 0 | 0 | 0 | 0
2006 | 6 | 14 | 0 | 0 | 0 | 0 | 0 | 0 | 0 | 0 | 0 | 0 | 0 | 0 | 0
2006 | 6 | 15 | 0 | 0 | 0 | 0 | 0 | 0 | 0 | 0 | 0 | 0 | 0 | 0 | 0
2006 | 6 | 16 | 0 | 0 | 0 | 0 | 0 | 0 | 0 | 0 | 0 | 0 | 0 | 0 | 0
2006 | 6 | 17 | 0 | 0 | 0 | 0 | 0 | 0 | 0 | 0 | 0 | 0 | 0 | 0 | 0
2006 | 6 | 18 | 0 | 0 | 0 | 0 | 0 | 0 | 0 | 0 | 0 | 0 | 0 | 0 | 0
2006 | 6 | 19 | 1.99 | 1 | 0.95 | 0 | 1 | 0.95 | 0 | 0 | 0 | 0 | 0 | 0 | 0
2006 | 6 | 20 | 0.03 | 0.03 | 0 | 0 | 0.03 | 0 | 0 | 0 | 0 | 0 | 0 | 0 | 0
2006 | 6 | 21 | 0 | 0 | 0 | 0 | 0 | 0 | 0 | 0 | 0 | 0 | 0 | 0 | 0
2006 | 6 | 22 | 0.04 | 0.04 | 0 | 0 | 0.04 | 0 | 0 | 0 | 0 | 0 | 0 | 0 | 0
2006 | 6 | 23 | 0.68 | 0.68 | 0.63 | 0 | 0.68 | 0.63 | 0 | 0 | 0 | 0 | 0 | 0 | 0
2006 | 6 | 24 | 0.14 | 0.14 | 0.09 | 0 | 0.14 | 0.09 | 0 | 0 | 0 | 0 | 0 | 0 | 0
2006 | 6 | 25 | 5.19 | 1 | 0.95 | 0 | 1 | 0.95 | 0 | 0 | 0 | 0 | 0 | 0 | 0
2006 | 6 | 26 | 4.22 | 1 | 0.95 | 0 | 1 | 0.95 | 0 | 0 | 0 | 0 | 0 | 0 | 0
2006 | 6 | 27 | 0.93 | 0.93 | 0.88 | 0 | 0.93 | 0.88 | 0 | 0 | 0 | 0 | 0 | 0 | 0
2006 | 6 | 28 | 0.17 | 0.17 | 0.12 | 0 | 0.17 | 0.12 | 0 | 0 | 0 | 0 | 0 | 0 | 0
2006 | 6 | 29 | 0 | 0 | 0 | 0 | 0 | 0 | 0 | 0 | 0 | 0 | 0 | 0 | 0
2006 | 6 | 30 | 0 | 0 | 0 | 0 | 0 | 0 | 0 | 0 | 0 | 0 | 0 | 0 | 0
2006 | 7 | 1 | 0 | 0 | 0 | 0 | 0 | 0 | 0 | 0 | 0 | 0 | 0 | 0 | 0
2006 | 7 | 2 | 0.7 | 0.7 | 0.65 | 0 | 0.7 | 0.65 | 0 | 0 | 0 | 0 | 0 | 0 | 0
2006 | 7 | 3 | 0 | 0 | 0 | 0 | 0 | 0 | 0 | 0 | 0 | 0 | 0 | 0 | 0
2006 | 7 | 4 | 0.35 | 0.35 | 0.3 | 0 | 0.35 | 0.3 | 0 | 0 | 0 | 0 | 0 | 0 | 0
2006 | 7 | 5 | 0.87 | 0.87 | 0.82 | 0 | 0.87 | 0.82 | 0 | 0 | 0 | 0 | 0 | 0 | 0
2006 | 7 | 6 | 0.61 | 0.61 | 0.56 | 0 | 0.61 | 0.56 | 0 | 0 | 0 | 0 | 0 | 0 | 0
2006 | 7 | 7 | 0 | 0 | 0 | 0 | 0 | 0 | 0 | 0 | 0 | 0 | 0 | 0 | 0
2006 | 7 | 8 | 0 | 0 | 0 | 0 | 0 | 0 | 0 | 0 | 0 | 0 | 0 | 0 | 0
2006 | 7 | 9 | 0 | 0 | 0 | 0 | 0 | 0 | 0 | 0 | 0 | 0 | 0 | 0 | 0
2006 | 7 | 10 | 0 | 0 | 0 | 0 | 0 | 0 | 0 | 0 | 0 | 0 | 0 | 0 | 0
2006 | 7 | 11 | 0 | 0 | 0 | 0 | 0 | 0 | 0 | 0 | 0 | 0 | 0 | 0 | 0
2006 | 7 | 12 | 0.69 | 0.69 | 0.64 | 0 | 0.69 | 0.64 | 0 | 0 | 0 | 0 | 0 | 0 | 0
2006 | 7 | 13 | 0 | 0 | 0 | 0 | 0 | 0 | 0 | 0 | 0 | 0 | 0 | 0 | 0
2006 | 7 | 14 | 0 | 0 | 0 | 0 | 0 | 0 | 0 | 0 | 0 | 0 | 0 | 0 | 0
2006 | 7 | 15 | 0 | 0 | 0 | 0 | 0 | 0 | 0 | 0 | 0 | 0 | 0 | 0 | 0
2006 | 7 | 16 | 0 | 0 | 0 | 0 | 0 | 0 | 0 | 0 | 0 | 0 | 0 | 0 | 0
2006 | 7 | 17 | 0 | 0 | 0 | 0 | 0 | 0 | 0 | 0 | 0 | 0 | 0 | 0 | 0
2006 | 7 | 18 | 0 | 0 | 0 | 0 | 0 | 0 | 0 | 0 | 0 | 0 | 0 | 0 | 0
2006 | 7 | 19 | 0 | 0 | 0 | 0 | 0 | 0 | 0 | 0 | 0 | 0 | 0 | 0 | 0
2006 | 7 | 20 | 0 | 0 | 0 | 0 | 0 | 0 | 0 | 0 | 0 | 0 | 0 | 0 | 0
2006 | 7 | 21 | 0 | 0 | 0 | 0 | 0 | 0 | 0 | 0 | 0 | 0 | 0 | 0 | 0
2006 | 7 | 22 | 0.34 | 0.34 | 0.29 | 0 | 0.34 | 0.29 | 0 | 0 | 0 | 0 | 0 | 0 | 0
2006 | 7 | 23 | 0 | 0 | 0 | 0 | 0 | 0 | 0 | 0 | 0 | 0 | 0 | 0 | 0
2006 | 7 | 24 | 0 | 0 | 0 | 0 | 0 | 0 | 0 | 0 | 0 | 0 | 0 | 0 | 0
2006 | 7 | 25 | 0 | 0 | 0 | 0 | 0 | 0 | 0 | 0 | 0 | 0 | 0 | 0 | 0
2006 | 7 | 26 | 0 | 0 | 0 | 0 | 0 | 0 | 0 | 0 | 0 | 0 | 0 | 0 | 0
2006 | 7 | 27 | 0 | 0 | 0 | 0 | 0 | 0 | 0 | 0 | 0 | 0 | 0 | 0 | 0
2006 | 7 | 28 | 0 | 0 | 0 | 0 | 0 | 0 | 0 | 0 | 0 | 0 | 0 | 0 | 0
2006 | 7 | 29 | 0 | 0 | 0 | 0 | 0 | 0 | 0 | 0 | 0 | 0 | 0 | 0 | 0
2006 | 7 | 30 | 0 | 0 | 0 | 0 | 0 | 0 | 0 | 0 | 0 | 0 | 0 | 0 | 0
2006 | 7 | 31 | 0 | 0 | 0 | 0 | 0 | 0 | 0 | 0 | 0 | 0 | 0 | 0 | 0
2006 | 8 | 1 | 0 | 0 | 0 | 0 | 0 | 0 | 0 | 0 | 0 | 0 | 0 | 0 | 0
2006 | 8 | 2 | 0 | 0 | 0 | 0 | 0 | 0 | 0 | 0 | 0 | 0 | 0 | 0 | 0
2006 | 8 | 3 | 0 | 0 | 0 | 0 | 0 | 0 | 0 | 0 | 0 | 0 | 0 | 0 | 0
2006 | 8 | 4 | 0 | 0 | 0 | 0 | 0 | 0 | 0 | 0 | 0 | 0 | 0 | 0 | 0
2006 | 8 | 5 | 0 | 0 | 0 | 0 | 0 | 0 | 0 | 0 | 0 | 0 | 0 | 0 | 0
2006 | 8 | 6 | 0 | 0 | 0 | 0 | 0 | 0 | 0 | 0 | 0 | 0 | 0 | 0 | 0
2006 | 8 | 7 | 0.79 | 0.79 | 0.74 | 0 | 0.79 | 0.74 | 0 | 0 | 0 | 0 | 0 | 0 | 0
2006 | 8 | 8 | 0 | 0 | 0 | 0 | 0 | 0 | 0 | 0 | 0 | 0 | 0 | 0 | 0
2006 | 8 | 9 | 0 | 0 | 0 | 0 | 0 | 0 | 0 | 0 | 0 | 0 | 0 | 0 | 0
2006 | 8 | 10 | 0.17 | 0.17 | 0.12 | 0 | 0.17 | 0.12 | 0 | 0 | 0 | 0 | 0 | 0 | 0
2006 | 8 | 11 | 0 | 0 | 0 | 0 | 0 | 0 | 0 | 0 | 0 | 0 | 0 | 0 | 0
2006 | 8 | 12 | 0 | 0 | 0 | 0 | 0 | 0 | 0 | 0 | 0 | 0 | 0 | 0 | 0
2006 | 8 | 13 | 0 | 0 | 0 | 0 | 0 | 0 | 0 | 0 | 0 | 0 | 0 | 0 | 0
2006 | 8 | 14 | 0 | 0 | 0 | 0 | 0 | 0 | 0 | 0 | 0 | 0 | 0 | 0 | 0
2006 | 8 | 15 | 0 | 0 | 0 | 0 | 0 | 0 | 0 | 0 | 0 | 0 | 0 | 0 | 0
2006 | 8 | 16 | 0 | 0 | 0 | 0 | 0 | 0 | 0 | 0 | 0 | 0 | 0 | 0 | 0
2006 | 8 | 17 | 0 | 0 | 0 | 0 | 0 | 0 | 0 | 0 | 0 | 0 | 0 | 0 | 0
2006 | 8 | 18 | 0 | 0 | 0 | 0 | 0 | 0 | 0 | 0 | 0 | 0 | 0 | 0 | 0
2006 | 8 | 19 | 0 | 0 | 0 | 0 | 0 | 0 | 0 | 0 | 0 | 0 | 0 | 0 | 0
2006 | 8 | 20 | 0 | 0 | 0 | 0 | 0 | 0 | 0 | 0 | 0 | 0 | 0 | 0 | 0
2006 | 8 | 21 | 0 | 0 | 0 | 0 | 0 | 0 | 0 | 0 | 0 | 0 | 0 | 0 | 0
2006 | 8 | 22 | 0 | 0 | 0 | 0 | 0 | 0 | 0 | 0 | 0 | 0 | 0 | 0 | 0
2006 | 8 | 23 | 0 | 0 | 0 | 0 | 0 | 0 | 0 | 0 | 0 | 0 | 0 | 0 | 0
2006 | 8 | 24 | 0 | 0 | 0 | 0 | 0 | 0 | 0 | 0 | 0 | 0 | 0 | 0 | 0
2006 | 8 | 25 | 0 | 0 | 0 | 0 | 0 | 0 | 0 | 0 | 0 | 0 | 0 | 0 | 0
2006 | 8 | 26 | 0 | 0 | 0 | 0 | 0 | 0 | 0 | 0 | 0 | 0 | 0 | 0 | 0
2006 | 8 | 27 | 0 | 0 | 0 | 0 | 0 | 0 | 0 | 0 | 0 | 0 | 0 | 0 | 0
2006 | 8 | 28 | 0 | 0 | 0 | 0 | 0 | 0 | 0 | 0 | 0 | 0 | 0 | 0 | 0
2006 | 8 | 29 | 0.01 | 0.01 | 0 | 0 | 0.01 | 0 | 0 | 0 | 0 | 0 | 0 | 0 | 0
2006 | 8 | 30 | 0.06 | 0.06 | 0.01 | 0 | 0.06 | 0.01 | 0 | 0 | 0 | 0 | 0 | 0 | 0
2006 | 8 | 31 | 0 | 0 | 0 | 0 | 0 | 0 | 0 | 0 | 0 | 0 | 0 | 0 | 0
2006 | 9 | 1 | 2.18 | 1 | 0.95 | 0 | 1 | 0.95 | 0 | 0 | 0 | 0 | 0 | 0 | 0
2006 | 9 | 2 | 0.53 | 0.53 | 0.48 | 0 | 0.53 | 0.48 | 0 | 0 | 0 | 0 | 0 | 0 | 0
2006 | 9 | 3 | 0 | 0 | 0 | 0 | 0 | 0 | 0 | 0 | 0 | 0 | 0 | 0 | 0
2006 | 9 | 4 | 0 | 0 | 0 | 0 | 0 | 0 | 0 | 0 | 0 | 0 | 0 | 0 | 0
2006 | 9 | 5 | 1.77 | 1 | 0.95 | 0 | 1 | 0.95 | 0 | 0 | 0 | 0 | 0 | 0 | 0
2006 | 9 | 6 | 0 | 0 | 0 | 0 | 0 | 0 | 0 | 0 | 0 | 0 | 0 | 0 | 0
2006 | 9 | 7 | 0 | 0 | 0 | 0 | 0 | 0 | 0 | 0 | 0 | 0 | 0 | 0 | 0
2006 | 9 | 8 | 0 | 0 | 0 | 0 | 0 | 0 | 0 | 0 | 0 | 0 | 0 | 0 | 0
2006 | 9 | 9 | 0 | 0 | 0 | 0 | 0 | 0 | 0 | 0 | 0 | 0 | 0 | 0 | 0
2006 | 9 | 10 | 0 | 0 | 0 | 0 | 0 | 0 | 0 | 0 | 0 | 0 | 0 | 0 | 0
2006 | 9 | 11 | 0 | 0 | 0 | 0 | 0 | 0 | 0 | 0 | 0 | 0 | 0 | 0 | 0
2006 | 9 | 12 | 0 | 0 | 0 | 0 | 0 | 0 | 0 | 0 | 0 | 0 | 0 | 0 | 0
2006 | 9 | 13 | 0 | 0 | 0 | 0 | 0 | 0 | 0 | 0 | 0 | 0 | 0 | 0 | 0
2006 | 9 | 14 | 0.71 | 0.71 | 0.66 | 0 | 0.71 | 0.66 | 0 | 0 | 0 | 0 | 0 | 0 | 0
2006 | 9 | 15 | 0.02 | 0.02 | 0 | 0 | 0.02 | 0 | 0 | 0 | 0 | 0 | 0 | 0 | 0
2006 | 9 | 16 | 0.05 | 0.05 | 0 | 0 | 0.05 | 0 | 0 | 0 | 0 | 0 | 0 | 0 | 0
2006 | 9 | 17 | 0 | 0 | 0 | 0 | 0 | 0 | 0 | 0 | 0 | 0 | 0 | 0 | 0
2006 | 9 | 18 | 0 | 0 | 0 | 0 | 0 | 0 | 0 | 0 | 0 | 0 | 0 | 0 | 0
2006 | 9 | 19 | 0 | 0 | 0 | 0 | 0 | 0 | 0 | 0 | 0 | 0 | 0 | 0 | 0
2006 | 9 | 20 | 0 | 0 | 0 | 0 | 0 | 0 | 0 | 0 | 0 | 0 | 0 | 0 | 0
2006 | 9 | 21 | 0 | 0 | 0 | 0 | 0 | 0 | 0 | 0 | 0 | 0 | 0 | 0 | 0
2006 | 9 | 22 | 0 | 0 | 0 | 0 | 0 | 0 | 0 | 0 | 0 | 0 | 0 | 0 | 0
2006 | 9 | 23 | 0 | 0 | 0 | 0 | 0 | 0 | 0 | 0 | 0 | 0 | 0 | 0 | 0
2006 | 9 | 24 | 0 | 0 | 0 | 0 | 0 | 0 | 0 | 0 | 0 | 0 | 0 | 0 | 0
2006 | 9 | 25 | 0 | 0 | 0 | 0 | 0 | 0 | 0 | 0 | 0 | 0 | 0 | 0 | 0
2006 | 9 | 26 | 0 | 0 | 0 | 0 | 0 | 0 | 0 | 0 | 0 | 0 | 0 | 0 | 0
2006 | 9 | 27 | 0 | 0 | 0 | 0 | 0 | 0 | 0 | 0 | 0 | 0 | 0 | 0 | 0
2006 | 9 | 28 | 1.04 | 1 | 0.95 | 0 | 1 | 0.95 | 0 | 0 | 0 | 0 | 0 | 0 | 0
2006 | 9 | 29 | 0 | 0 | 0 | 0 | 0 | 0 | 0 | 0 | 0 | 0 | 0 | 0 | 0
2006 | 9 | 30 | 0.01 | 0.01 | 0 | 0 | 0.01 | 0 | 0 | 0 | 0 | 0 | 0 | 0 | 0
2006 | 10 | 1 | 0.2 | 0.2 | 0.15 | 0 | 0.2 | 0.15 | 0 | 0 | 0 | 0 | 0 | 0 | 0
2006 | 10 | 2 | 0 | 0 | 0 | 0 | 0 | 0 | 0 | 0 | 0 | 0 | 0 | 0 | 0
2006 | 10 | 3 | 0 | 0 | 0 | 0 | 0 | 0 | 0 | 0 | 0 | 0 | 0 | 0 | 0
2006 | 10 | 4 | 0 | 0 | 0 | 0 | 0 | 0 | 0 | 0 | 0 | 0 | 0 | 0 | 0
2006 | 10 | 5 | 0.73 | 0.73 | 0.68 | 0 | 0.73 | 0.68 | 0 | 0 | 0 | 0 | 0 | 0 | 0
2006 | 10 | 6 | 1.31 | 1 | 0.95 | 0 | 1 | 0.95 | 0 | 0 | 0 | 0 | 0 | 0 | 0
2006 | 10 | 7 | 0.01 | 0.01 | 0 | 0 | 0.01 | 0 | 0 | 0 | 0 | 0 | 0 | 0 | 0
2006 | 10 | 8 | 0 | 0 | 0 | 0 | 0 | 0 | 0 | 0 | 0 | 0 | 0 | 0 | 0
2006 | 10 | 9 | 0 | 0 | 0 | 0 | 0 | 0 | 0 | 0 | 0 | 0 | 0 | 0 | 0
2006 | 10 | 10 | 0 | 0 | 0 | 0 | 0 | 0 | 0 | 0 | 0 | 0 | 0 | 0 | 0
2006 | 10 | 11 | 0 | 0 | 0 | 0 | 0 | 0 | 0 | 0 | 0 | 0 | 0 | 0 | 0
2006 | 10 | 12 | 0.23 | 0.23 | 0.18 | 0 | 0.23 | 0.18 | 0 | 0 | 0 | 0 | 0 | 0 | 0
2006 | 10 | 13 | 0 | 0 | 0 | 0 | 0 | 0 | 0 | 0 | 0 | 0 | 0 | 0 | 0
2006 | 10 | 14 | 0 | 0 | 0 | 0 | 0 | 0 | 0 | 0 | 0 | 0 | 0 | 0 | 0
2006 | 10 | 15 | 0 | 0 | 0 | 0 | 0 | 0 | 0 | 0 | 0 | 0 | 0 | 0 | 0
2006 | 10 | 16 | 0 | 0 | 0 | 0 | 0 | 0 | 0 | 0 | 0 | 0 | 0 | 0 | 0
2006 | 10 | 17 | 0.55 | 0.55 | 0.5 | 0 | 0.55 | 0.5 | 0 | 0 | 0 | 0 | 0 | 0 | 0
2006 | 10 | 18 | 0 | 0 | 0 | 0 | 0 | 0 | 0 | 0 | 0 | 0 | 0 | 0 | 0
2006 | 10 | 19 | 0.02 | 0.02 | 0 | 0 | 0.02 | 0 | 0 | 0 | 0 | 0 | 0 | 0 | 0
2006 | 10 | 20 | 0.22 | 0.22 | 0.17 | 0 | 0.22 | 0.17 | 0 | 0 | 0 | 0 | 0 | 0 | 0
2006 | 10 | 21 | 0 | 0 | 0 | 0 | 0 | 0 | 0 | 0 | 0 | 0 | 0 | 0 | 0
2006 | 10 | 22 | 0 | 0 | 0 | 0 | 0 | 0 | 0 | 0 | 0 | 0 | 0 | 0 | 0
2006 | 10 | 23 | 0 | 0 | 0 | 0 | 0 | 0 | 0 | 0 | 0 | 0 | 0 | 0 | 0
2006 | 10 | 24 | 0 | 0 | 0 | 0 | 0 | 0 | 0 | 0 | 0 | 0 | 0 | 0 | 0
2006 | 10 | 25 | 0 | 0 | 0 | 0 | 0 | 0 | 0 | 0 | 0 | 0 | 0 | 0 | 0
2006 | 10 | 26 | 0 | 0 | 0 | 0 | 0 | 0 | 0 | 0 | 0 | 0 | 0 | 0 | 0
2006 | 10 | 27 | 0.75 | 0.75 | 0.7 | 0 | 0.75 | 0.7 | 0 | 0 | 0 | 0 | 0 | 0 | 0
2006 | 10 | 28 | 1.04 | 1 | 0.95 | 0 | 1 | 0.95 | 0 | 0 | 0 | 0 | 0 | 0 | 0
2006 | 10 | 29 | 0 | 0 | 0 | 0 | 0 | 0 | 0 | 0 | 0 | 0 | 0 | 0 | 0
2006 | 10 | 30 | 0 | 0 | 0 | 0 | 0 | 0 | 0 | 0 | 0 | 0 | 0 | 0 | 0
2006 | 10 | 31 | 0 | 0 | 0 | 0 | 0 | 0 | 0 | 0 | 0 | 0 | 0 | 0 | 0
2006 | 11 | 1 | 0 | 0 | 0 | 0 | 0 | 0 | 0 | 0 | 0 | 0 | 0 | 0 | 0
2006 | 11 | 2 | 0.38 | 0.38 | 0.33 | 0 | 0.38 | 0.33 | 0 | 0 | 0 | 0 | 0 | 0 | 0
2006 | 11 | 3 | 0 | 0 | 0 | 0 | 0 | 0 | 0 | 0 | 0 | 0 | 0 | 0 | 0
2006 | 11 | 4 | 0 | 0 | 0 | 0 | 0 | 0 | 0 | 0 | 0 | 0 | 0 | 0 | 0
2006 | 11 | 5 | 0 | 0 | 0 | 0 | 0 | 0 | 0 | 0 | 0 | 0 | 0 | 0 | 0
2006 | 11 | 6 | 0 | 0 | 0 | 0 | 0 | 0 | 0 | 0 | 0 | 0 | 0 | 0 | 0
2006 | 11 | 7 | 0.27 | 0.27 | 0.22 | 0 | 0.27 | 0.22 | 0 | 0 | 0 | 0 | 0 | 0 | 0
2006 | 11 | 8 | 1.48 | 1 | 0.95 | 0 | 1 | 0.95 | 0 | 0 | 0 | 0 | 0 | 0 | 0
2006 | 11 | 9 | 0 | 0 | 0 | 0 | 0 | 0 | 0 | 0 | 0 | 0 | 0 | 0 | 0
2006 | 11 | 10 | 0 | 0 | 0 | 0 | 0 | 0 | 0 | 0 | 0 | 0 | 0 | 0 | 0
2006 | 11 | 11 | 0 | 0 | 0 | 0 | 0 | 0 | 0 | 0 | 0 | 0 | 0 | 0 | 0
2006 | 11 | 12 | 1.11 | 1 | 0.95 | 0 | 1 | 0.95 | 0 | 0 | 0 | 0 | 0 | 0 | 0
2006 | 11 | 13 | 0.03 | 0.03 | 0 | 0 | 0.03 | 0 | 0 | 0 | 0 | 0 | 0 | 0 | 0
2006 | 11 | 14 | 0 | 0 | 0 | 0 | 0 | 0 | 0 | 0 | 0 | 0 | 0 | 0 | 0
2006 | 11 | 15 | 0 | 0 | 0 | 0 | 0 | 0 | 0 | 0 | 0 | 0 | 0 | 0 | 0
2006 | 11 | 16 | 1.01 | 1 | 0.95 | 0 | 1 | 0.95 | 0 | 0 | 0 | 0 | 0 | 0 | 0
2006 | 11 | 17 | 0 | 0 | 0 | 0 | 0 | 0 | 0 | 0 | 0 | 0 | 0 | 0 | 0
2006 | 11 | 18 | 0 | 0 | 0 | 0 | 0 | 0 | 0 | 0 | 0 | 0 | 0 | 0 | 0
2006 | 11 | 19 | 0 | 0 | 0 | 0 | 0 | 0 | 0 | 0 | 0 | 0 | 0 | 0 | 0
2006 | 11 | 20 | 0 | 0 | 0 | 0 | 0 | 0 | 0 | 0 | 0 | 0 | 0 | 0 | 0
2006 | 11 | 21 | 0 | 0 | 0 | 0 | 0 | 0 | 0 | 0 | 0 | 0 | 0 | 0 | 0
2006 | 11 | 22 | 0.81 | 0.81 | 0.76 | 0 | 0.81 | 0.76 | 0 | 0 | 0 | 0 | 0 | 0 | 0
2006 | 11 | 23 | 0.07 | 0.07 | 0.02 | 0 | 0.07 | 0.02 | 0 | 0 | 0 | 0 | 0 | 0 | 0
2006 | 11 | 24 | 0 | 0 | 0 | 0 | 0 | 0 | 0 | 0 | 0 | 0 | 0 | 0 | 0
2006 | 11 | 25 | 0 | 0 | 0 | 0 | 0 | 0 | 0 | 0 | 0 | 0 | 0 | 0 | 0
2006 | 11 | 26 | 0 | 0 | 0 | 0 | 0 | 0 | 0 | 0 | 0 | 0 | 0 | 0 | 0
2006 | 11 | 27 | 0 | 0 | 0 | 0 | 0 | 0 | 0 | 0 | 0 | 0 | 0 | 0 | 0
2006 | 11 | 28 | 0 | 0 | 0 | 0 | 0 | 0 | 0 | 0 | 0 | 0 | 0 | 0 | 0
2006 | 11 | 29 | 0 | 0 | 0 | 0 | 0 | 0 | 0 | 0 | 0 | 0 | 0 | 0 | 0
2006 | 11 | 30 | 0 | 0 | 0 | 0 | 0 | 0 | 0 | 0 | 0 | 0 | 0 | 0 | 0
2006 | 12 | 1 | 0.06 | 0.06 | 0.01 | 0 | 0.06 | 0.01 | 0 | 0 | 0 | 0 | 0 | 0 | 0
2006 | 12 | 2 | 0 | 0 | 0 | 0 | 0 | 0 | 0 | 0 | 0 | 0 | 0 | 0 | 0
2006 | 12 | 3 | 0 | 0 | 0 | 0 | 0 | 0 | 0 | 0 | 0 | 0 | 0 | 0 | 0
2006 | 12 | 4 | 0 | 0 | 0 | 0 | 0 | 0 | 0 | 0 | 0 | 0 | 0 | 0 | 0
2006 | 12 | 5 | 0 | 0 | 0 | 0 | 0 | 0 | 0 | 0 | 0 | 0 | 0 | 0 | 0
2006 | 12 | 6 | 0 | 0 | 0 | 0 | 0 | 0 | 0 | 0 | 0 | 0 | 0 | 0 | 0
2006 | 12 | 7 | 0 | 0 | 0 | 0 | 0 | 0 | 0 | 0 | 0 | 0 | 0 | 0 | 0
2006 | 12 | 8 | 0 | 0 | 0 | 0 | 0 | 0 | 0 | 0 | 0 | 0 | 0 | 0 | 0
2006 | 12 | 9 | 0 | 0 | 0 | 0 | 0 | 0 | 0 | 0 | 0 | 0 | 0 | 0 | 0
2006 | 12 | 10 | 0 | 0 | 0 | 0 | 0 | 0 | 0 | 0 | 0 | 0 | 0 | 0 | 0
2006 | 12 | 11 | 0 | 0 | 0 | 0 | 0 | 0 | 0 | 0 | 0 | 0 | 0 | 0 | 0
2006 | 12 | 12 | 0 | 0 | 0 | 0 | 0 | 0 | 0 | 0 | 0 | 0 | 0 | 0 | 0
2006 | 12 | 13 | 0.09 | 0.09 | 0.04 | 0 | 0.09 | 0.04 | 0 | 0 | 0 | 0 | 0 | 0 | 0
2006 | 12 | 14 | 0 | 0 | 0 | 0 | 0 | 0 | 0 | 0 | 0 | 0 | 0 | 0 | 0
2006 | 12 | 15 | 0 | 0 | 0 | 0 | 0 | 0 | 0 | 0 | 0 | 0 | 0 | 0 | 0
2006 | 12 | 16 | 0 | 0 | 0 | 0 | 0 | 0 | 0 | 0 | 0 | 0 | 0 | 0 | 0
2006 | 12 | 17 | 0 | 0 | 0 | 0 | 0 | 0 | 0 | 0 | 0 | 0 | 0 | 0 | 0
2006 | 12 | 18 | 0 | 0 | 0 | 0 | 0 | 0 | 0 | 0 | 0 | 0 | 0 | 0 | 0
2006 | 12 | 19 | 0 | 0 | 0 | 0 | 0 | 0 | 0 | 0 | 0 | 0 | 0 | 0 | 0
2006 | 12 | 20 | 0 | 0 | 0 | 0 | 0 | 0 | 0 | 0 | 0 | 0 | 0 | 0 | 0
2006 | 12 | 21 | 0 | 0 | 0 | 0 | 0 | 0 | 0 | 0 | 0 | 0 | 0 | 0 | 0
2006 | 12 | 22 | 0.7 | 0.7 | 0.65 | 0 | 0.7 | 0.65 | 0 | 0 | 0 | 0 | 0 | 0 | 0
2006 | 12 | 23 | 0.06 | 0.06 | 0.01 | 0 | 0.06 | 0.01 | 0 | 0 | 0 | 0 | 0 | 0 | 0
2006 | 12 | 24 | 0 | 0 | 0 | 0 | 0 | 0 | 0 | 0 | 0 | 0 | 0 | 0 | 0
2006 | 12 | 25 | 0.49 | 0.49 | 0.44 | 0 | 0.49 | 0.44 | 0 | 0 | 0 | 0 | 0 | 0 | 0
2006 | 12 | 26 | 0.1 | 0.1 | 0.05 | 0 | 0.1 | 0.05 | 0 | 0 | 0 | 0 | 0 | 0 | 0
2006 | 12 | 27 | 0 | 0 | 0 | 0 | 0 | 0 | 0 | 0 | 0 | 0 | 0 | 0 | 0
2006 | 12 | 28 | 0 | 0 | 0 | 0 | 0 | 0 | 0 | 0 | 0 | 0 | 0 | 0 | 0
2006 | 12 | 29 | 0 | 0 | 0 | 0 | 0 | 0 | 0 | 0 | 0 | 0 | 0 | 0 | 0
2006 | 12 | 30 | 0 | 0 | 0 | 0 | 0 | 0 | 0 | 0 | 0 | 0 | 0 | 0 | 0
2006 | 12 | 31 | 0.06 | 0.06 | 0.01 | 0 | 0.06 | 0.01 | 0 | 0 | 0 | 0 | 0 | 0 | 0
2007 | 1 | 1 | 1.03 | 1 | 0.95 | 0 | 1 | 0.95 | 0 | 0 | 0 | 0 | 0 | 0 | 0
2007 | 1 | 2 | 0 | 0 | 0 | 0 | 0 | 0 | 0 | 0 | 0 | 0 | 0 | 0 | 0
2007 | 1 | 3 | 0 | 0 | 0 | 0 | 0 | 0 | 0 | 0 | 0 | 0 | 0 | 0 | 0
2007 | 1 | 4 | 0 | 0 | 0 | 0 | 0 | 0 | 0 | 0 | 0 | 0 | 0 | 0 | 0
2007 | 1 | 5 | 0.19 | 0.19 | 0.14 | 0 | 0.19 | 0.14 | 0 | 0 | 0 | 0 | 0 | 0 | 0
2007 | 1 | 6 | 0.02 | 0.02 | 0 | 0 | 0.02 | 0 | 0 | 0 | 0 | 0 | 0 | 0 | 0
2007 | 1 | 7 | 0.23 | 0.23 | 0.18 | 0 | 0.23 | 0.18 | 0 | 0 | 0 | 0 | 0 | 0 | 0
2007 | 1 | 8 | 0.5 | 0.5 | 0.45 | 0 | 0.5 | 0.45 | 0 | 0 | 0 | 0 | 0 | 0 | 0
2007 | 1 | 9 | 0 | 0 | 0 | 0 | 0 | 0 | 0 | 0 | 0 | 0 | 0 | 0 | 0
2007 | 1 | 10 | 0 | 0 | 0 | 0 | 0 | 0 | 0 | 0 | 0 | 0 | 0 | 0 | 0
2007 | 1 | 11 | 0 | 0 | 0 | 0 | 0 | 0 | 0 | 0 | 0 | 0 | 0 | 0 | 0
2007 | 1 | 12 | 0.02 | 0.02 | 0 | 0 | 0.02 | 0 | 0 | 0 | 0 | 0 | 0 | 0 | 0
2007 | 1 | 13 | 0.01 | 0.01 | 0 | 0 | 0.01 | 0 | 0 | 0 | 0 | 0 | 0 | 0 | 0
2007 | 1 | 14 | 0.06 | 0.06 | 0.01 | 0 | 0.06 | 0.01 | 0 | 0 | 0 | 0 | 0 | 0 | 0
2007 | 1 | 15 | 0 | 0 | 0 | 0 | 0 | 0 | 0 | 0 | 0 | 0 | 0 | 0 | 0
2007 | 1 | 16 | 0 | 0 | 0 | 0 | 0 | 0 | 0 | 0 | 0 | 0 | 0 | 0 | 0
2007 | 1 | 17 | 0 | 0 | 0 | 0 | 0 | 0 | 0 | 0 | 0 | 0 | 0 | 0 | 0
2007 | 1 | 18 | 0 | 0 | 0 | 0 | 0 | 0 | 0 | 0 | 0 | 0 | 0 | 0 | 0
2007 | 1 | 19 | 0 | 0 | 0 | 0 | 0 | 0 | 0 | 0 | 0 | 0 | 0 | 0 | 0
2007 | 1 | 20 | 0 | 0 | 0 | 0 | 0 | 0 | 0 | 0 | 0 | 0 | 0 | 0 | 0
2007 | 1 | 21 | 0.33 | 0.33 | 0.28 | 0 | 0.33 | 0.28 | 0 | 0 | 0 | 0 | 0 | 0 | 0
2007 | 1 | 22 | 0.02 | 0.02 | 0 | 0 | 0.02 | 0 | 0 | 0 | 0 | 0 | 0 | 0 | 0
2007 | 1 | 23 | 0 | 0 | 0 | 0 | 0 | 0 | 0 | 0 | 0 | 0 | 0 | 0 | 0
2007 | 1 | 24 | 0 | 0 | 0 | 0 | 0 | 0 | 0 | 0 | 0 | 0 | 0 | 0 | 0
2007 | 1 | 25 | 0 | 0 | 0 | 0 | 0 | 0 | 0 | 0 | 0 | 0 | 0 | 0 | 0
2007 | 1 | 26 | 0 | 0 | 0 | 0 | 0 | 0 | 0 | 0 | 0 | 0 | 0 | 0 | 0
2007 | 1 | 27 | 0 | 0 | 0 | 0 | 0 | 0 | 0 | 0 | 0 | 0 | 0 | 0 | 0
2007 | 1 | 28 | 0.05 | 0.05 | 0 | 0 | 0.05 | 0 | 0 | 0 | 0 | 0 | 0 | 0 | 0
2007 | 1 | 29 | 0 | 0 | 0 | 0 | 0 | 0 | 0 | 0 | 0 | 0 | 0 | 0 | 0
2007 | 1 | 30 | 0 | 0 | 0 | 0 | 0 | 0 | 0 | 0 | 0 | 0 | 0 | 0 | 0
2007 | 1 | 31 | 0 | 0 | 0 | 0 | 0 | 0 | 0 | 0 | 0 | 0 | 0 | 0 | 0
2007 | 2 | 1 | 0.01 | 0.01 | 0 | 0 | 0.01 | 0 | 0 | 0 | 0 | 0 | 0 | 0 | 0
2007 | 2 | 2 | 0.08 | 0.08 | 0.03 | 0 | 0.08 | 0.03 | 0 | 0 | 0 | 0 | 0 | 0 | 0
2007 | 2 | 3 | 0 | 0 | 0 | 0 | 0 | 0 | 0 | 0 | 0 | 0 | 0 | 0 | 0
2007 | 2 | 4 | 0 | 0 | 0 | 0 | 0 | 0 | 0 | 0 | 0 | 0 | 0 | 0 | 0
2007 | 2 | 5 | 0 | 0 | 0 | 0 | 0 | 0 | 0 | 0 | 0 | 0 | 0 | 0 | 0
2007 | 2 | 6 | 0.02 | 0.02 | 0 | 0 | 0.02 | 0 | 0 | 0 | 0 | 0 | 0 | 0 | 0
2007 | 2 | 7 | 0.04 | 0.04 | 0 | 0 | 0.04 | 0 | 0 | 0 | 0 | 0 | 0 | 0 | 0
2007 | 2 | 8 | 0 | 0 | 0 | 0 | 0 | 0 | 0 | 0 | 0 | 0 | 0 | 0 | 0
2007 | 2 | 9 | 0 | 0 | 0 | 0 | 0 | 0 | 0 | 0 | 0 | 0 | 0 | 0 | 0
2007 | 2 | 10 | 0 | 0 | 0 | 0 | 0 | 0 | 0 | 0 | 0 | 0 | 0 | 0 | 0
2007 | 2 | 11 | 0 | 0 | 0 | 0 | 0 | 0 | 0 | 0 | 0 | 0 | 0 | 0 | 0
2007 | 2 | 12 | 0 | 0 | 0 | 0 | 0 | 0 | 0 | 0 | 0 | 0 | 0 | 0 | 0
2007 | 2 | 13 | 0.17 | 0.17 | 0.12 | 0 | 0.17 | 0.12 | 0 | 0 | 0 | 0 | 0 | 0 | 0
2007 | 2 | 14 | 0.89 | 0.89 | 0.84 | 0 | 0.89 | 0.84 | 0 | 0 | 0 | 0 | 0 | 0 | 0
2007 | 2 | 15 | 0 | 0 | 0 | 0 | 0 | 0 | 0 | 0 | 0 | 0 | 0 | 0 | 0
2007 | 2 | 16 | 0 | 0 | 0 | 0 | 0 | 0 | 0 | 0 | 0 | 0 | 0 | 0 | 0
2007 | 2 | 17 | 0 | 0 | 0 | 0 | 0 | 0 | 0 | 0 | 0 | 0 | 0 | 0 | 0
2007 | 2 | 18 | 0 | 0 | 0 | 0 | 0 | 0 | 0 | 0 | 0 | 0 | 0 | 0 | 0
2007 | 2 | 19 | 0 | 0 | 0 | 0 | 0 | 0 | 0 | 0 | 0 | 0 | 0 | 0 | 0
2007 | 2 | 20 | 0.25 | 0.25 | 0.2 | 0 | 0.25 | 0.2 | 0 | 0 | 0 | 0 | 0 | 0 | 0
2007 | 2 | 21 | 0 | 0 | 0 | 0 | 0 | 0 | 0 | 0 | 0 | 0 | 0 | 0 | 0
2007 | 2 | 22 | 0.01 | 0.01 | 0 | 0 | 0.01 | 0 | 0 | 0 | 0 | 0 | 0 | 0 | 0
2007 | 2 | 23 | 0 | 0 | 0 | 0 | 0 | 0 | 0 | 0 | 0 | 0 | 0 | 0 | 0
2007 | 2 | 24 | 0 | 0 | 0 | 0 | 0 | 0 | 0 | 0 | 0 | 0 | 0 | 0 | 0
2007 | 2 | 25 | 0.75 | 0.75 | 0.7 | 0 | 0.75 | 0.7 | 0 | 0 | 0 | 0 | 0 | 0 | 0
2007 | 2 | 26 | 0 | 0 | 0 | 0 | 0 | 0 | 0 | 0 | 0 | 0 | 0 | 0 | 0
2007 | 2 | 27 | 0 | 0 | 0 | 0 | 0 | 0 | 0 | 0 | 0 | 0 | 0 | 0 | 0
2007 | 2 | 28 | 0 | 0 | 0 | 0 | 0 | 0 | 0 | 0 | 0 | 0 | 0 | 0 | 0
2007 | 3 | 1 | 0.19 | 0.19 | 0.14 | 0 | 0.19 | 0.14 | 0 | 0 | 0 | 0 | 0 | 0 | 0
2007 | 3 | 2 | 0.57 | 0.57 | 0.52 | 0 | 0.57 | 0.52 | 0 | 0 | 0 | 0 | 0 | 0 | 0
2007 | 3 | 3 | 0 | 0 | 0 | 0 | 0 | 0 | 0 | 0 | 0 | 0 | 0 | 0 | 0
2007 | 3 | 4 | 0 | 0 | 0 | 0 | 0 | 0 | 0 | 0 | 0 | 0 | 0 | 0 | 0
2007 | 3 | 5 | 0 | 0 | 0 | 0 | 0 | 0 | 0 | 0 | 0 | 0 | 0 | 0 | 0
2007 | 3 | 6 | 0 | 0 | 0 | 0 | 0 | 0 | 0 | 0 | 0 | 0 | 0 | 0 | 0
2007 | 3 | 7 | 0.15 | 0.15 | 0.1 | 0 | 0.15 | 0.1 | 0 | 0 | 0 | 0 | 0 | 0 | 0
2007 | 3 | 8 | 0 | 0 | 0 | 0 | 0 | 0 | 0 | 0 | 0 | 0 | 0 | 0 | 0
2007 | 3 | 9 | 0 | 0 | 0 | 0 | 0 | 0 | 0 | 0 | 0 | 0 | 0 | 0 | 0
2007 | 3 | 10 | 0.04 | 0.04 | 0 | 0 | 0.04 | 0 | 0 | 0 | 0 | 0 | 0 | 0 | 0
2007 | 3 | 11 | 0.05 | 0.05 | 0 | 0 | 0.05 | 0 | 0 | 0 | 0 | 0 | 0 | 0 | 0
2007 | 3 | 12 | 0 | 0 | 0 | 0 | 0 | 0 | 0 | 0 | 0 | 0 | 0 | 0 | 0
2007 | 3 | 13 | 0 | 0 | 0 | 0 | 0 | 0 | 0 | 0 | 0 | 0 | 0 | 0 | 0
2007 | 3 | 14 | 0 | 0 | 0 | 0 | 0 | 0 | 0 | 0 | 0 | 0 | 0 | 0 | 0
2007 | 3 | 15 | 0.36 | 0.36 | 0.31 | 0 | 0.36 | 0.31 | 0 | 0 | 0 | 0 | 0 | 0 | 0
2007 | 3 | 16 | 1.79 | 1 | 0.95 | 0 | 1 | 0.95 | 0 | 0 | 0 | 0 | 0 | 0 | 0
2007 | 3 | 17 | 0 | 0 | 0 | 0 | 0 | 0 | 0 | 0 | 0 | 0 | 0 | 0 | 0
2007 | 3 | 18 | 0 | 0 | 0 | 0 | 0 | 0 | 0 | 0 | 0 | 0 | 0 | 0 | 0
2007 | 3 | 19 | 0 | 0 | 0 | 0 | 0 | 0 | 0 | 0 | 0 | 0 | 0 | 0 | 0
2007 | 3 | 20 | 0 | 0 | 0 | 0 | 0 | 0 | 0 | 0 | 0 | 0 | 0 | 0 | 0
2007 | 3 | 21 | 0 | 0 | 0 | 0 | 0 | 0 | 0 | 0 | 0 | 0 | 0 | 0 | 0
2007 | 3 | 22 | 0 | 0 | 0 | 0 | 0 | 0 | 0 | 0 | 0 | 0 | 0 | 0 | 0
2007 | 3 | 23 | 0 | 0 | 0 | 0 | 0 | 0 | 0 | 0 | 0 | 0 | 0 | 0 | 0
2007 | 3 | 24 | 0.04 | 0.04 | 0 | 0 | 0.04 | 0 | 0 | 0 | 0 | 0 | 0 | 0 | 0
2007 | 3 | 25 | 0 | 0 | 0 | 0 | 0 | 0 | 0 | 0 | 0 | 0 | 0 | 0 | 0
2007 | 3 | 26 | 0 | 0 | 0 | 0 | 0 | 0 | 0 | 0 | 0 | 0 | 0 | 0 | 0
2007 | 3 | 27 | 0 | 0 | 0 | 0 | 0 | 0 | 0 | 0 | 0 | 0 | 0 | 0 | 0
2007 | 3 | 28 | 0 | 0 | 0 | 0 | 0 | 0 | 0 | 0 | 0 | 0 | 0 | 0 | 0
2007 | 3 | 29 | 0 | 0 | 0 | 0 | 0 | 0 | 0 | 0 | 0 | 0 | 0 | 0 | 0
2007 | 3 | 30 | 0 | 0 | 0 | 0 | 0 | 0 | 0 | 0 | 0 | 0 | 0 | 0 | 0
2007 | 3 | 31 | 0 | 0 | 0 | 0 | 0 | 0 | 0 | 0 | 0 | 0 | 0 | 0 | 0
2007 | 4 | 1 | 0 | 0 | 0 | 0 | 0 | 0 | 0 | 0 | 0 | 0 | 0 | 0 | 0
2007 | 4 | 2 | 0.01 | 0.01 | 0 | 0 | 0.01 | 0 | 0 | 0 | 0 | 0 | 0 | 0 | 0
2007 | 4 | 3 | 0 | 0 | 0 | 0 | 0 | 0 | 0 | 0 | 0 | 0 | 0 | 0 | 0
2007 | 4 | 4 | 0.29 | 0.29 | 0.24 | 0 | 0.29 | 0.24 | 0 | 0 | 0 | 0 | 0 | 0 | 0
2007 | 4 | 5 | 0 | 0 | 0 | 0 | 0 | 0 | 0 | 0 | 0 | 0 | 0 | 0 | 0
2007 | 4 | 6 | 0 | 0 | 0 | 0 | 0 | 0 | 0 | 0 | 0 | 0 | 0 | 0 | 0
2007 | 4 | 7 | 0.09 | 0.09 | 0.04 | 0 | 0.09 | 0.04 | 0 | 0 | 0 | 0 | 0 | 0 | 0
2007 | 4 | 8 | 0 | 0 | 0 | 0 | 0 | 0 | 0 | 0 | 0 | 0 | 0 | 0 | 0
2007 | 4 | 9 | 0 | 0 | 0 | 0 | 0 | 0 | 0 | 0 | 0 | 0 | 0 | 0 | 0
2007 | 4 | 10 | 0 | 0 | 0 | 0 | 0 | 0 | 0 | 0 | 0 | 0 | 0 | 0 | 0
2007 | 4 | 11 | 0.27 | 0.27 | 0.22 | 0 | 0.27 | 0.22 | 0 | 0 | 0 | 0 | 0 | 0 | 0
2007 | 4 | 12 | 0.74 | 0.74 | 0.69 | 0 | 0.74 | 0.69 | 0 | 0 | 0 | 0 | 0 | 0 | 0
2007 | 4 | 13 | 0 | 0 | 0 | 0 | 0 | 0 | 0 | 0 | 0 | 0 | 0 | 0 | 0
2007 | 4 | 14 | 0.15 | 0.15 | 0.1 | 0 | 0.15 | 0.1 | 0 | 0 | 0 | 0 | 0 | 0 | 0
2007 | 4 | 15 | 2.41 | 1 | 0.95 | 0 | 1 | 0.95 | 0 | 0 | 0 | 0 | 0 | 0 | 0
2007 | 4 | 16 | 0 | 0 | 0 | 0 | 0 | 0 | 0 | 0 | 0 | 0 | 0 | 0 | 0
2007 | 4 | 17 | 0 | 0 | 0 | 0 | 0 | 0 | 0 | 0 | 0 | 0 | 0 | 0 | 0
2007 | 4 | 18 | 0 | 0 | 0 | 0 | 0 | 0 | 0 | 0 | 0 | 0 | 0 | 0 | 0
2007 | 4 | 19 | 0 | 0 | 0 | 0 | 0 | 0 | 0 | 0 | 0 | 0 | 0 | 0 | 0
2007 | 4 | 20 | 0 | 0 | 0 | 0 | 0 | 0 | 0 | 0 | 0 | 0 | 0 | 0 | 0
2007 | 4 | 21 | 0 | 0 | 0 | 0 | 0 | 0 | 0 | 0 | 0 | 0 | 0 | 0 | 0
2007 | 4 | 22 | 0 | 0 | 0 | 0 | 0 | 0 | 0 | 0 | 0 | 0 | 0 | 0 | 0
2007 | 4 | 23 | 0 | 0 | 0 | 0 | 0 | 0 | 0 | 0 | 0 | 0 | 0 | 0 | 0
2007 | 4 | 24 | 0 | 0 | 0 | 0 | 0 | 0 | 0 | 0 | 0 | 0 | 0 | 0 | 0
2007 | 4 | 25 | 0 | 0 | 0 | 0 | 0 | 0 | 0 | 0 | 0 | 0 | 0 | 0 | 0
2007 | 4 | 26 | 0.04 | 0.04 | 0 | 0 | 0.04 | 0 | 0 | 0 | 0 | 0 | 0 | 0 | 0
2007 | 4 | 27 | 0.17 | 0.17 | 0.12 | 0 | 0.17 | 0.12 | 0 | 0 | 0 | 0 | 0 | 0 | 0
2007 | 4 | 28 | 0 | 0 | 0 | 0 | 0 | 0 | 0 | 0 | 0 | 0 | 0 | 0 | 0
2007 | 4 | 29 | 0 | 0 | 0 | 0 | 0 | 0 | 0 | 0 | 0 | 0 | 0 | 0 | 0
2007 | 4 | 30 | 0 | 0 | 0 | 0 | 0 | 0 | 0 | 0 | 0 | 0 | 0 | 0 | 0
2007 | 5 | 1 | 0 | 0 | 0 | 0 | 0 | 0 | 0 | 0 | 0 | 0 | 0 | 0 | 0
2007 | 5 | 2 | 0 | 0 | 0 | 0 | 0 | 0 | 0 | 0 | 0 | 0 | 0 | 0 | 0
2007 | 5 | 3 | 0 | 0 | 0 | 0 | 0 | 0 | 0 | 0 | 0 | 0 | 0 | 0 | 0
2007 | 5 | 4 | 0 | 0 | 0 | 0 | 0 | 0 | 0 | 0 | 0 | 0 | 0 | 0 | 0
2007 | 5 | 5 | 0.04 | 0.04 | 0 | 0 | 0.04 | 0 | 0 | 0 | 0 | 0 | 0 | 0 | 0
2007 | 5 | 6 | 0 | 0 | 0 | 0 | 0 | 0 | 0 | 0 | 0 | 0 | 0 | 0 | 0
2007 | 5 | 7 | 0 | 0 | 0 | 0 | 0 | 0 | 0 | 0 | 0 | 0 | 0 | 0 | 0
2007 | 5 | 8 | 0 | 0 | 0 | 0 | 0 | 0 | 0 | 0 | 0 | 0 | 0 | 0 | 0
2007 | 5 | 9 | 0 | 0 | 0 | 0 | 0 | 0 | 0 | 0 | 0 | 0 | 0 | 0 | 0
2007 | 5 | 10 | 0 | 0 | 0 | 0 | 0 | 0 | 0 | 0 | 0 | 0 | 0 | 0 | 0
2007 | 5 | 11 | 0 | 0 | 0 | 0 | 0 | 0 | 0 | 0 | 0 | 0 | 0 | 0 | 0
2007 | 5 | 12 | 0.93 | 0.93 | 0.88 | 0 | 0.93 | 0.88 | 0 | 0 | 0 | 0 | 0 | 0 | 0
2007 | 5 | 13 | 0 | 0 | 0 | 0 | 0 | 0 | 0 | 0 | 0 | 0 | 0 | 0 | 0
2007 | 5 | 14 | 0 | 0 | 0 | 0 | 0 | 0 | 0 | 0 | 0 | 0 | 0 | 0 | 0
2007 | 5 | 15 | 0 | 0 | 0 | 0 | 0 | 0 | 0 | 0 | 0 | 0 | 0 | 0 | 0
2007 | 5 | 16 | 0.48 | 0.48 | 0.43 | 0 | 0.48 | 0.43 | 0 | 0 | 0 | 0 | 0 | 0 | 0
2007 | 5 | 17 | 0 | 0 | 0 | 0 | 0 | 0 | 0 | 0 | 0 | 0 | 0 | 0 | 0
2007 | 5 | 18 | 0 | 0 | 0 | 0 | 0 | 0 | 0 | 0 | 0 | 0 | 0 | 0 | 0
2007 | 5 | 19 | 0 | 0 | 0 | 0 | 0 | 0 | 0 | 0 | 0 | 0 | 0 | 0 | 0
2007 | 5 | 20 | 0 | 0 | 0 | 0 | 0 | 0 | 0 | 0 | 0 | 0 | 0 | 0 | 0
2007 | 5 | 21 | 0 | 0 | 0 | 0 | 0 | 0 | 0 | 0 | 0 | 0 | 0 | 0 | 0
2007 | 5 | 22 | 0 | 0 | 0 | 0 | 0 | 0 | 0 | 0 | 0 | 0 | 0 | 0 | 0
2007 | 5 | 23 | 0 | 0 | 0 | 0 | 0 | 0 | 0 | 0 | 0 | 0 | 0 | 0 | 0
2007 | 5 | 24 | 0 | 0 | 0 | 0 | 0 | 0 | 0 | 0 | 0 | 0 | 0 | 0 | 0
2007 | 5 | 25 | 0 | 0 | 0 | 0 | 0 | 0 | 0 | 0 | 0 | 0 | 0 | 0 | 0
2007 | 5 | 26 | 0 | 0 | 0 | 0 | 0 | 0 | 0 | 0 | 0 | 0 | 0 | 0 | 0
2007 | 5 | 27 | 0.3 | 0.3 | 0.25 | 0 | 0.3 | 0.25 | 0 | 0 | 0 | 0 | 0 | 0 | 0
2007 | 5 | 28 | 0 | 0 | 0 | 0 | 0 | 0 | 0 | 0 | 0 | 0 | 0 | 0 | 0
2007 | 5 | 29 | 0 | 0 | 0 | 0 | 0 | 0 | 0 | 0 | 0 | 0 | 0 | 0 | 0
2007 | 5 | 30 | 0 | 0 | 0 | 0 | 0 | 0 | 0 | 0 | 0 | 0 | 0 | 0 | 0
2007 | 5 | 31 | 0 | 0 | 0 | 0 | 0 | 0 | 0 | 0 | 0 | 0 | 0 | 0 | 0
2007 | 6 | 1 | 0 | 0 | 0 | 0 | 0 | 0 | 0 | 0 | 0 | 0 | 0 | 0 | 0
2007 | 6 | 2 | 0 | 0 | 0 | 0 | 0 | 0 | 0 | 0 | 0 | 0 | 0 | 0 | 0
2007 | 6 | 3 | 0.88 | 0.88 | 0.83 | 0 | 0.88 | 0.83 | 0 | 0 | 0 | 0 | 0 | 0 | 0
2007 | 6 | 4 | 0.12 | 0.12 | 0.07 | 0 | 0.12 | 0.07 | 0 | 0 | 0 | 0 | 0 | 0 | 0
2007 | 6 | 5 | 0 | 0 | 0 | 0 | 0 | 0 | 0 | 0 | 0 | 0 | 0 | 0 | 0
2007 | 6 | 6 | 0.01 | 0.01 | 0 | 0 | 0.01 | 0 | 0 | 0 | 0 | 0 | 0 | 0 | 0
2007 | 6 | 7 | 0 | 0 | 0 | 0 | 0 | 0 | 0 | 0 | 0 | 0 | 0 | 0 | 0
2007 | 6 | 8 | 0.05 | 0.05 | 0 | 0 | 0.05 | 0 | 0 | 0 | 0 | 0 | 0 | 0 | 0
2007 | 6 | 9 | 0 | 0 | 0 | 0 | 0 | 0 | 0 | 0 | 0 | 0 | 0 | 0 | 0
2007 | 6 | 10 | 0 | 0 | 0 | 0 | 0 | 0 | 0 | 0 | 0 | 0 | 0 | 0 | 0
2007 | 6 | 11 | 0 | 0 | 0 | 0 | 0 | 0 | 0 | 0 | 0 | 0 | 0 | 0 | 0
2007 | 6 | 12 | 0.14 | 0.14 | 0.09 | 0 | 0.14 | 0.09 | 0 | 0 | 0 | 0 | 0 | 0 | 0
2007 | 6 | 13 | 0.06 | 0.06 | 0.01 | 0 | 0.06 | 0.01 | 0 | 0 | 0 | 0 | 0 | 0 | 0
2007 | 6 | 14 | 0.03 | 0.03 | 0 | 0 | 0.03 | 0 | 0 | 0 | 0 | 0 | 0 | 0 | 0
2007 | 6 | 15 | 0 | 0 | 0 | 0 | 0 | 0 | 0 | 0 | 0 | 0 | 0 | 0 | 0
2007 | 6 | 16 | 0 | 0 | 0 | 0 | 0 | 0 | 0 | 0 | 0 | 0 | 0 | 0 | 0
2007 | 6 | 17 | 0 | 0 | 0 | 0 | 0 | 0 | 0 | 0 | 0 | 0 | 0 | 0 | 0
2007 | 6 | 18 | 0 | 0 | 0 | 0 | 0 | 0 | 0 | 0 | 0 | 0 | 0 | 0 | 0
2007 | 6 | 19 | 0 | 0 | 0 | 0 | 0 | 0 | 0 | 0 | 0 | 0 | 0 | 0 | 0
2007 | 6 | 20 | 0.01 | 0.01 | 0 | 0 | 0.01 | 0 | 0 | 0 | 0 | 0 | 0 | 0 | 0
2007 | 6 | 21 | 0.04 | 0.04 | 0 | 0 | 0.04 | 0 | 0 | 0 | 0 | 0 | 0 | 0 | 0
2007 | 6 | 22 | 0 | 0 | 0 | 0 | 0 | 0 | 0 | 0 | 0 | 0 | 0 | 0 | 0
2007 | 6 | 23 | 0 | 0 | 0 | 0 | 0 | 0 | 0 | 0 | 0 | 0 | 0 | 0 | 0
2007 | 6 | 24 | 0 | 0 | 0 | 0 | 0 | 0 | 0 | 0 | 0 | 0 | 0 | 0 | 0
2007 | 6 | 25 | 0 | 0 | 0 | 0 | 0 | 0 | 0 | 0 | 0 | 0 | 0 | 0 | 0
2007 | 6 | 26 | 0 | 0 | 0 | 0 | 0 | 0 | 0 | 0 | 0 | 0 | 0 | 0 | 0
2007 | 6 | 27 | 0 | 0 | 0 | 0 | 0 | 0 | 0 | 0 | 0 | 0 | 0 | 0 | 0
2007 | 6 | 28 | 0.04 | 0.04 | 0 | 0 | 0.04 | 0 | 0 | 0 | 0 | 0 | 0 | 0 | 0
2007 | 6 | 29 | 0 | 0 | 0 | 0 | 0 | 0 | 0 | 0 | 0 | 0 | 0 | 0 | 0
2007 | 6 | 30 | 0 | 0 | 0 | 0 | 0 | 0 | 0 | 0 | 0 | 0 | 0 | 0 | 0
2007 | 7 | 1 | 0 | 0 | 0 | 0 | 0 | 0 | 0 | 0 | 0 | 0 | 0 | 0 | 0
2007 | 7 | 2 | 0 | 0 | 0 | 0 | 0 | 0 | 0 | 0 | 0 | 0 | 0 | 0 | 0
2007 | 7 | 3 | 0 | 0 | 0 | 0 | 0 | 0 | 0 | 0 | 0 | 0 | 0 | 0 | 0
2007 | 7 | 4 | 0.03 | 0.03 | 0 | 0 | 0.03 | 0 | 0 | 0 | 0 | 0 | 0 | 0 | 0
2007 | 7 | 5 | 0.11 | 0.11 | 0.06 | 0 | 0.11 | 0.06 | 0 | 0 | 0 | 0 | 0 | 0 | 0
2007 | 7 | 6 | 0 | 0 | 0 | 0 | 0 | 0 | 0 | 0 | 0 | 0 | 0 | 0 | 0
2007 | 7 | 7 | 0 | 0 | 0 | 0 | 0 | 0 | 0 | 0 | 0 | 0 | 0 | 0 | 0
2007 | 7 | 8 | 0 | 0 | 0 | 0 | 0 | 0 | 0 | 0 | 0 | 0 | 0 | 0 | 0
2007 | 7 | 9 | 0 | 0 | 0 | 0 | 0 | 0 | 0 | 0 | 0 | 0 | 0 | 0 | 0
2007 | 7 | 10 | 0.73 | 0.73 | 0.68 | 0 | 0.73 | 0.68 | 0 | 0 | 0 | 0 | 0 | 0 | 0
2007 | 7 | 11 | 0.4 | 0.4 | 0.35 | 0 | 0.4 | 0.35 | 0 | 0 | 0 | 0 | 0 | 0 | 0
2007 | 7 | 12 | 0 | 0 | 0 | 0 | 0 | 0 | 0 | 0 | 0 | 0 | 0 | 0 | 0
2007 | 7 | 13 | 0 | 0 | 0 | 0 | 0 | 0 | 0 | 0 | 0 | 0 | 0 | 0 | 0
2007 | 7 | 14 | 0 | 0 | 0 | 0 | 0 | 0 | 0 | 0 | 0 | 0 | 0 | 0 | 0
2007 | 7 | 15 | 0 | 0 | 0 | 0 | 0 | 0 | 0 | 0 | 0 | 0 | 0 | 0 | 0
2007 | 7 | 16 | 0 | 0 | 0 | 0 | 0 | 0 | 0 | 0 | 0 | 0 | 0 | 0 | 0
2007 | 7 | 17 | 0 | 0 | 0 | 0 | 0 | 0 | 0 | 0 | 0 | 0 | 0 | 0 | 0
2007 | 7 | 18 | 0 | 0 | 0 | 0 | 0 | 0 | 0 | 0 | 0 | 0 | 0 | 0 | 0
2007 | 7 | 19 | 0.06 | 0.06 | 0.01 | 0 | 0.06 | 0.01 | 0 | 0 | 0 | 0 | 0 | 0 | 0
2007 | 7 | 20 | 0 | 0 | 0 | 0 | 0 | 0 | 0 | 0 | 0 | 0 | 0 | 0 | 0
2007 | 7 | 21 | 0 | 0 | 0 | 0 | 0 | 0 | 0 | 0 | 0 | 0 | 0 | 0 | 0
2007 | 7 | 22 | 0 | 0 | 0 | 0 | 0 | 0 | 0 | 0 | 0 | 0 | 0 | 0 | 0
2007 | 7 | 23 | 0 | 0 | 0 | 0 | 0 | 0 | 0 | 0 | 0 | 0 | 0 | 0 | 0
2007 | 7 | 24 | 0.05 | 0.05 | 0 | 0 | 0.05 | 0 | 0 | 0 | 0 | 0 | 0 | 0 | 0
2007 | 7 | 25 | 0 | 0 | 0 | 0 | 0 | 0 | 0 | 0 | 0 | 0 | 0 | 0 | 0
2007 | 7 | 26 | 0 | 0 | 0 | 0 | 0 | 0 | 0 | 0 | 0 | 0 | 0 | 0 | 0
2007 | 7 | 27 | 0.02 | 0.02 | 0 | 0 | 0.02 | 0 | 0 | 0 | 0 | 0 | 0 | 0 | 0
2007 | 7 | 28 | 0.02 | 0.02 | 0 | 0 | 0.02 | 0 | 0 | 0 | 0 | 0 | 0 | 0 | 0
2007 | 7 | 29 | 0.98 | 0.98 | 0.93 | 0 | 0.98 | 0.93 | 0 | 0 | 0 | 0 | 0 | 0 | 0
2007 | 7 | 30 | 0 | 0 | 0 | 0 | 0 | 0 | 0 | 0 | 0 | 0 | 0 | 0 | 0
2007 | 7 | 31 | 0 | 0 | 0 | 0 | 0 | 0 | 0 | 0 | 0 | 0 | 0 | 0 | 0
2007 | 8 | 1 | 0 | 0 | 0 | 0 | 0 | 0 | 0 | 0 | 0 | 0 | 0 | 0 | 0
2007 | 8 | 2 | 0 | 0 | 0 | 0 | 0 | 0 | 0 | 0 | 0 | 0 | 0 | 0 | 0
2007 | 8 | 3 | 0 | 0 | 0 | 0 | 0 | 0 | 0 | 0 | 0 | 0 | 0 | 0 | 0
2007 | 8 | 4 | 0 | 0 | 0 | 0 | 0 | 0 | 0 | 0 | 0 | 0 | 0 | 0 | 0
2007 | 8 | 5 | 0.09 | 0.09 | 0.04 | 0 | 0.09 | 0.04 | 0 | 0 | 0 | 0 | 0 | 0 | 0
2007 | 8 | 6 | 0.22 | 0.22 | 0.17 | 0 | 0.22 | 0.17 | 0 | 0 | 0 | 0 | 0 | 0 | 0
2007 | 8 | 7 | 0 | 0 | 0 | 0 | 0 | 0 | 0 | 0 | 0 | 0 | 0 | 0 | 0
2007 | 8 | 8 | 0 | 0 | 0 | 0 | 0 | 0 | 0 | 0 | 0 | 0 | 0 | 0 | 0
2007 | 8 | 9 | 0.1 | 0.1 | 0.05 | 0 | 0.1 | 0.05 | 0 | 0 | 0 | 0 | 0 | 0 | 0
2007 | 8 | 10 | 0 | 0 | 0 | 0 | 0 | 0 | 0 | 0 | 0 | 0 | 0 | 0 | 0
2007 | 8 | 11 | 0 | 0 | 0 | 0 | 0 | 0 | 0 | 0 | 0 | 0 | 0 | 0 | 0
2007 | 8 | 12 | 0 | 0 | 0 | 0 | 0 | 0 | 0 | 0 | 0 | 0 | 0 | 0 | 0
2007 | 8 | 13 | 0 | 0 | 0 | 0 | 0 | 0 | 0 | 0 | 0 | 0 | 0 | 0 | 0
2007 | 8 | 14 | 0 | 0 | 0 | 0 | 0 | 0 | 0 | 0 | 0 | 0 | 0 | 0 | 0
2007 | 8 | 15 | 0 | 0 | 0 | 0 | 0 | 0 | 0 | 0 | 0 | 0 | 0 | 0 | 0
2007 | 8 | 16 | 0.07 | 0.07 | 0.02 | 0 | 0.07 | 0.02 | 0 | 0 | 0 | 0 | 0 | 0 | 0
2007 | 8 | 17 | 0.08 | 0.08 | 0.03 | 0 | 0.08 | 0.03 | 0 | 0 | 0 | 0 | 0 | 0 | 0
2007 | 8 | 18 | 0 | 0 | 0 | 0 | 0 | 0 | 0 | 0 | 0 | 0 | 0 | 0 | 0
2007 | 8 | 19 | 0 | 0 | 0 | 0 | 0 | 0 | 0 | 0 | 0 | 0 | 0 | 0 | 0
2007 | 8 | 20 | 0.66 | 0.66 | 0.61 | 0 | 0.66 | 0.61 | 0 | 0 | 0 | 0 | 0 | 0 | 0
2007 | 8 | 21 | 1.46 | 1 | 0.95 | 0 | 1 | 0.95 | 0 | 0 | 0 | 0 | 0 | 0 | 0
2007 | 8 | 22 | 0 | 0 | 0 | 0 | 0 | 0 | 0 | 0 | 0 | 0 | 0 | 0 | 0
2007 | 8 | 23 | 0 | 0 | 0 | 0 | 0 | 0 | 0 | 0 | 0 | 0 | 0 | 0 | 0
2007 | 8 | 24 | 0 | 0 | 0 | 0 | 0 | 0 | 0 | 0 | 0 | 0 | 0 | 0 | 0
2007 | 8 | 25 | 0.59 | 0.59 | 0.54 | 0 | 0.59 | 0.54 | 0 | 0 | 0 | 0 | 0 | 0 | 0
2007 | 8 | 26 | 0.2 | 0.2 | 0.15 | 0 | 0.2 | 0.15 | 0 | 0 | 0 | 0 | 0 | 0 | 0
2007 | 8 | 27 | 0 | 0 | 0 | 0 | 0 | 0 | 0 | 0 | 0 | 0 | 0 | 0 | 0
2007 | 8 | 28 | 0 | 0 | 0 | 0 | 0 | 0 | 0 | 0 | 0 | 0 | 0 | 0 | 0
2007 | 8 | 29 | 0 | 0 | 0 | 0 | 0 | 0 | 0 | 0 | 0 | 0 | 0 | 0 | 0
2007 | 8 | 30 | 0 | 0 | 0 | 0 | 0 | 0 | 0 | 0 | 0 | 0 | 0 | 0 | 0
2007 | 8 | 31 | 0 | 0 | 0 | 0 | 0 | 0 | 0 | 0 | 0 | 0 | 0 | 0 | 0
2007 | 9 | 1 | 0 | 0 | 0 | 0 | 0 | 0 | 0 | 0 | 0 | 0 | 0 | 0 | 0
2007 | 9 | 2 | 0 | 0 | 0 | 0 | 0 | 0 | 0 | 0 | 0 | 0 | 0 | 0 | 0
2007 | 9 | 3 | 0 | 0 | 0 | 0 | 0 | 0 | 0 | 0 | 0 | 0 | 0 | 0 | 0
2007 | 9 | 4 | 0 | 0 | 0 | 0 | 0 | 0 | 0 | 0 | 0 | 0 | 0 | 0 | 0
2007 | 9 | 5 | 0 | 0 | 0 | 0 | 0 | 0 | 0 | 0 | 0 | 0 | 0 | 0 | 0
2007 | 9 | 6 | 0 | 0 | 0 | 0 | 0 | 0 | 0 | 0 | 0 | 0 | 0 | 0 | 0
2007 | 9 | 7 | 0 | 0 | 0 | 0 | 0 | 0 | 0 | 0 | 0 | 0 | 0 | 0 | 0
2007 | 9 | 8 | 0 | 0 | 0 | 0 | 0 | 0 | 0 | 0 | 0 | 0 | 0 | 0 | 0
2007 | 9 | 9 | 0 | 0 | 0 | 0 | 0 | 0 | 0 | 0 | 0 | 0 | 0 | 0 | 0
2007 | 9 | 10 | 0.41 | 0.41 | 0.36 | 0 | 0.41 | 0.36 | 0 | 0 | 0 | 0 | 0 | 0 | 0
2007 | 9 | 11 | 0.04 | 0.04 | 0 | 0 | 0.04 | 0 | 0 | 0 | 0 | 0 | 0 | 0 | 0
2007 | 9 | 12 | 0 | 0 | 0 | 0 | 0 | 0 | 0 | 0 | 0 | 0 | 0 | 0 | 0
2007 | 9 | 13 | 0 | 0 | 0 | 0 | 0 | 0 | 0 | 0 | 0 | 0 | 0 | 0 | 0
2007 | 9 | 14 | 0.15 | 0.15 | 0.1 | 0 | 0.15 | 0.1 | 0 | 0 | 0 | 0 | 0 | 0 | 0
2007 | 9 | 15 | 0 | 0 | 0 | 0 | 0 | 0 | 0 | 0 | 0 | 0 | 0 | 0 | 0
2007 | 9 | 16 | 0 | 0 | 0 | 0 | 0 | 0 | 0 | 0 | 0 | 0 | 0 | 0 | 0
2007 | 9 | 17 | 0 | 0 | 0 | 0 | 0 | 0 | 0 | 0 | 0 | 0 | 0 | 0 | 0
2007 | 9 | 18 | 0 | 0 | 0 | 0 | 0 | 0 | 0 | 0 | 0 | 0 | 0 | 0 | 0
2007 | 9 | 19 | 0 | 0 | 0 | 0 | 0 | 0 | 0 | 0 | 0 | 0 | 0 | 0 | 0
2007 | 9 | 20 | 0 | 0 | 0 | 0 | 0 | 0 | 0 | 0 | 0 | 0 | 0 | 0 | 0
2007 | 9 | 21 | 0 | 0 | 0 | 0 | 0 | 0 | 0 | 0 | 0 | 0 | 0 | 0 | 0
2007 | 9 | 22 | 0 | 0 | 0 | 0 | 0 | 0 | 0 | 0 | 0 | 0 | 0 | 0 | 0
2007 | 9 | 23 | 0 | 0 | 0 | 0 | 0 | 0 | 0 | 0 | 0 | 0 | 0 | 0 | 0
2007 | 9 | 24 | 0 | 0 | 0 | 0 | 0 | 0 | 0 | 0 | 0 | 0 | 0 | 0 | 0
2007 | 9 | 25 | 0 | 0 | 0 | 0 | 0 | 0 | 0 | 0 | 0 | 0 | 0 | 0 | 0
2007 | 9 | 26 | 0 | 0 | 0 | 0 | 0 | 0 | 0 | 0 | 0 | 0 | 0 | 0 | 0
2007 | 9 | 27 | 0 | 0 | 0 | 0 | 0 | 0 | 0 | 0 | 0 | 0 | 0 | 0 | 0
2007 | 9 | 28 | 0 | 0 | 0 | 0 | 0 | 0 | 0 | 0 | 0 | 0 | 0 | 0 | 0
2007 | 9 | 29 | 0 | 0 | 0 | 0 | 0 | 0 | 0 | 0 | 0 | 0 | 0 | 0 | 0
2007 | 9 | 30 | 0 | 0 | 0 | 0 | 0 | 0 | 0 | 0 | 0 | 0 | 0 | 0 | 0
Note on F11: Rainfall minus initial abstraction of 0.05 inches
Note on I11: This column is all precipitation of 1 inch or less minus the initial abstraction of 0.05 inches before runoff occurs
Note on K11: Assumes 95% efficiency for filter and to account for first flush diversion.
Note on N12: Start with Cistern Full

## RWH E (hidden)
Approximation of Rainwater Harvesting System Runoff Reduction Percent Credit
Target Rainfall (in) = |  |  |  |  | 1 |  |  | Number of precip events = | 2458 |  |  |  |  | Total runoff of 1" or less (gallons) = | 0
Cistern Storage Available (gal) = |  |  |  |  | 0 |  |  | Frequency of Overflow = | 0 | 0% |  |  |  | Total volume captured by RWHS (gallons) = | 0
Roof Size (SF) = |  |  |  |  | 0 |  |  | Approx. Drawdown Time = | #DIV/0! | Days |  |  |  | Total Reuse Volume (gallons)= | 0
Daily Drawdown (gal) = |  |  |  |  | 0 | [8 empty] | Overflow Volume - 1" or less (gallons) = | 0
Target 1-inch Volume (gal) = |  |  |  |  | 0
Design Rainfall (in) = |  |  |  |  | 1 | [8 empty] | Percent Runoff Reduction Credit = | #DIV/0!
[6 empty] | 30-yr target runoff (gallons) |  |  | 30-yr design runoff (gallons) | 30-yr total to cistern (gallons) | 30-yr total first flush (gallons) |  |  |  | 30-yr overflow (gallons)
Reagan Int'l Precip | [5 empty] | 0 |  |  | 0 | 0 | 0 |  |  |  | 0
Y | M | D | Prcp Records | Target Daily Rainfall (in) | Inches of Runoff | Runoff (gal) | Design Daily Rainfall (in) | Runoff (inches) | Runoff Volume (gal) | Inflow to Cistern(gal) | To Filter (gal) | Daily Drawdown (gal) | Daily Volume in Tank (gal) | Avail Storage in Tank (gal) | Overflow w/ 1" rainfall (gal)
1977 | 9 | 1 | 0 | 0 | 0 | 0 | 0 | 0 | 0 | 0 | 0 | 0 | 0 | 0 | 0
1977 | 9 | 2 | 0 | 0 | 0 | 0 | 0 | 0 | 0 | 0 | 0 | 0 | 0 | 0 | 0
1977 | 9 | 3 | 0 | 0 | 0 | 0 | 0 | 0 | 0 | 0 | 0 | 0 | 0 | 0 | 0
1977 | 9 | 4 | 0 | 0 | 0 | 0 | 0 | 0 | 0 | 0 | 0 | 0 | 0 | 0 | 0
1977 | 9 | 5 | 0 | 0 | 0 | 0 | 0 | 0 | 0 | 0 | 0 | 0 | 0 | 0 | 0
1977 | 9 | 6 | 0.05 | 0.05 | 0 | 0 | 0.05 | 0 | 0 | 0 | 0 | 0 | 0 | 0 | 0
1977 | 9 | 7 | 0 | 0 | 0 | 0 | 0 | 0 | 0 | 0 | 0 | 0 | 0 | 0 | 0
1977 | 9 | 8 | 0 | 0 | 0 | 0 | 0 | 0 | 0 | 0 | 0 | 0 | 0 | 0 | 0
1977 | 9 | 9 | 0.09 | 0.09 | 0.04 | 0 | 0.09 | 0.04 | 0 | 0 | 0 | 0 | 0 | 0 | 0
1977 | 9 | 10 | 0 | 0 | 0 | 0 | 0 | 0 | 0 | 0 | 0 | 0 | 0 | 0 | 0
1977 | 9 | 11 | 0 | 0 | 0 | 0 | 0 | 0 | 0 | 0 | 0 | 0 | 0 | 0 | 0
1977 | 9 | 12 | 0 | 0 | 0 | 0 | 0 | 0 | 0 | 0 | 0 | 0 | 0 | 0 | 0
1977 | 9 | 13 | 0 | 0 | 0 | 0 | 0 | 0 | 0 | 0 | 0 | 0 | 0 | 0 | 0
1977 | 9 | 14 | 0 | 0 | 0 | 0 | 0 | 0 | 0 | 0 | 0 | 0 | 0 | 0 | 0
1977 | 9 | 15 | 0 | 0 | 0 | 0 | 0 | 0 | 0 | 0 | 0 | 0 | 0 | 0 | 0
1977 | 9 | 16 | 0.08 | 0.08 | 0.03 | 0 | 0.08 | 0.03 | 0 | 0 | 0 | 0 | 0 | 0 | 0
1977 | 9 | 17 | 0.03 | 0.03 | 0 | 0 | 0.03 | 0 | 0 | 0 | 0 | 0 | 0 | 0 | 0
1977 | 9 | 18 | 0 | 0 | 0 | 0 | 0 | 0 | 0 | 0 | 0 | 0 | 0 | 0 | 0
1977 | 9 | 19 | 0 | 0 | 0 | 0 | 0 | 0 | 0 | 0 | 0 | 0 | 0 | 0 | 0
1977 | 9 | 20 | 0 | 0 | 0 | 0 | 0 | 0 | 0 | 0 | 0 | 0 | 0 | 0 | 0
1977 | 9 | 21 | 0 | 0 | 0 | 0 | 0 | 0 | 0 | 0 | 0 | 0 | 0 | 0 | 0
1977 | 9 | 22 | 0 | 0 | 0 | 0 | 0 | 0 | 0 | 0 | 0 | 0 | 0 | 0 | 0
1977 | 9 | 23 | 0 | 0 | 0 | 0 | 0 | 0 | 0 | 0 | 0 | 0 | 0 | 0 | 0
1977 | 9 | 24 | 0 | 0 | 0 | 0 | 0 | 0 | 0 | 0 | 0 | 0 | 0 | 0 | 0
1977 | 9 | 25 | 0 | 0 | 0 | 0 | 0 | 0 | 0 | 0 | 0 | 0 | 0 | 0 | 0
1977 | 9 | 26 | 0.03 | 0.03 | 0 | 0 | 0.03 | 0 | 0 | 0 | 0 | 0 | 0 | 0 | 0
1977 | 9 | 27 | 0.04 | 0.04 | 0 | 0 | 0.04 | 0 | 0 | 0 | 0 | 0 | 0 | 0 | 0
1977 | 9 | 28 | 0 | 0 | 0 | 0 | 0 | 0 | 0 | 0 | 0 | 0 | 0 | 0 | 0
1977 | 9 | 29 | 0 | 0 | 0 | 0 | 0 | 0 | 0 | 0 | 0 | 0 | 0 | 0 | 0
1977 | 9 | 30 | 0 | 0 | 0 | 0 | 0 | 0 | 0 | 0 | 0 | 0 | 0 | 0 | 0
1977 | 10 | 1 | 0.01 | 0.01 | 0 | 0 | 0.01 | 0 | 0 | 0 | 0 | 0 | 0 | 0 | 0
1977 | 10 | 2 | 0.03 | 0.03 | 0 | 0 | 0.03 | 0 | 0 | 0 | 0 | 0 | 0 | 0 | 0
1977 | 10 | 3 | 0 | 0 | 0 | 0 | 0 | 0 | 0 | 0 | 0 | 0 | 0 | 0 | 0
1977 | 10 | 4 | 0 | 0 | 0 | 0 | 0 | 0 | 0 | 0 | 0 | 0 | 0 | 0 | 0
1977 | 10 | 5 | 0 | 0 | 0 | 0 | 0 | 0 | 0 | 0 | 0 | 0 | 0 | 0 | 0
1977 | 10 | 6 | 0 | 0 | 0 | 0 | 0 | 0 | 0 | 0 | 0 | 0 | 0 | 0 | 0
1977 | 10 | 7 | 0 | 0 | 0 | 0 | 0 | 0 | 0 | 0 | 0 | 0 | 0 | 0 | 0
1977 | 10 | 8 | 0.05 | 0.05 | 0 | 0 | 0.05 | 0 | 0 | 0 | 0 | 0 | 0 | 0 | 0
1977 | 10 | 9 | 1.02 | 1 | 0.95 | 0 | 1 | 0.95 | 0 | 0 | 0 | 0 | 0 | 0 | 0
1977 | 10 | 10 | 0 | 0 | 0 | 0 | 0 | 0 | 0 | 0 | 0 | 0 | 0 | 0 | 0
1977 | 10 | 11 | 0 | 0 | 0 | 0 | 0 | 0 | 0 | 0 | 0 | 0 | 0 | 0 | 0
1977 | 10 | 12 | 0 | 0 | 0 | 0 | 0 | 0 | 0 | 0 | 0 | 0 | 0 | 0 | 0
1977 | 10 | 13 | 0 | 0 | 0 | 0 | 0 | 0 | 0 | 0 | 0 | 0 | 0 | 0 | 0
1977 | 10 | 14 | 1.43 | 1 | 0.95 | 0 | 1 | 0.95 | 0 | 0 | 0 | 0 | 0 | 0 | 0
1977 | 10 | 15 | 0.02 | 0.02 | 0 | 0 | 0.02 | 0 | 0 | 0 | 0 | 0 | 0 | 0 | 0
1977 | 10 | 16 | 0.68 | 0.68 | 0.63 | 0 | 0.68 | 0.63 | 0 | 0 | 0 | 0 | 0 | 0 | 0
1977 | 10 | 17 | 0.09 | 0.09 | 0.04 | 0 | 0.09 | 0.04 | 0 | 0 | 0 | 0 | 0 | 0 | 0
1977 | 10 | 18 | 0 | 0 | 0 | 0 | 0 | 0 | 0 | 0 | 0 | 0 | 0 | 0 | 0
1977 | 10 | 19 | 0.05 | 0.05 | 0 | 0 | 0.05 | 0 | 0 | 0 | 0 | 0 | 0 | 0 | 0
1977 | 10 | 20 | 0 | 0 | 0 | 0 | 0 | 0 | 0 | 0 | 0 | 0 | 0 | 0 | 0
1977 | 10 | 21 | 0 | 0 | 0 | 0 | 0 | 0 | 0 | 0 | 0 | 0 | 0 | 0 | 0
1977 | 10 | 22 | 0 | 0 | 0 | 0 | 0 | 0 | 0 | 0 | 0 | 0 | 0 | 0 | 0
1977 | 10 | 23 | 0 | 0 | 0 | 0 | 0 | 0 | 0 | 0 | 0 | 0 | 0 | 0 | 0
1977 | 10 | 24 | 0 | 0 | 0 | 0 | 0 | 0 | 0 | 0 | 0 | 0 | 0 | 0 | 0
1977 | 10 | 25 | 0 | 0 | 0 | 0 | 0 | 0 | 0 | 0 | 0 | 0 | 0 | 0 | 0
1977 | 10 | 26 | 1.95 | 1 | 0.95 | 0 | 1 | 0.95 | 0 | 0 | 0 | 0 | 0 | 0 | 0
1977 | 10 | 27 | 0.02 | 0.02 | 0 | 0 | 0.02 | 0 | 0 | 0 | 0 | 0 | 0 | 0 | 0
1977 | 10 | 28 | 0 | 0 | 0 | 0 | 0 | 0 | 0 | 0 | 0 | 0 | 0 | 0 | 0
1977 | 10 | 29 | 0 | 0 | 0 | 0 | 0 | 0 | 0 | 0 | 0 | 0 | 0 | 0 | 0
1977 | 10 | 30 | 0 | 0 | 0 | 0 | 0 | 0 | 0 | 0 | 0 | 0 | 0 | 0 | 0
1977 | 10 | 31 | 0 | 0 | 0 | 0 | 0 | 0 | 0 | 0 | 0 | 0 | 0 | 0 | 0
1977 | 11 | 1 | 0.01 | 0.01 | 0 | 0 | 0.01 | 0 | 0 | 0 | 0 | 0 | 0 | 0 | 0
1977 | 11 | 2 | 0.02 | 0.02 | 0 | 0 | 0.02 | 0 | 0 | 0 | 0 | 0 | 0 | 0 | 0
1977 | 11 | 3 | 0.64 | 0.64 | 0.59 | 0 | 0.64 | 0.59 | 0 | 0 | 0 | 0 | 0 | 0 | 0
1977 | 11 | 4 | 0.01 | 0.01 | 0 | 0 | 0.01 | 0 | 0 | 0 | 0 | 0 | 0 | 0 | 0
1977 | 11 | 5 | 0.02 | 0.02 | 0 | 0 | 0.02 | 0 | 0 | 0 | 0 | 0 | 0 | 0 | 0
1977 | 11 | 6 | 0.92 | 0.92 | 0.87 | 0 | 0.92 | 0.87 | 0 | 0 | 0 | 0 | 0 | 0 | 0
1977 | 11 | 7 | 0.36 | 0.36 | 0.31 | 0 | 0.36 | 0.31 | 0 | 0 | 0 | 0 | 0 | 0 | 0
1977 | 11 | 8 | 0 | 0 | 0 | 0 | 0 | 0 | 0 | 0 | 0 | 0 | 0 | 0 | 0
1977 | 11 | 9 | 0 | 0 | 0 | 0 | 0 | 0 | 0 | 0 | 0 | 0 | 0 | 0 | 0
1977 | 11 | 10 | 0.24 | 0.24 | 0.19 | 0 | 0.24 | 0.19 | 0 | 0 | 0 | 0 | 0 | 0 | 0
1977 | 11 | 11 | 0 | 0 | 0 | 0 | 0 | 0 | 0 | 0 | 0 | 0 | 0 | 0 | 0
1977 | 11 | 12 | 0 | 0 | 0 | 0 | 0 | 0 | 0 | 0 | 0 | 0 | 0 | 0 | 0
1977 | 11 | 13 | 0 | 0 | 0 | 0 | 0 | 0 | 0 | 0 | 0 | 0 | 0 | 0 | 0
1977 | 11 | 14 | 0 | 0 | 0 | 0 | 0 | 0 | 0 | 0 | 0 | 0 | 0 | 0 | 0
1977 | 11 | 15 | 0 | 0 | 0 | 0 | 0 | 0 | 0 | 0 | 0 | 0 | 0 | 0 | 0
1977 | 11 | 16 | 0.09 | 0.09 | 0.04 | 0 | 0.09 | 0.04 | 0 | 0 | 0 | 0 | 0 | 0 | 0
1977 | 11 | 17 | 0.22 | 0.22 | 0.17 | 0 | 0.22 | 0.17 | 0 | 0 | 0 | 0 | 0 | 0 | 0
1977 | 11 | 18 | 0 | 0 | 0 | 0 | 0 | 0 | 0 | 0 | 0 | 0 | 0 | 0 | 0
1977 | 11 | 19 | 0 | 0 | 0 | 0 | 0 | 0 | 0 | 0 | 0 | 0 | 0 | 0 | 0
1977 | 11 | 20 | 0 | 0 | 0 | 0 | 0 | 0 | 0 | 0 | 0 | 0 | 0 | 0 | 0
1977 | 11 | 21 | 0.04 | 0.04 | 0 | 0 | 0.04 | 0 | 0 | 0 | 0 | 0 | 0 | 0 | 0
1977 | 11 | 22 | 0.43 | 0.43 | 0.38 | 0 | 0.43 | 0.38 | 0 | 0 | 0 | 0 | 0 | 0 | 0
1977 | 11 | 23 | 0.29 | 0.29 | 0.24 | 0 | 0.29 | 0.24 | 0 | 0 | 0 | 0 | 0 | 0 | 0
1977 | 11 | 24 | 0.01 | 0.01 | 0 | 0 | 0.01 | 0 | 0 | 0 | 0 | 0 | 0 | 0 | 0
1977 | 11 | 25 | 0.57 | 0.57 | 0.52 | 0 | 0.57 | 0.52 | 0 | 0 | 0 | 0 | 0 | 0 | 0
1977 | 11 | 26 | 0.06 | 0.06 | 0.01 | 0 | 0.06 | 0.01 | 0 | 0 | 0 | 0 | 0 | 0 | 0
1977 | 11 | 27 | 0 | 0 | 0 | 0 | 0 | 0 | 0 | 0 | 0 | 0 | 0 | 0 | 0
1977 | 11 | 28 | 0 | 0 | 0 | 0 | 0 | 0 | 0 | 0 | 0 | 0 | 0 | 0 | 0
1977 | 11 | 29 | 0.24 | 0.24 | 0.19 | 0 | 0.24 | 0.19 | 0 | 0 | 0 | 0 | 0 | 0 | 0
1977 | 11 | 30 | 0.64 | 0.64 | 0.59 | 0 | 0.64 | 0.59 | 0 | 0 | 0 | 0 | 0 | 0 | 0
1977 | 12 | 1 | 0.09 | 0.09 | 0.04 | 0 | 0.09 | 0.04 | 0 | 0 | 0 | 0 | 0 | 0 | 0
1977 | 12 | 2 | 0 | 0 | 0 | 0 | 0 | 0 | 0 | 0 | 0 | 0 | 0 | 0 | 0
1977 | 12 | 3 | 0 | 0 | 0 | 0 | 0 | 0 | 0 | 0 | 0 | 0 | 0 | 0 | 0
1977 | 12 | 4 | 0 | 0 | 0 | 0 | 0 | 0 | 0 | 0 | 0 | 0 | 0 | 0 | 0
1977 | 12 | 5 | 0.28 | 0.28 | 0.23 | 0 | 0.28 | 0.23 | 0 | 0 | 0 | 0 | 0 | 0 | 0
1977 | 12 | 6 | 0.02 | 0.02 | 0 | 0 | 0.02 | 0 | 0 | 0 | 0 | 0 | 0 | 0 | 0
1977 | 12 | 7 | 0 | 0 | 0 | 0 | 0 | 0 | 0 | 0 | 0 | 0 | 0 | 0 | 0
1977 | 12 | 8 | 0 | 0 | 0 | 0 | 0 | 0 | 0 | 0 | 0 | 0 | 0 | 0 | 0
1977 | 12 | 9 | 0.04 | 0.04 | 0 | 0 | 0.04 | 0 | 0 | 0 | 0 | 0 | 0 | 0 | 0
1977 | 12 | 10 | 0 | 0 | 0 | 0 | 0 | 0 | 0 | 0 | 0 | 0 | 0 | 0 | 0
1977 | 12 | 11 | 0 | 0 | 0 | 0 | 0 | 0 | 0 | 0 | 0 | 0 | 0 | 0 | 0
1977 | 12 | 12 | 0 | 0 | 0 | 0 | 0 | 0 | 0 | 0 | 0 | 0 | 0 | 0 | 0
1977 | 12 | 13 | 0 | 0 | 0 | 0 | 0 | 0 | 0 | 0 | 0 | 0 | 0 | 0 | 0
1977 | 12 | 14 | 0.48 | 0.48 | 0.43 | 0 | 0.48 | 0.43 | 0 | 0 | 0 | 0 | 0 | 0 | 0
1977 | 12 | 15 | 0 | 0 | 0 | 0 | 0 | 0 | 0 | 0 | 0 | 0 | 0 | 0 | 0
1977 | 12 | 16 | 0 | 0 | 0 | 0 | 0 | 0 | 0 | 0 | 0 | 0 | 0 | 0 | 0
1977 | 12 | 17 | 0.08 | 0.08 | 0.03 | 0 | 0.08 | 0.03 | 0 | 0 | 0 | 0 | 0 | 0 | 0
1977 | 12 | 18 | 2.81 | 1 | 0.95 | 0 | 1 | 0.95 | 0 | 0 | 0 | 0 | 0 | 0 | 0
1977 | 12 | 19 | 0.32 | 0.32 | 0.27 | 0 | 0.32 | 0.27 | 0 | 0 | 0 | 0 | 0 | 0 | 0
1977 | 12 | 20 | 0.18 | 0.18 | 0.13 | 0 | 0.18 | 0.13 | 0 | 0 | 0 | 0 | 0 | 0 | 0
1977 | 12 | 21 | 0.26 | 0.26 | 0.21 | 0 | 0.26 | 0.21 | 0 | 0 | 0 | 0 | 0 | 0 | 0
1977 | 12 | 22 | 0 | 0 | 0 | 0 | 0 | 0 | 0 | 0 | 0 | 0 | 0 | 0 | 0
1977 | 12 | 23 | 0 | 0 | 0 | 0 | 0 | 0 | 0 | 0 | 0 | 0 | 0 | 0 | 0
1977 | 12 | 24 | 0 | 0 | 0 | 0 | 0 | 0 | 0 | 0 | 0 | 0 | 0 | 0 | 0
1977 | 12 | 25 | 0.07 | 0.07 | 0.02 | 0 | 0.07 | 0.02 | 0 | 0 | 0 | 0 | 0 | 0 | 0
1977 | 12 | 26 | 0 | 0 | 0 | 0 | 0 | 0 | 0 | 0 | 0 | 0 | 0 | 0 | 0
1977 | 12 | 27 | 0 | 0 | 0 | 0 | 0 | 0 | 0 | 0 | 0 | 0 | 0 | 0 | 0
1977 | 12 | 28 | 0 | 0 | 0 | 0 | 0 | 0 | 0 | 0 | 0 | 0 | 0 | 0 | 0
1977 | 12 | 29 | 0 | 0 | 0 | 0 | 0 | 0 | 0 | 0 | 0 | 0 | 0 | 0 | 0
1977 | 12 | 30 | 0.2 | 0.2 | 0.15 | 0 | 0.2 | 0.15 | 0 | 0 | 0 | 0 | 0 | 0 | 0
1977 | 12 | 31 | 0.03 | 0.03 | 0 | 0 | 0.03 | 0 | 0 | 0 | 0 | 0 | 0 | 0 | 0
1978 | 1 | 1 | 0.02 | 0.02 | 0 | 0 | 0.02 | 0 | 0 | 0 | 0 | 0 | 0 | 0 | 0
1978 | 1 | 2 | 0 | 0 | 0 | 0 | 0 | 0 | 0 | 0 | 0 | 0 | 0 | 0 | 0
1978 | 1 | 3 | 0 | 0 | 0 | 0 | 0 | 0 | 0 | 0 | 0 | 0 | 0 | 0 | 0
1978 | 1 | 4 | 0 | 0 | 0 | 0 | 0 | 0 | 0 | 0 | 0 | 0 | 0 | 0 | 0
1978 | 1 | 5 | 0 | 0 | 0 | 0 | 0 | 0 | 0 | 0 | 0 | 0 | 0 | 0 | 0
1978 | 1 | 6 | 0 | 0 | 0 | 0 | 0 | 0 | 0 | 0 | 0 | 0 | 0 | 0 | 0
1978 | 1 | 7 | 0 | 0 | 0 | 0 | 0 | 0 | 0 | 0 | 0 | 0 | 0 | 0 | 0
1978 | 1 | 8 | 0.83 | 0.83 | 0.78 | 0 | 0.83 | 0.78 | 0 | 0 | 0 | 0 | 0 | 0 | 0
1978 | 1 | 9 | 0.91 | 0.91 | 0.86 | 0 | 0.91 | 0.86 | 0 | 0 | 0 | 0 | 0 | 0 | 0
1978 | 1 | 10 | 0 | 0 | 0 | 0 | 0 | 0 | 0 | 0 | 0 | 0 | 0 | 0 | 0
1978 | 1 | 11 | 0 | 0 | 0 | 0 | 0 | 0 | 0 | 0 | 0 | 0 | 0 | 0 | 0
1978 | 1 | 12 | 0 | 0 | 0 | 0 | 0 | 0 | 0 | 0 | 0 | 0 | 0 | 0 | 0
1978 | 1 | 13 | 1.13 | 1 | 0.95 | 0 | 1 | 0.95 | 0 | 0 | 0 | 0 | 0 | 0 | 0
1978 | 1 | 14 | 0.1 | 0.1 | 0.05 | 0 | 0.1 | 0.05 | 0 | 0 | 0 | 0 | 0 | 0 | 0
1978 | 1 | 15 | 0.01 | 0.01 | 0 | 0 | 0.01 | 0 | 0 | 0 | 0 | 0 | 0 | 0 | 0
1978 | 1 | 16 | 0 | 0 | 0 | 0 | 0 | 0 | 0 | 0 | 0 | 0 | 0 | 0 | 0
1978 | 1 | 17 | 1.03 | 1 | 0.95 | 0 | 1 | 0.95 | 0 | 0 | 0 | 0 | 0 | 0 | 0
1978 | 1 | 18 | 0 | 0 | 0 | 0 | 0 | 0 | 0 | 0 | 0 | 0 | 0 | 0 | 0
1978 | 1 | 19 | 0.29 | 0.29 | 0.24 | 0 | 0.29 | 0.24 | 0 | 0 | 0 | 0 | 0 | 0 | 0
1978 | 1 | 20 | 0.48 | 0.48 | 0.43 | 0 | 0.48 | 0.43 | 0 | 0 | 0 | 0 | 0 | 0 | 0
1978 | 1 | 21 | 0 | 0 | 0 | 0 | 0 | 0 | 0 | 0 | 0 | 0 | 0 | 0 | 0
1978 | 1 | 22 | 0 | 0 | 0 | 0 | 0 | 0 | 0 | 0 | 0 | 0 | 0 | 0 | 0
1978 | 1 | 23 | 0 | 0 | 0 | 0 | 0 | 0 | 0 | 0 | 0 | 0 | 0 | 0 | 0
1978 | 1 | 24 | 0.03 | 0.03 | 0 | 0 | 0.03 | 0 | 0 | 0 | 0 | 0 | 0 | 0 | 0
1978 | 1 | 25 | 1.66 | 1 | 0.95 | 0 | 1 | 0.95 | 0 | 0 | 0 | 0 | 0 | 0 | 0
1978 | 1 | 26 | 0.62 | 0.62 | 0.57 | 0 | 0.62 | 0.57 | 0 | 0 | 0 | 0 | 0 | 0 | 0
1978 | 1 | 27 | 0 | 0 | 0 | 0 | 0 | 0 | 0 | 0 | 0 | 0 | 0 | 0 | 0
1978 | 1 | 28 | 0 | 0 | 0 | 0 | 0 | 0 | 0 | 0 | 0 | 0 | 0 | 0 | 0
1978 | 1 | 29 | 0 | 0 | 0 | 0 | 0 | 0 | 0 | 0 | 0 | 0 | 0 | 0 | 0
1978 | 1 | 30 | 0 | 0 | 0 | 0 | 0 | 0 | 0 | 0 | 0 | 0 | 0 | 0 | 0
1978 | 1 | 31 | 0 | 0 | 0 | 0 | 0 | 0 | 0 | 0 | 0 | 0 | 0 | 0 | 0
1978 | 2 | 1 | 0 | 0 | 0 | 0 | 0 | 0 | 0 | 0 | 0 | 0 | 0 | 0 | 0
1978 | 2 | 2 | 0.04 | 0.04 | 0 | 0 | 0.04 | 0 | 0 | 0 | 0 | 0 | 0 | 0 | 0
1978 | 2 | 3 | 0 | 0 | 0 | 0 | 0 | 0 | 0 | 0 | 0 | 0 | 0 | 0 | 0
1978 | 2 | 4 | 0 | 0 | 0 | 0 | 0 | 0 | 0 | 0 | 0 | 0 | 0 | 0 | 0
1978 | 2 | 5 | 0.06 | 0.06 | 0.01 | 0 | 0.06 | 0.01 | 0 | 0 | 0 | 0 | 0 | 0 | 0
1978 | 2 | 6 | 0.14 | 0.14 | 0.09 | 0 | 0.14 | 0.09 | 0 | 0 | 0 | 0 | 0 | 0 | 0
1978 | 2 | 7 | 0 | 0 | 0 | 0 | 0 | 0 | 0 | 0 | 0 | 0 | 0 | 0 | 0
1978 | 2 | 8 | 0 | 0 | 0 | 0 | 0 | 0 | 0 | 0 | 0 | 0 | 0 | 0 | 0
1978 | 2 | 9 | 0 | 0 | 0 | 0 | 0 | 0 | 0 | 0 | 0 | 0 | 0 | 0 | 0
1978 | 2 | 10 | 0 | 0 | 0 | 0 | 0 | 0 | 0 | 0 | 0 | 0 | 0 | 0 | 0
1978 | 2 | 11 | 0 | 0 | 0 | 0 | 0 | 0 | 0 | 0 | 0 | 0 | 0 | 0 | 0
1978 | 2 | 12 | 0 | 0 | 0 | 0 | 0 | 0 | 0 | 0 | 0 | 0 | 0 | 0 | 0
1978 | 2 | 13 | 0.17 | 0.17 | 0.12 | 0 | 0.17 | 0.12 | 0 | 0 | 0 | 0 | 0 | 0 | 0
1978 | 2 | 14 | 0 | 0 | 0 | 0 | 0 | 0 | 0 | 0 | 0 | 0 | 0 | 0 | 0
1978 | 2 | 15 | 0 | 0 | 0 | 0 | 0 | 0 | 0 | 0 | 0 | 0 | 0 | 0 | 0
1978 | 2 | 16 | 0.01 | 0.01 | 0 | 0 | 0.01 | 0 | 0 | 0 | 0 | 0 | 0 | 0 | 0
1978 | 2 | 17 | 0 | 0 | 0 | 0 | 0 | 0 | 0 | 0 | 0 | 0 | 0 | 0 | 0
1978 | 2 | 18 | 0 | 0 | 0 | 0 | 0 | 0 | 0 | 0 | 0 | 0 | 0 | 0 | 0
1978 | 2 | 19 | 0 | 0 | 0 | 0 | 0 | 0 | 0 | 0 | 0 | 0 | 0 | 0 | 0
1978 | 2 | 20 | 0 | 0 | 0 | 0 | 0 | 0 | 0 | 0 | 0 | 0 | 0 | 0 | 0
1978 | 2 | 21 | 0 | 0 | 0 | 0 | 0 | 0 | 0 | 0 | 0 | 0 | 0 | 0 | 0
1978 | 2 | 22 | 0 | 0 | 0 | 0 | 0 | 0 | 0 | 0 | 0 | 0 | 0 | 0 | 0
1978 | 2 | 23 | 0 | 0 | 0 | 0 | 0 | 0 | 0 | 0 | 0 | 0 | 0 | 0 | 0
1978 | 2 | 24 | 0 | 0 | 0 | 0 | 0 | 0 | 0 | 0 | 0 | 0 | 0 | 0 | 0
1978 | 2 | 25 | 0 | 0 | 0 | 0 | 0 | 0 | 0 | 0 | 0 | 0 | 0 | 0 | 0
1978 | 2 | 26 | 0 | 0 | 0 | 0 | 0 | 0 | 0 | 0 | 0 | 0 | 0 | 0 | 0
1978 | 2 | 27 | 0 | 0 | 0 | 0 | 0 | 0 | 0 | 0 | 0 | 0 | 0 | 0 | 0
1978 | 2 | 28 | 0 | 0 | 0 | 0 | 0 | 0 | 0 | 0 | 0 | 0 | 0 | 0 | 0
1978 | 3 | 1 | 0.08 | 0.08 | 0.03 | 0 | 0.08 | 0.03 | 0 | 0 | 0 | 0 | 0 | 0 | 0
1978 | 3 | 2 | 0 | 0 | 0 | 0 | 0 | 0 | 0 | 0 | 0 | 0 | 0 | 0 | 0
1978 | 3 | 3 | 0.42 | 0.42 | 0.37 | 0 | 0.42 | 0.37 | 0 | 0 | 0 | 0 | 0 | 0 | 0
1978 | 3 | 4 | 0 | 0 | 0 | 0 | 0 | 0 | 0 | 0 | 0 | 0 | 0 | 0 | 0
1978 | 3 | 5 | 0 | 0 | 0 | 0 | 0 | 0 | 0 | 0 | 0 | 0 | 0 | 0 | 0
1978 | 3 | 6 | 0 | 0 | 0 | 0 | 0 | 0 | 0 | 0 | 0 | 0 | 0 | 0 | 0
1978 | 3 | 7 | 0 | 0 | 0 | 0 | 0 | 0 | 0 | 0 | 0 | 0 | 0 | 0 | 0
1978 | 3 | 8 | 0.28 | 0.28 | 0.23 | 0 | 0.28 | 0.23 | 0 | 0 | 0 | 0 | 0 | 0 | 0
1978 | 3 | 9 | 0 | 0 | 0 | 0 | 0 | 0 | 0 | 0 | 0 | 0 | 0 | 0 | 0
1978 | 3 | 10 | 0.45 | 0.45 | 0.4 | 0 | 0.45 | 0.4 | 0 | 0 | 0 | 0 | 0 | 0 | 0
1978 | 3 | 11 | 0 | 0 | 0 | 0 | 0 | 0 | 0 | 0 | 0 | 0 | 0 | 0 | 0
1978 | 3 | 12 | 0 | 0 | 0 | 0 | 0 | 0 | 0 | 0 | 0 | 0 | 0 | 0 | 0
1978 | 3 | 13 | 0 | 0 | 0 | 0 | 0 | 0 | 0 | 0 | 0 | 0 | 0 | 0 | 0
1978 | 3 | 14 | 0.17 | 0.17 | 0.12 | 0 | 0.17 | 0.12 | 0 | 0 | 0 | 0 | 0 | 0 | 0
1978 | 3 | 15 | 0 | 0 | 0 | 0 | 0 | 0 | 0 | 0 | 0 | 0 | 0 | 0 | 0
1978 | 3 | 16 | 0.15 | 0.15 | 0.1 | 0 | 0.15 | 0.1 | 0 | 0 | 0 | 0 | 0 | 0 | 0
1978 | 3 | 17 | 0 | 0 | 0 | 0 | 0 | 0 | 0 | 0 | 0 | 0 | 0 | 0 | 0
1978 | 3 | 18 | 0 | 0 | 0 | 0 | 0 | 0 | 0 | 0 | 0 | 0 | 0 | 0 | 0
1978 | 3 | 19 | 0 | 0 | 0 | 0 | 0 | 0 | 0 | 0 | 0 | 0 | 0 | 0 | 0
1978 | 3 | 20 | 0 | 0 | 0 | 0 | 0 | 0 | 0 | 0 | 0 | 0 | 0 | 0 | 0
1978 | 3 | 21 | 0.09 | 0.09 | 0.04 | 0 | 0.09 | 0.04 | 0 | 0 | 0 | 0 | 0 | 0 | 0
1978 | 3 | 22 | 0 | 0 | 0 | 0 | 0 | 0 | 0 | 0 | 0 | 0 | 0 | 0 | 0
1978 | 3 | 23 | 0 | 0 | 0 | 0 | 0 | 0 | 0 | 0 | 0 | 0 | 0 | 0 | 0
1978 | 3 | 24 | 0 | 0 | 0 | 0 | 0 | 0 | 0 | 0 | 0 | 0 | 0 | 0 | 0
1978 | 3 | 25 | 0.27 | 0.27 | 0.22 | 0 | 0.27 | 0.22 | 0 | 0 | 0 | 0 | 0 | 0 | 0
1978 | 3 | 26 | 2.16 | 1 | 0.95 | 0 | 1 | 0.95 | 0 | 0 | 0 | 0 | 0 | 0 | 0
1978 | 3 | 27 | 0.41 | 0.41 | 0.36 | 0 | 0.41 | 0.36 | 0 | 0 | 0 | 0 | 0 | 0 | 0
1978 | 3 | 28 | 0 | 0 | 0 | 0 | 0 | 0 | 0 | 0 | 0 | 0 | 0 | 0 | 0
1978 | 3 | 29 | 0 | 0 | 0 | 0 | 0 | 0 | 0 | 0 | 0 | 0 | 0 | 0 | 0
1978 | 3 | 30 | 0 | 0 | 0 | 0 | 0 | 0 | 0 | 0 | 0 | 0 | 0 | 0 | 0
1978 | 3 | 31 | 0 | 0 | 0 | 0 | 0 | 0 | 0 | 0 | 0 | 0 | 0 | 0 | 0
1978 | 4 | 1 | 0 | 0 | 0 | 0 | 0 | 0 | 0 | 0 | 0 | 0 | 0 | 0 | 0
1978 | 4 | 2 | 0 | 0 | 0 | 0 | 0 | 0 | 0 | 0 | 0 | 0 | 0 | 0 | 0
1978 | 4 | 3 | 0.02 | 0.02 | 0 | 0 | 0.02 | 0 | 0 | 0 | 0 | 0 | 0 | 0 | 0
1978 | 4 | 4 | 0 | 0 | 0 | 0 | 0 | 0 | 0 | 0 | 0 | 0 | 0 | 0 | 0
1978 | 4 | 5 | 0 | 0 | 0 | 0 | 0 | 0 | 0 | 0 | 0 | 0 | 0 | 0 | 0
1978 | 4 | 6 | 0.02 | 0.02 | 0 | 0 | 0.02 | 0 | 0 | 0 | 0 | 0 | 0 | 0 | 0
1978 | 4 | 7 | 0.08 | 0.08 | 0.03 | 0 | 0.08 | 0.03 | 0 | 0 | 0 | 0 | 0 | 0 | 0
1978 | 4 | 8 | 0 | 0 | 0 | 0 | 0 | 0 | 0 | 0 | 0 | 0 | 0 | 0 | 0
1978 | 4 | 9 | 0 | 0 | 0 | 0 | 0 | 0 | 0 | 0 | 0 | 0 | 0 | 0 | 0
1978 | 4 | 10 | 0 | 0 | 0 | 0 | 0 | 0 | 0 | 0 | 0 | 0 | 0 | 0 | 0
1978 | 4 | 11 | 0.1 | 0.1 | 0.05 | 0 | 0.1 | 0.05 | 0 | 0 | 0 | 0 | 0 | 0 | 0
1978 | 4 | 12 | 0 | 0 | 0 | 0 | 0 | 0 | 0 | 0 | 0 | 0 | 0 | 0 | 0
1978 | 4 | 13 | 0 | 0 | 0 | 0 | 0 | 0 | 0 | 0 | 0 | 0 | 0 | 0 | 0
1978 | 4 | 14 | 0 | 0 | 0 | 0 | 0 | 0 | 0 | 0 | 0 | 0 | 0 | 0 | 0
1978 | 4 | 15 | 0 | 0 | 0 | 0 | 0 | 0 | 0 | 0 | 0 | 0 | 0 | 0 | 0
1978 | 4 | 16 | 0 | 0 | 0 | 0 | 0 | 0 | 0 | 0 | 0 | 0 | 0 | 0 | 0
1978 | 4 | 17 | 0 | 0 | 0 | 0 | 0 | 0 | 0 | 0 | 0 | 0 | 0 | 0 | 0
1978 | 4 | 18 | 0.38 | 0.38 | 0.33 | 0 | 0.38 | 0.33 | 0 | 0 | 0 | 0 | 0 | 0 | 0
1978 | 4 | 19 | 0.48 | 0.48 | 0.43 | 0 | 0.48 | 0.43 | 0 | 0 | 0 | 0 | 0 | 0 | 0
1978 | 4 | 20 | 0 | 0 | 0 | 0 | 0 | 0 | 0 | 0 | 0 | 0 | 0 | 0 | 0
1978 | 4 | 21 | 0 | 0 | 0 | 0 | 0 | 0 | 0 | 0 | 0 | 0 | 0 | 0 | 0
1978 | 4 | 22 | 0 | 0 | 0 | 0 | 0 | 0 | 0 | 0 | 0 | 0 | 0 | 0 | 0
1978 | 4 | 23 | 0 | 0 | 0 | 0 | 0 | 0 | 0 | 0 | 0 | 0 | 0 | 0 | 0
1978 | 4 | 24 | 0 | 0 | 0 | 0 | 0 | 0 | 0 | 0 | 0 | 0 | 0 | 0 | 0
1978 | 4 | 25 | 0.07 | 0.07 | 0.02 | 0 | 0.07 | 0.02 | 0 | 0 | 0 | 0 | 0 | 0 | 0
1978 | 4 | 26 | 0.23 | 0.23 | 0.18 | 0 | 0.23 | 0.18 | 0 | 0 | 0 | 0 | 0 | 0 | 0
1978 | 4 | 27 | 0 | 0 | 0 | 0 | 0 | 0 | 0 | 0 | 0 | 0 | 0 | 0 | 0
1978 | 4 | 28 | 0 | 0 | 0 | 0 | 0 | 0 | 0 | 0 | 0 | 0 | 0 | 0 | 0
1978 | 4 | 29 | 0 | 0 | 0 | 0 | 0 | 0 | 0 | 0 | 0 | 0 | 0 | 0 | 0
1978 | 4 | 30 | 0 | 0 | 0 | 0 | 0 | 0 | 0 | 0 | 0 | 0 | 0 | 0 | 0
1978 | 5 | 1 | 0 | 0 | 0 | 0 | 0 | 0 | 0 | 0 | 0 | 0 | 0 | 0 | 0
1978 | 5 | 2 | 0 | 0 | 0 | 0 | 0 | 0 | 0 | 0 | 0 | 0 | 0 | 0 | 0
1978 | 5 | 3 | 0 | 0 | 0 | 0 | 0 | 0 | 0 | 0 | 0 | 0 | 0 | 0 | 0
1978 | 5 | 4 | 1.26 | 1 | 0.95 | 0 | 1 | 0.95 | 0 | 0 | 0 | 0 | 0 | 0 | 0
1978 | 5 | 5 | 0.06 | 0.06 | 0.01 | 0 | 0.06 | 0.01 | 0 | 0 | 0 | 0 | 0 | 0 | 0
1978 | 5 | 6 | 0.02 | 0.02 | 0 | 0 | 0.02 | 0 | 0 | 0 | 0 | 0 | 0 | 0 | 0
1978 | 5 | 7 | 0 | 0 | 0 | 0 | 0 | 0 | 0 | 0 | 0 | 0 | 0 | 0 | 0
1978 | 5 | 8 | 0.53 | 0.53 | 0.48 | 0 | 0.53 | 0.48 | 0 | 0 | 0 | 0 | 0 | 0 | 0
1978 | 5 | 9 | 0.34 | 0.34 | 0.29 | 0 | 0.34 | 0.29 | 0 | 0 | 0 | 0 | 0 | 0 | 0
1978 | 5 | 10 | 0 | 0 | 0 | 0 | 0 | 0 | 0 | 0 | 0 | 0 | 0 | 0 | 0
1978 | 5 | 11 | 0 | 0 | 0 | 0 | 0 | 0 | 0 | 0 | 0 | 0 | 0 | 0 | 0
1978 | 5 | 12 | 0 | 0 | 0 | 0 | 0 | 0 | 0 | 0 | 0 | 0 | 0 | 0 | 0
1978 | 5 | 13 | 0.34 | 0.34 | 0.29 | 0 | 0.34 | 0.29 | 0 | 0 | 0 | 0 | 0 | 0 | 0
1978 | 5 | 14 | 0.56 | 0.56 | 0.51 | 0 | 0.56 | 0.51 | 0 | 0 | 0 | 0 | 0 | 0 | 0
1978 | 5 | 15 | 1.24 | 1 | 0.95 | 0 | 1 | 0.95 | 0 | 0 | 0 | 0 | 0 | 0 | 0
1978 | 5 | 16 | 0.55 | 0.55 | 0.5 | 0 | 0.55 | 0.5 | 0 | 0 | 0 | 0 | 0 | 0 | 0
1978 | 5 | 17 | 0 | 0 | 0 | 0 | 0 | 0 | 0 | 0 | 0 | 0 | 0 | 0 | 0
1978 | 5 | 18 | 0.02 | 0.02 | 0 | 0 | 0.02 | 0 | 0 | 0 | 0 | 0 | 0 | 0 | 0
1978 | 5 | 19 | 0 | 0 | 0 | 0 | 0 | 0 | 0 | 0 | 0 | 0 | 0 | 0 | 0
1978 | 5 | 20 | 0 | 0 | 0 | 0 | 0 | 0 | 0 | 0 | 0 | 0 | 0 | 0 | 0
1978 | 5 | 21 | 0 | 0 | 0 | 0 | 0 | 0 | 0 | 0 | 0 | 0 | 0 | 0 | 0
1978 | 5 | 22 | 0 | 0 | 0 | 0 | 0 | 0 | 0 | 0 | 0 | 0 | 0 | 0 | 0
1978 | 5 | 23 | 0.08 | 0.08 | 0.03 | 0 | 0.08 | 0.03 | 0 | 0 | 0 | 0 | 0 | 0 | 0
1978 | 5 | 24 | 0.13 | 0.13 | 0.08 | 0 | 0.13 | 0.08 | 0 | 0 | 0 | 0 | 0 | 0 | 0
1978 | 5 | 25 | 0 | 0 | 0 | 0 | 0 | 0 | 0 | 0 | 0 | 0 | 0 | 0 | 0
1978 | 5 | 26 | 0 | 0 | 0 | 0 | 0 | 0 | 0 | 0 | 0 | 0 | 0 | 0 | 0
1978 | 5 | 27 | 0 | 0 | 0 | 0 | 0 | 0 | 0 | 0 | 0 | 0 | 0 | 0 | 0
1978 | 5 | 28 | 0 | 0 | 0 | 0 | 0 | 0 | 0 | 0 | 0 | 0 | 0 | 0 | 0
1978 | 5 | 29 | 0 | 0 | 0 | 0 | 0 | 0 | 0 | 0 | 0 | 0 | 0 | 0 | 0
1978 | 5 | 30 | 0 | 0 | 0 | 0 | 0 | 0 | 0 | 0 | 0 | 0 | 0 | 0 | 0
1978 | 5 | 31 | 0 | 0 | 0 | 0 | 0 | 0 | 0 | 0 | 0 | 0 | 0 | 0 | 0
1978 | 6 | 1 | 0 | 0 | 0 | 0 | 0 | 0 | 0 | 0 | 0 | 0 | 0 | 0 | 0
1978 | 6 | 2 | 0 | 0 | 0 | 0 | 0 | 0 | 0 | 0 | 0 | 0 | 0 | 0 | 0
1978 | 6 | 3 | 0.1 | 0.1 | 0.05 | 0 | 0.1 | 0.05 | 0 | 0 | 0 | 0 | 0 | 0 | 0
1978 | 6 | 4 | 0 | 0 | 0 | 0 | 0 | 0 | 0 | 0 | 0 | 0 | 0 | 0 | 0
1978 | 6 | 5 | 0.02 | 0.02 | 0 | 0 | 0.02 | 0 | 0 | 0 | 0 | 0 | 0 | 0 | 0
1978 | 6 | 6 | 0 | 0 | 0 | 0 | 0 | 0 | 0 | 0 | 0 | 0 | 0 | 0 | 0
1978 | 6 | 7 | 0.12 | 0.12 | 0.07 | 0 | 0.12 | 0.07 | 0 | 0 | 0 | 0 | 0 | 0 | 0
1978 | 6 | 8 | 0.04 | 0.04 | 0 | 0 | 0.04 | 0 | 0 | 0 | 0 | 0 | 0 | 0 | 0
1978 | 6 | 9 | 0 | 0 | 0 | 0 | 0 | 0 | 0 | 0 | 0 | 0 | 0 | 0 | 0
1978 | 6 | 10 | 0 | 0 | 0 | 0 | 0 | 0 | 0 | 0 | 0 | 0 | 0 | 0 | 0
1978 | 6 | 11 | 0 | 0 | 0 | 0 | 0 | 0 | 0 | 0 | 0 | 0 | 0 | 0 | 0
1978 | 6 | 12 | 0 | 0 | 0 | 0 | 0 | 0 | 0 | 0 | 0 | 0 | 0 | 0 | 0
1978 | 6 | 13 | 0.4 | 0.4 | 0.35 | 0 | 0.4 | 0.35 | 0 | 0 | 0 | 0 | 0 | 0 | 0
1978 | 6 | 14 | 0 | 0 | 0 | 0 | 0 | 0 | 0 | 0 | 0 | 0 | 0 | 0 | 0
1978 | 6 | 15 | 0 | 0 | 0 | 0 | 0 | 0 | 0 | 0 | 0 | 0 | 0 | 0 | 0
1978 | 6 | 16 | 0 | 0 | 0 | 0 | 0 | 0 | 0 | 0 | 0 | 0 | 0 | 0 | 0
1978 | 6 | 17 | 0 | 0 | 0 | 0 | 0 | 0 | 0 | 0 | 0 | 0 | 0 | 0 | 0
1978 | 6 | 18 | 0 | 0 | 0 | 0 | 0 | 0 | 0 | 0 | 0 | 0 | 0 | 0 | 0
1978 | 6 | 19 | 0.1 | 0.1 | 0.05 | 0 | 0.1 | 0.05 | 0 | 0 | 0 | 0 | 0 | 0 | 0
1978 | 6 | 20 | 0 | 0 | 0 | 0 | 0 | 0 | 0 | 0 | 0 | 0 | 0 | 0 | 0
1978 | 6 | 21 | 0.52 | 0.52 | 0.47 | 0 | 0.52 | 0.47 | 0 | 0 | 0 | 0 | 0 | 0 | 0
1978 | 6 | 22 | 0 | 0 | 0 | 0 | 0 | 0 | 0 | 0 | 0 | 0 | 0 | 0 | 0
1978 | 6 | 23 | 0 | 0 | 0 | 0 | 0 | 0 | 0 | 0 | 0 | 0 | 0 | 0 | 0
1978 | 6 | 24 | 0 | 0 | 0 | 0 | 0 | 0 | 0 | 0 | 0 | 0 | 0 | 0 | 0
1978 | 6 | 25 | 0 | 0 | 0 | 0 | 0 | 0 | 0 | 0 | 0 | 0 | 0 | 0 | 0
1978 | 6 | 26 | 0.02 | 0.02 | 0 | 0 | 0.02 | 0 | 0 | 0 | 0 | 0 | 0 | 0 | 0
1978 | 6 | 27 | 0.71 | 0.71 | 0.66 | 0 | 0.71 | 0.66 | 0 | 0 | 0 | 0 | 0 | 0 | 0
1978 | 6 | 28 | 0.02 | 0.02 | 0 | 0 | 0.02 | 0 | 0 | 0 | 0 | 0 | 0 | 0 | 0
1978 | 6 | 29 | 0.38 | 0.38 | 0.33 | 0 | 0.38 | 0.33 | 0 | 0 | 0 | 0 | 0 | 0 | 0
1978 | 6 | 30 | 0 | 0 | 0 | 0 | 0 | 0 | 0 | 0 | 0 | 0 | 0 | 0 | 0
1978 | 7 | 1 | 0 | 0 | 0 | 0 | 0 | 0 | 0 | 0 | 0 | 0 | 0 | 0 | 0
1978 | 7 | 2 | 0.31 | 0.31 | 0.26 | 0 | 0.31 | 0.26 | 0 | 0 | 0 | 0 | 0 | 0 | 0
1978 | 7 | 3 | 1.72 | 1 | 0.95 | 0 | 1 | 0.95 | 0 | 0 | 0 | 0 | 0 | 0 | 0
1978 | 7 | 4 | 0 | 0 | 0 | 0 | 0 | 0 | 0 | 0 | 0 | 0 | 0 | 0 | 0
1978 | 7 | 5 | 0 | 0 | 0 | 0 | 0 | 0 | 0 | 0 | 0 | 0 | 0 | 0 | 0
1978 | 7 | 6 | 0 | 0 | 0 | 0 | 0 | 0 | 0 | 0 | 0 | 0 | 0 | 0 | 0
1978 | 7 | 7 | 0 | 0 | 0 | 0 | 0 | 0 | 0 | 0 | 0 | 0 | 0 | 0 | 0
1978 | 7 | 8 | 0.24 | 0.24 | 0.19 | 0 | 0.24 | 0.19 | 0 | 0 | 0 | 0 | 0 | 0 | 0
1978 | 7 | 9 | 0 | 0 | 0 | 0 | 0 | 0 | 0 | 0 | 0 | 0 | 0 | 0 | 0
1978 | 7 | 10 | 0.55 | 0.55 | 0.5 | 0 | 0.55 | 0.5 | 0 | 0 | 0 | 0 | 0 | 0 | 0
1978 | 7 | 11 | 0.02 | 0.02 | 0 | 0 | 0.02 | 0 | 0 | 0 | 0 | 0 | 0 | 0 | 0
1978 | 7 | 12 | 0 | 0 | 0 | 0 | 0 | 0 | 0 | 0 | 0 | 0 | 0 | 0 | 0
1978 | 7 | 13 | 0 | 0 | 0 | 0 | 0 | 0 | 0 | 0 | 0 | 0 | 0 | 0 | 0
1978 | 7 | 14 | 0 | 0 | 0 | 0 | 0 | 0 | 0 | 0 | 0 | 0 | 0 | 0 | 0
1978 | 7 | 15 | 0 | 0 | 0 | 0 | 0 | 0 | 0 | 0 | 0 | 0 | 0 | 0 | 0
1978 | 7 | 16 | 0.02 | 0.02 | 0 | 0 | 0.02 | 0 | 0 | 0 | 0 | 0 | 0 | 0 | 0
1978 | 7 | 17 | 0 | 0 | 0 | 0 | 0 | 0 | 0 | 0 | 0 | 0 | 0 | 0 | 0
1978 | 7 | 18 | 0 | 0 | 0 | 0 | 0 | 0 | 0 | 0 | 0 | 0 | 0 | 0 | 0
1978 | 7 | 19 | 0 | 0 | 0 | 0 | 0 | 0 | 0 | 0 | 0 | 0 | 0 | 0 | 0
1978 | 7 | 20 | 0 | 0 | 0 | 0 | 0 | 0 | 0 | 0 | 0 | 0 | 0 | 0 | 0
1978 | 7 | 21 | 0 | 0 | 0 | 0 | 0 | 0 | 0 | 0 | 0 | 0 | 0 | 0 | 0
1978 | 7 | 22 | 0 | 0 | 0 | 0 | 0 | 0 | 0 | 0 | 0 | 0 | 0 | 0 | 0
1978 | 7 | 23 | 0 | 0 | 0 | 0 | 0 | 0 | 0 | 0 | 0 | 0 | 0 | 0 | 0
1978 | 7 | 24 | 0.12 | 0.12 | 0.07 | 0 | 0.12 | 0.07 | 0 | 0 | 0 | 0 | 0 | 0 | 0
1978 | 7 | 25 | 0 | 0 | 0 | 0 | 0 | 0 | 0 | 0 | 0 | 0 | 0 | 0 | 0
1978 | 7 | 26 | 0 | 0 | 0 | 0 | 0 | 0 | 0 | 0 | 0 | 0 | 0 | 0 | 0
1978 | 7 | 27 | 0 | 0 | 0 | 0 | 0 | 0 | 0 | 0 | 0 | 0 | 0 | 0 | 0
1978 | 7 | 28 | 0.15 | 0.15 | 0.1 | 0 | 0.15 | 0.1 | 0 | 0 | 0 | 0 | 0 | 0 | 0
1978 | 7 | 29 | 0 | 0 | 0 | 0 | 0 | 0 | 0 | 0 | 0 | 0 | 0 | 0 | 0
1978 | 7 | 30 | 0.31 | 0.31 | 0.26 | 0 | 0.31 | 0.26 | 0 | 0 | 0 | 0 | 0 | 0 | 0
1978 | 7 | 31 | 0.84 | 0.84 | 0.79 | 0 | 0.84 | 0.79 | 0 | 0 | 0 | 0 | 0 | 0 | 0
1978 | 8 | 1 | 0.04 | 0.04 | 0 | 0 | 0.04 | 0 | 0 | 0 | 0 | 0 | 0 | 0 | 0
1978 | 8 | 2 | 0.15 | 0.15 | 0.1 | 0 | 0.15 | 0.1 | 0 | 0 | 0 | 0 | 0 | 0 | 0
1978 | 8 | 3 | 0.06 | 0.06 | 0.01 | 0 | 0.06 | 0.01 | 0 | 0 | 0 | 0 | 0 | 0 | 0
1978 | 8 | 4 | 0.47 | 0.47 | 0.42 | 0 | 0.47 | 0.42 | 0 | 0 | 0 | 0 | 0 | 0 | 0
1978 | 8 | 5 | 0.46 | 0.46 | 0.41 | 0 | 0.46 | 0.41 | 0 | 0 | 0 | 0 | 0 | 0 | 0
1978 | 8 | 6 | 0 | 0 | 0 | 0 | 0 | 0 | 0 | 0 | 0 | 0 | 0 | 0 | 0
1978 | 8 | 7 | 0 | 0 | 0 | 0 | 0 | 0 | 0 | 0 | 0 | 0 | 0 | 0 | 0
1978 | 8 | 8 | 0 | 0 | 0 | 0 | 0 | 0 | 0 | 0 | 0 | 0 | 0 | 0 | 0
1978 | 8 | 9 | 0.32 | 0.32 | 0.27 | 0 | 0.32 | 0.27 | 0 | 0 | 0 | 0 | 0 | 0 | 0
1978 | 8 | 10 | 0 | 0 | 0 | 0 | 0 | 0 | 0 | 0 | 0 | 0 | 0 | 0 | 0
1978 | 8 | 11 | 0.59 | 0.59 | 0.54 | 0 | 0.59 | 0.54 | 0 | 0 | 0 | 0 | 0 | 0 | 0
1978 | 8 | 12 | 0.09 | 0.09 | 0.04 | 0 | 0.09 | 0.04 | 0 | 0 | 0 | 0 | 0 | 0 | 0
1978 | 8 | 13 | 1.21 | 1 | 0.95 | 0 | 1 | 0.95 | 0 | 0 | 0 | 0 | 0 | 0 | 0
1978 | 8 | 14 | 0.06 | 0.06 | 0.01 | 0 | 0.06 | 0.01 | 0 | 0 | 0 | 0 | 0 | 0 | 0
1978 | 8 | 15 | 0 | 0 | 0 | 0 | 0 | 0 | 0 | 0 | 0 | 0 | 0 | 0 | 0
1978 | 8 | 16 | 0 | 0 | 0 | 0 | 0 | 0 | 0 | 0 | 0 | 0 | 0 | 0 | 0
1978 | 8 | 17 | 0 | 0 | 0 | 0 | 0 | 0 | 0 | 0 | 0 | 0 | 0 | 0 | 0
1978 | 8 | 18 | 0 | 0 | 0 | 0 | 0 | 0 | 0 | 0 | 0 | 0 | 0 | 0 | 0
1978 | 8 | 19 | 0 | 0 | 0 | 0 | 0 | 0 | 0 | 0 | 0 | 0 | 0 | 0 | 0
1978 | 8 | 20 | 0 | 0 | 0 | 0 | 0 | 0 | 0 | 0 | 0 | 0 | 0 | 0 | 0
1978 | 8 | 21 | 0 | 0 | 0 | 0 | 0 | 0 | 0 | 0 | 0 | 0 | 0 | 0 | 0
1978 | 8 | 22 | 0 | 0 | 0 | 0 | 0 | 0 | 0 | 0 | 0 | 0 | 0 | 0 | 0
1978 | 8 | 23 | 0 | 0 | 0 | 0 | 0 | 0 | 0 | 0 | 0 | 0 | 0 | 0 | 0
1978 | 8 | 24 | 0 | 0 | 0 | 0 | 0 | 0 | 0 | 0 | 0 | 0 | 0 | 0 | 0
1978 | 8 | 25 | 0 | 0 | 0 | 0 | 0 | 0 | 0 | 0 | 0 | 0 | 0 | 0 | 0
1978 | 8 | 26 | 0 | 0 | 0 | 0 | 0 | 0 | 0 | 0 | 0 | 0 | 0 | 0 | 0
1978 | 8 | 27 | 0.36 | 0.36 | 0.31 | 0 | 0.36 | 0.31 | 0 | 0 | 0 | 0 | 0 | 0 | 0
1978 | 8 | 28 | 0 | 0 | 0 | 0 | 0 | 0 | 0 | 0 | 0 | 0 | 0 | 0 | 0
1978 | 8 | 29 | 0 | 0 | 0 | 0 | 0 | 0 | 0 | 0 | 0 | 0 | 0 | 0 | 0
1978 | 8 | 30 | 2.01 | 1 | 0.95 | 0 | 1 | 0.95 | 0 | 0 | 0 | 0 | 0 | 0 | 0
1978 | 8 | 31 | 0.03 | 0.03 | 0 | 0 | 0.03 | 0 | 0 | 0 | 0 | 0 | 0 | 0 | 0
1978 | 9 | 1 | 0 | 0 | 0 | 0 | 0 | 0 | 0 | 0 | 0 | 0 | 0 | 0 | 0
1978 | 9 | 2 | 0 | 0 | 0 | 0 | 0 | 0 | 0 | 0 | 0 | 0 | 0 | 0 | 0
1978 | 9 | 3 | 0 | 0 | 0 | 0 | 0 | 0 | 0 | 0 | 0 | 0 | 0 | 0 | 0
1978 | 9 | 4 | 0 | 0 | 0 | 0 | 0 | 0 | 0 | 0 | 0 | 0 | 0 | 0 | 0
1978 | 9 | 5 | 0 | 0 | 0 | 0 | 0 | 0 | 0 | 0 | 0 | 0 | 0 | 0 | 0
1978 | 9 | 6 | 0 | 0 | 0 | 0 | 0 | 0 | 0 | 0 | 0 | 0 | 0 | 0 | 0
1978 | 9 | 7 | 0 | 0 | 0 | 0 | 0 | 0 | 0 | 0 | 0 | 0 | 0 | 0 | 0
1978 | 9 | 8 | 0 | 0 | 0 | 0 | 0 | 0 | 0 | 0 | 0 | 0 | 0 | 0 | 0
1978 | 9 | 9 | 0 | 0 | 0 | 0 | 0 | 0 | 0 | 0 | 0 | 0 | 0 | 0 | 0
1978 | 9 | 10 | 0 | 0 | 0 | 0 | 0 | 0 | 0 | 0 | 0 | 0 | 0 | 0 | 0
1978 | 9 | 11 | 0 | 0 | 0 | 0 | 0 | 0 | 0 | 0 | 0 | 0 | 0 | 0 | 0
1978 | 9 | 12 | 0.54 | 0.54 | 0.49 | 0 | 0.54 | 0.49 | 0 | 0 | 0 | 0 | 0 | 0 | 0
1978 | 9 | 13 | 0 | 0 | 0 | 0 | 0 | 0 | 0 | 0 | 0 | 0 | 0 | 0 | 0
1978 | 9 | 14 | 0 | 0 | 0 | 0 | 0 | 0 | 0 | 0 | 0 | 0 | 0 | 0 | 0
1978 | 9 | 15 | 0.1 | 0.1 | 0.05 | 0 | 0.1 | 0.05 | 0 | 0 | 0 | 0 | 0 | 0 | 0
1978 | 9 | 16 | 0.1 | 0.1 | 0.05 | 0 | 0.1 | 0.05 | 0 | 0 | 0 | 0 | 0 | 0 | 0
1978 | 9 | 17 | 0 | 0 | 0 | 0 | 0 | 0 | 0 | 0 | 0 | 0 | 0 | 0 | 0
1978 | 9 | 18 | 0 | 0 | 0 | 0 | 0 | 0 | 0 | 0 | 0 | 0 | 0 | 0 | 0
1978 | 9 | 19 | 0.02 | 0.02 | 0 | 0 | 0.02 | 0 | 0 | 0 | 0 | 0 | 0 | 0 | 0
1978 | 9 | 20 | 0 | 0 | 0 | 0 | 0 | 0 | 0 | 0 | 0 | 0 | 0 | 0 | 0
1978 | 9 | 21 | 0 | 0 | 0 | 0 | 0 | 0 | 0 | 0 | 0 | 0 | 0 | 0 | 0
1978 | 9 | 22 | 0.25 | 0.25 | 0.2 | 0 | 0.25 | 0.2 | 0 | 0 | 0 | 0 | 0 | 0 | 0
1978 | 9 | 23 | 0 | 0 | 0 | 0 | 0 | 0 | 0 | 0 | 0 | 0 | 0 | 0 | 0
1978 | 9 | 24 | 0 | 0 | 0 | 0 | 0 | 0 | 0 | 0 | 0 | 0 | 0 | 0 | 0
1978 | 9 | 25 | 0 | 0 | 0 | 0 | 0 | 0 | 0 | 0 | 0 | 0 | 0 | 0 | 0
1978 | 9 | 26 | 0 | 0 | 0 | 0 | 0 | 0 | 0 | 0 | 0 | 0 | 0 | 0 | 0
1978 | 9 | 27 | 0 | 0 | 0 | 0 | 0 | 0 | 0 | 0 | 0 | 0 | 0 | 0 | 0
1978 | 9 | 28 | 0 | 0 | 0 | 0 | 0 | 0 | 0 | 0 | 0 | 0 | 0 | 0 | 0
1978 | 9 | 29 | 0 | 0 | 0 | 0 | 0 | 0 | 0 | 0 | 0 | 0 | 0 | 0 | 0
1978 | 9 | 30 | 0 | 0 | 0 | 0 | 0 | 0 | 0 | 0 | 0 | 0 | 0 | 0 | 0
1978 | 10 | 1 | 0 | 0 | 0 | 0 | 0 | 0 | 0 | 0 | 0 | 0 | 0 | 0 | 0
1978 | 10 | 2 | 0 | 0 | 0 | 0 | 0 | 0 | 0 | 0 | 0 | 0 | 0 | 0 | 0
1978 | 10 | 3 | 0 | 0 | 0 | 0 | 0 | 0 | 0 | 0 | 0 | 0 | 0 | 0 | 0
1978 | 10 | 4 | 0.27 | 0.27 | 0.22 | 0 | 0.27 | 0.22 | 0 | 0 | 0 | 0 | 0 | 0 | 0
1978 | 10 | 5 | 0.55 | 0.55 | 0.5 | 0 | 0.55 | 0.5 | 0 | 0 | 0 | 0 | 0 | 0 | 0
1978 | 10 | 6 | 0.03 | 0.03 | 0 | 0 | 0.03 | 0 | 0 | 0 | 0 | 0 | 0 | 0 | 0
1978 | 10 | 7 | 0 | 0 | 0 | 0 | 0 | 0 | 0 | 0 | 0 | 0 | 0 | 0 | 0
1978 | 10 | 8 | 0 | 0 | 0 | 0 | 0 | 0 | 0 | 0 | 0 | 0 | 0 | 0 | 0
1978 | 10 | 9 | 0 | 0 | 0 | 0 | 0 | 0 | 0 | 0 | 0 | 0 | 0 | 0 | 0
1978 | 10 | 10 | 0 | 0 | 0 | 0 | 0 | 0 | 0 | 0 | 0 | 0 | 0 | 0 | 0
1978 | 10 | 11 | 0 | 0 | 0 | 0 | 0 | 0 | 0 | 0 | 0 | 0 | 0 | 0 | 0
1978 | 10 | 12 | 0 | 0 | 0 | 0 | 0 | 0 | 0 | 0 | 0 | 0 | 0 | 0 | 0
1978 | 10 | 13 | 0 | 0 | 0 | 0 | 0 | 0 | 0 | 0 | 0 | 0 | 0 | 0 | 0
1978 | 10 | 14 | 0 | 0 | 0 | 0 | 0 | 0 | 0 | 0 | 0 | 0 | 0 | 0 | 0
1978 | 10 | 15 | 0 | 0 | 0 | 0 | 0 | 0 | 0 | 0 | 0 | 0 | 0 | 0 | 0
1978 | 10 | 16 | 0.07 | 0.07 | 0.02 | 0 | 0.07 | 0.02 | 0 | 0 | 0 | 0 | 0 | 0 | 0
1978 | 10 | 17 | 0 | 0 | 0 | 0 | 0 | 0 | 0 | 0 | 0 | 0 | 0 | 0 | 0
1978 | 10 | 18 | 0 | 0 | 0 | 0 | 0 | 0 | 0 | 0 | 0 | 0 | 0 | 0 | 0
1978 | 10 | 19 | 0.09 | 0.09 | 0.04 | 0 | 0.09 | 0.04 | 0 | 0 | 0 | 0 | 0 | 0 | 0
1978 | 10 | 20 | 0 | 0 | 0 | 0 | 0 | 0 | 0 | 0 | 0 | 0 | 0 | 0 | 0
1978 | 10 | 21 | 0 | 0 | 0 | 0 | 0 | 0 | 0 | 0 | 0 | 0 | 0 | 0 | 0
1978 | 10 | 22 | 0 | 0 | 0 | 0 | 0 | 0 | 0 | 0 | 0 | 0 | 0 | 0 | 0
1978 | 10 | 23 | 0.05 | 0.05 | 0 | 0 | 0.05 | 0 | 0 | 0 | 0 | 0 | 0 | 0 | 0
1978 | 10 | 24 | 0 | 0 | 0 | 0 | 0 | 0 | 0 | 0 | 0 | 0 | 0 | 0 | 0
1978 | 10 | 25 | 0 | 0 | 0 | 0 | 0 | 0 | 0 | 0 | 0 | 0 | 0 | 0 | 0
1978 | 10 | 26 | 0.01 | 0.01 | 0 | 0 | 0.01 | 0 | 0 | 0 | 0 | 0 | 0 | 0 | 0
1978 | 10 | 27 | 0.09 | 0.09 | 0.04 | 0 | 0.09 | 0.04 | 0 | 0 | 0 | 0 | 0 | 0 | 0
1978 | 10 | 28 | 0 | 0 | 0 | 0 | 0 | 0 | 0 | 0 | 0 | 0 | 0 | 0 | 0
1978 | 10 | 29 | 0 | 0 | 0 | 0 | 0 | 0 | 0 | 0 | 0 | 0 | 0 | 0 | 0
1978 | 10 | 30 | 0 | 0 | 0 | 0 | 0 | 0 | 0 | 0 | 0 | 0 | 0 | 0 | 0
1978 | 10 | 31 | 0 | 0 | 0 | 0 | 0 | 0 | 0 | 0 | 0 | 0 | 0 | 0 | 0
1978 | 11 | 1 | 0 | 0 | 0 | 0 | 0 | 0 | 0 | 0 | 0 | 0 | 0 | 0 | 0
1978 | 11 | 2 | 0 | 0 | 0 | 0 | 0 | 0 | 0 | 0 | 0 | 0 | 0 | 0 | 0
1978 | 11 | 3 | 0 | 0 | 0 | 0 | 0 | 0 | 0 | 0 | 0 | 0 | 0 | 0 | 0
1978 | 11 | 4 | 0.02 | 0.02 | 0 | 0 | 0.02 | 0 | 0 | 0 | 0 | 0 | 0 | 0 | 0
1978 | 11 | 5 | 0 | 0 | 0 | 0 | 0 | 0 | 0 | 0 | 0 | 0 | 0 | 0 | 0
1978 | 11 | 6 | 0 | 0 | 0 | 0 | 0 | 0 | 0 | 0 | 0 | 0 | 0 | 0 | 0
1978 | 11 | 7 | 0 | 0 | 0 | 0 | 0 | 0 | 0 | 0 | 0 | 0 | 0 | 0 | 0
1978 | 11 | 8 | 0 | 0 | 0 | 0 | 0 | 0 | 0 | 0 | 0 | 0 | 0 | 0 | 0
1978 | 11 | 9 | 0 | 0 | 0 | 0 | 0 | 0 | 0 | 0 | 0 | 0 | 0 | 0 | 0
1978 | 11 | 10 | 0 | 0 | 0 | 0 | 0 | 0 | 0 | 0 | 0 | 0 | 0 | 0 | 0
1978 | 11 | 11 | 0.04 | 0.04 | 0 | 0 | 0.04 | 0 | 0 | 0 | 0 | 0 | 0 | 0 | 0
1978 | 11 | 12 | 0 | 0 | 0 | 0 | 0 | 0 | 0 | 0 | 0 | 0 | 0 | 0 | 0
1978 | 11 | 13 | 0 | 0 | 0 | 0 | 0 | 0 | 0 | 0 | 0 | 0 | 0 | 0 | 0
1978 | 11 | 14 | 0 | 0 | 0 | 0 | 0 | 0 | 0 | 0 | 0 | 0 | 0 | 0 | 0
1978 | 11 | 15 | 0.11 | 0.11 | 0.06 | 0 | 0.11 | 0.06 | 0 | 0 | 0 | 0 | 0 | 0 | 0
1978 | 11 | 16 | 0.03 | 0.03 | 0 | 0 | 0.03 | 0 | 0 | 0 | 0 | 0 | 0 | 0 | 0
1978 | 11 | 17 | 0.5 | 0.5 | 0.45 | 0 | 0.5 | 0.45 | 0 | 0 | 0 | 0 | 0 | 0 | 0
1978 | 11 | 18 | 0.14 | 0.14 | 0.09 | 0 | 0.14 | 0.09 | 0 | 0 | 0 | 0 | 0 | 0 | 0
1978 | 11 | 19 | 0 | 0 | 0 | 0 | 0 | 0 | 0 | 0 | 0 | 0 | 0 | 0 | 0
1978 | 11 | 20 | 0 | 0 | 0 | 0 | 0 | 0 | 0 | 0 | 0 | 0 | 0 | 0 | 0
1978 | 11 | 21 | 0 | 0 | 0 | 0 | 0 | 0 | 0 | 0 | 0 | 0 | 0 | 0 | 0
1978 | 11 | 22 | 0 | 0 | 0 | 0 | 0 | 0 | 0 | 0 | 0 | 0 | 0 | 0 | 0
1978 | 11 | 23 | 0.12 | 0.12 | 0.07 | 0 | 0.12 | 0.07 | 0 | 0 | 0 | 0 | 0 | 0 | 0
1978 | 11 | 24 | 0 | 0 | 0 | 0 | 0 | 0 | 0 | 0 | 0 | 0 | 0 | 0 | 0
1978 | 11 | 25 | 0 | 0 | 0 | 0 | 0 | 0 | 0 | 0 | 0 | 0 | 0 | 0 | 0
1978 | 11 | 26 | 0.08 | 0.08 | 0.03 | 0 | 0.08 | 0.03 | 0 | 0 | 0 | 0 | 0 | 0 | 0
1978 | 11 | 27 | 0.81 | 0.81 | 0.76 | 0 | 0.81 | 0.76 | 0 | 0 | 0 | 0 | 0 | 0 | 0
1978 | 11 | 28 | 0 | 0 | 0 | 0 | 0 | 0 | 0 | 0 | 0 | 0 | 0 | 0 | 0
1978 | 11 | 29 | 0.46 | 0.46 | 0.41 | 0 | 0.46 | 0.41 | 0 | 0 | 0 | 0 | 0 | 0 | 0
1978 | 11 | 30 | 0 | 0 | 0 | 0 | 0 | 0 | 0 | 0 | 0 | 0 | 0 | 0 | 0
1978 | 12 | 1 | 0 | 0 | 0 | 0 | 0 | 0 | 0 | 0 | 0 | 0 | 0 | 0 | 0
1978 | 12 | 2 | 0 | 0 | 0 | 0 | 0 | 0 | 0 | 0 | 0 | 0 | 0 | 0 | 0
1978 | 12 | 3 | 0.19 | 0.19 | 0.14 | 0 | 0.19 | 0.14 | 0 | 0 | 0 | 0 | 0 | 0 | 0
1978 | 12 | 4 | 0.74 | 0.74 | 0.69 | 0 | 0.74 | 0.69 | 0 | 0 | 0 | 0 | 0 | 0 | 0
1978 | 12 | 5 | 0.38 | 0.38 | 0.33 | 0 | 0.38 | 0.33 | 0 | 0 | 0 | 0 | 0 | 0 | 0
1978 | 12 | 6 | 0 | 0 | 0 | 0 | 0 | 0 | 0 | 0 | 0 | 0 | 0 | 0 | 0
1978 | 12 | 7 | 0 | 0 | 0 | 0 | 0 | 0 | 0 | 0 | 0 | 0 | 0 | 0 | 0
1978 | 12 | 8 | 0.16 | 0.16 | 0.11 | 0 | 0.16 | 0.11 | 0 | 0 | 0 | 0 | 0 | 0 | 0
1978 | 12 | 9 | 0.83 | 0.83 | 0.78 | 0 | 0.83 | 0.78 | 0 | 0 | 0 | 0 | 0 | 0 | 0
1978 | 12 | 10 | 0 | 0 | 0 | 0 | 0 | 0 | 0 | 0 | 0 | 0 | 0 | 0 | 0
1978 | 12 | 11 | 0 | 0 | 0 | 0 | 0 | 0 | 0 | 0 | 0 | 0 | 0 | 0 | 0
1978 | 12 | 12 | 0 | 0 | 0 | 0 | 0 | 0 | 0 | 0 | 0 | 0 | 0 | 0 | 0
1978 | 12 | 13 | 0 | 0 | 0 | 0 | 0 | 0 | 0 | 0 | 0 | 0 | 0 | 0 | 0
1978 | 12 | 14 | 0 | 0 | 0 | 0 | 0 | 0 | 0 | 0 | 0 | 0 | 0 | 0 | 0
1978 | 12 | 15 | 0 | 0 | 0 | 0 | 0 | 0 | 0 | 0 | 0 | 0 | 0 | 0 | 0
1978 | 12 | 16 | 0 | 0 | 0 | 0 | 0 | 0 | 0 | 0 | 0 | 0 | 0 | 0 | 0
1978 | 12 | 17 | 0 | 0 | 0 | 0 | 0 | 0 | 0 | 0 | 0 | 0 | 0 | 0 | 0
1978 | 12 | 18 | 0 | 0 | 0 | 0 | 0 | 0 | 0 | 0 | 0 | 0 | 0 | 0 | 0
1978 | 12 | 19 | 0 | 0 | 0 | 0 | 0 | 0 | 0 | 0 | 0 | 0 | 0 | 0 | 0
1978 | 12 | 20 | 0.35 | 0.35 | 0.3 | 0 | 0.35 | 0.3 | 0 | 0 | 0 | 0 | 0 | 0 | 0
1978 | 12 | 21 | 0.06 | 0.06 | 0.01 | 0 | 0.06 | 0.01 | 0 | 0 | 0 | 0 | 0 | 0 | 0
1978 | 12 | 22 | 0 | 0 | 0 | 0 | 0 | 0 | 0 | 0 | 0 | 0 | 0 | 0 | 0
1978 | 12 | 23 | 0 | 0 | 0 | 0 | 0 | 0 | 0 | 0 | 0 | 0 | 0 | 0 | 0
1978 | 12 | 24 | 0.93 | 0.93 | 0.88 | 0 | 0.93 | 0.88 | 0 | 0 | 0 | 0 | 0 | 0 | 0
1978 | 12 | 25 | 0 | 0 | 0 | 0 | 0 | 0 | 0 | 0 | 0 | 0 | 0 | 0 | 0
1978 | 12 | 26 | 0 | 0 | 0 | 0 | 0 | 0 | 0 | 0 | 0 | 0 | 0 | 0 | 0
1978 | 12 | 27 | 0 | 0 | 0 | 0 | 0 | 0 | 0 | 0 | 0 | 0 | 0 | 0 | 0
1978 | 12 | 28 | 0 | 0 | 0 | 0 | 0 | 0 | 0 | 0 | 0 | 0 | 0 | 0 | 0
1978 | 12 | 29 | 0 | 0 | 0 | 0 | 0 | 0 | 0 | 0 | 0 | 0 | 0 | 0 | 0
1978 | 12 | 30 | 0 | 0 | 0 | 0 | 0 | 0 | 0 | 0 | 0 | 0 | 0 | 0 | 0
1978 | 12 | 31 | 0.36 | 0.36 | 0.31 | 0 | 0.36 | 0.31 | 0 | 0 | 0 | 0 | 0 | 0 | 0
1979 | 1 | 1 | 0.26 | 0.26 | 0.21 | 0 | 0.26 | 0.21 | 0 | 0 | 0 | 0 | 0 | 0 | 0
1979 | 1 | 2 | 1.44 | 1 | 0.95 | 0 | 1 | 0.95 | 0 | 0 | 0 | 0 | 0 | 0 | 0
1979 | 1 | 3 | 0 | 0 | 0 | 0 | 0 | 0 | 0 | 0 | 0 | 0 | 0 | 0 | 0
1979 | 1 | 4 | 0 | 0 | 0 | 0 | 0 | 0 | 0 | 0 | 0 | 0 | 0 | 0 | 0
1979 | 1 | 5 | 0.02 | 0.02 | 0 | 0 | 0.02 | 0 | 0 | 0 | 0 | 0 | 0 | 0 | 0
1979 | 1 | 6 | 0.07 | 0.07 | 0.02 | 0 | 0.07 | 0.02 | 0 | 0 | 0 | 0 | 0 | 0 | 0
1979 | 1 | 7 | 0.76 | 0.76 | 0.71 | 0 | 0.76 | 0.71 | 0 | 0 | 0 | 0 | 0 | 0 | 0
1979 | 1 | 8 | 0.4 | 0.4 | 0.35 | 0 | 0.4 | 0.35 | 0 | 0 | 0 | 0 | 0 | 0 | 0
1979 | 1 | 9 | 0 | 0 | 0 | 0 | 0 | 0 | 0 | 0 | 0 | 0 | 0 | 0 | 0
1979 | 1 | 10 | 0 | 0 | 0 | 0 | 0 | 0 | 0 | 0 | 0 | 0 | 0 | 0 | 0
1979 | 1 | 11 | 0 | 0 | 0 | 0 | 0 | 0 | 0 | 0 | 0 | 0 | 0 | 0 | 0
1979 | 1 | 12 | 0.16 | 0.16 | 0.11 | 0 | 0.16 | 0.11 | 0 | 0 | 0 | 0 | 0 | 0 | 0
1979 | 1 | 13 | 0.51 | 0.51 | 0.46 | 0 | 0.51 | 0.46 | 0 | 0 | 0 | 0 | 0 | 0 | 0
1979 | 1 | 14 | 0.02 | 0.02 | 0 | 0 | 0.02 | 0 | 0 | 0 | 0 | 0 | 0 | 0 | 0
1979 | 1 | 15 | 0 | 0 | 0 | 0 | 0 | 0 | 0 | 0 | 0 | 0 | 0 | 0 | 0
1979 | 1 | 16 | 0 | 0 | 0 | 0 | 0 | 0 | 0 | 0 | 0 | 0 | 0 | 0 | 0
1979 | 1 | 17 | 0.03 | 0.03 | 0 | 0 | 0.03 | 0 | 0 | 0 | 0 | 0 | 0 | 0 | 0
1979 | 1 | 18 | 0 | 0 | 0 | 0 | 0 | 0 | 0 | 0 | 0 | 0 | 0 | 0 | 0
1979 | 1 | 19 | 0 | 0 | 0 | 0 | 0 | 0 | 0 | 0 | 0 | 0 | 0 | 0 | 0
1979 | 1 | 20 | 1.09 | 1 | 0.95 | 0 | 1 | 0.95 | 0 | 0 | 0 | 0 | 0 | 0 | 0
1979 | 1 | 21 | 0.74 | 0.74 | 0.69 | 0 | 0.74 | 0.69 | 0 | 0 | 0 | 0 | 0 | 0 | 0
1979 | 1 | 22 | 0 | 0 | 0 | 0 | 0 | 0 | 0 | 0 | 0 | 0 | 0 | 0 | 0
1979 | 1 | 23 | 0 | 0 | 0 | 0 | 0 | 0 | 0 | 0 | 0 | 0 | 0 | 0 | 0
1979 | 1 | 24 | 0.75 | 0.75 | 0.7 | 0 | 0.75 | 0.7 | 0 | 0 | 0 | 0 | 0 | 0 | 0
1979 | 1 | 25 | 0 | 0 | 0 | 0 | 0 | 0 | 0 | 0 | 0 | 0 | 0 | 0 | 0
1979 | 1 | 26 | 0 | 0 | 0 | 0 | 0 | 0 | 0 | 0 | 0 | 0 | 0 | 0 | 0
1979 | 1 | 27 | 0 | 0 | 0 | 0 | 0 | 0 | 0 | 0 | 0 | 0 | 0 | 0 | 0
1979 | 1 | 28 | 0.39 | 0.39 | 0.34 | 0 | 0.39 | 0.34 | 0 | 0 | 0 | 0 | 0 | 0 | 0
1979 | 1 | 29 | 0 | 0 | 0 | 0 | 0 | 0 | 0 | 0 | 0 | 0 | 0 | 0 | 0
1979 | 1 | 30 | 0 | 0 | 0 | 0 | 0 | 0 | 0 | 0 | 0 | 0 | 0 | 0 | 0
1979 | 1 | 31 | 0 | 0 | 0 | 0 | 0 | 0 | 0 | 0 | 0 | 0 | 0 | 0 | 0
1979 | 2 | 1 | 0 | 0 | 0 | 0 | 0 | 0 | 0 | 0 | 0 | 0 | 0 | 0 | 0
1979 | 2 | 2 | 0 | 0 | 0 | 0 | 0 | 0 | 0 | 0 | 0 | 0 | 0 | 0 | 0
1979 | 2 | 3 | 0 | 0 | 0 | 0 | 0 | 0 | 0 | 0 | 0 | 0 | 0 | 0 | 0
1979 | 2 | 4 | 0 | 0 | 0 | 0 | 0 | 0 | 0 | 0 | 0 | 0 | 0 | 0 | 0
1979 | 2 | 5 | 0 | 0 | 0 | 0 | 0 | 0 | 0 | 0 | 0 | 0 | 0 | 0 | 0
1979 | 2 | 6 | 0 | 0 | 0 | 0 | 0 | 0 | 0 | 0 | 0 | 0 | 0 | 0 | 0
1979 | 2 | 7 | 0.5 | 0.5 | 0.45 | 0 | 0.5 | 0.45 | 0 | 0 | 0 | 0 | 0 | 0 | 0
1979 | 2 | 8 | 0 | 0 | 0 | 0 | 0 | 0 | 0 | 0 | 0 | 0 | 0 | 0 | 0
1979 | 2 | 9 | 0.04 | 0.04 | 0 | 0 | 0.04 | 0 | 0 | 0 | 0 | 0 | 0 | 0 | 0
1979 | 2 | 10 | 0 | 0 | 0 | 0 | 0 | 0 | 0 | 0 | 0 | 0 | 0 | 0 | 0
1979 | 2 | 11 | 0 | 0 | 0 | 0 | 0 | 0 | 0 | 0 | 0 | 0 | 0 | 0 | 0
1979 | 2 | 12 | 0.48 | 0.48 | 0.43 | 0 | 0.48 | 0.43 | 0 | 0 | 0 | 0 | 0 | 0 | 0
1979 | 2 | 13 | 0 | 0 | 0 | 0 | 0 | 0 | 0 | 0 | 0 | 0 | 0 | 0 | 0
1979 | 2 | 14 | 0 | 0 | 0 | 0 | 0 | 0 | 0 | 0 | 0 | 0 | 0 | 0 | 0
1979 | 2 | 15 | 0.06 | 0.06 | 0.01 | 0 | 0.06 | 0.01 | 0 | 0 | 0 | 0 | 0 | 0 | 0
1979 | 2 | 16 | 0.02 | 0.02 | 0 | 0 | 0.02 | 0 | 0 | 0 | 0 | 0 | 0 | 0 | 0
1979 | 2 | 17 | 0 | 0 | 0 | 0 | 0 | 0 | 0 | 0 | 0 | 0 | 0 | 0 | 0
1979 | 2 | 18 | 0.21 | 0.21 | 0.16 | 0 | 0.21 | 0.16 | 0 | 0 | 0 | 0 | 0 | 0 | 0
1979 | 2 | 19 | 1.16 | 1 | 0.95 | 0 | 1 | 0.95 | 0 | 0 | 0 | 0 | 0 | 0 | 0
1979 | 2 | 20 | 0 | 0 | 0 | 0 | 0 | 0 | 0 | 0 | 0 | 0 | 0 | 0 | 0
1979 | 2 | 21 | 0.07 | 0.07 | 0.02 | 0 | 0.07 | 0.02 | 0 | 0 | 0 | 0 | 0 | 0 | 0
1979 | 2 | 22 | 0 | 0 | 0 | 0 | 0 | 0 | 0 | 0 | 0 | 0 | 0 | 0 | 0
1979 | 2 | 23 | 0.2 | 0.2 | 0.15 | 0 | 0.2 | 0.15 | 0 | 0 | 0 | 0 | 0 | 0 | 0
1979 | 2 | 24 | 1.67 | 1 | 0.95 | 0 | 1 | 0.95 | 0 | 0 | 0 | 0 | 0 | 0 | 0
1979 | 2 | 25 | 1.12 | 1 | 0.95 | 0 | 1 | 0.95 | 0 | 0 | 0 | 0 | 0 | 0 | 0
1979 | 2 | 26 | 0.09 | 0.09 | 0.04 | 0 | 0.09 | 0.04 | 0 | 0 | 0 | 0 | 0 | 0 | 0
1979 | 2 | 27 | 0 | 0 | 0 | 0 | 0 | 0 | 0 | 0 | 0 | 0 | 0 | 0 | 0
1979 | 2 | 28 | 0 | 0 | 0 | 0 | 0 | 0 | 0 | 0 | 0 | 0 | 0 | 0 | 0
1979 | 3 | 1 | 0.01 | 0.01 | 0 | 0 | 0.01 | 0 | 0 | 0 | 0 | 0 | 0 | 0 | 0
1979 | 3 | 2 | 0 | 0 | 0 | 0 | 0 | 0 | 0 | 0 | 0 | 0 | 0 | 0 | 0
1979 | 3 | 3 | 0 | 0 | 0 | 0 | 0 | 0 | 0 | 0 | 0 | 0 | 0 | 0 | 0
1979 | 3 | 4 | 0 | 0 | 0 | 0 | 0 | 0 | 0 | 0 | 0 | 0 | 0 | 0 | 0
1979 | 3 | 5 | 0.54 | 0.54 | 0.49 | 0 | 0.54 | 0.49 | 0 | 0 | 0 | 0 | 0 | 0 | 0
1979 | 3 | 6 | 0.02 | 0.02 | 0 | 0 | 0.02 | 0 | 0 | 0 | 0 | 0 | 0 | 0 | 0
1979 | 3 | 7 | 0 | 0 | 0 | 0 | 0 | 0 | 0 | 0 | 0 | 0 | 0 | 0 | 0
1979 | 3 | 8 | 0 | 0 | 0 | 0 | 0 | 0 | 0 | 0 | 0 | 0 | 0 | 0 | 0
1979 | 3 | 9 | 0 | 0 | 0 | 0 | 0 | 0 | 0 | 0 | 0 | 0 | 0 | 0 | 0
1979 | 3 | 10 | 0.21 | 0.21 | 0.16 | 0 | 0.21 | 0.16 | 0 | 0 | 0 | 0 | 0 | 0 | 0
1979 | 3 | 11 | 0.37 | 0.37 | 0.32 | 0 | 0.37 | 0.32 | 0 | 0 | 0 | 0 | 0 | 0 | 0
1979 | 3 | 12 | 0 | 0 | 0 | 0 | 0 | 0 | 0 | 0 | 0 | 0 | 0 | 0 | 0
1979 | 3 | 13 | 0 | 0 | 0 | 0 | 0 | 0 | 0 | 0 | 0 | 0 | 0 | 0 | 0
1979 | 3 | 14 | 0.03 | 0.03 | 0 | 0 | 0.03 | 0 | 0 | 0 | 0 | 0 | 0 | 0 | 0
1979 | 3 | 15 | 0 | 0 | 0 | 0 | 0 | 0 | 0 | 0 | 0 | 0 | 0 | 0 | 0
1979 | 3 | 16 | 0 | 0 | 0 | 0 | 0 | 0 | 0 | 0 | 0 | 0 | 0 | 0 | 0
1979 | 3 | 17 | 0 | 0 | 0 | 0 | 0 | 0 | 0 | 0 | 0 | 0 | 0 | 0 | 0
1979 | 3 | 18 | 0 | 0 | 0 | 0 | 0 | 0 | 0 | 0 | 0 | 0 | 0 | 0 | 0
1979 | 3 | 19 | 0 | 0 | 0 | 0 | 0 | 0 | 0 | 0 | 0 | 0 | 0 | 0 | 0
1979 | 3 | 20 | 0 | 0 | 0 | 0 | 0 | 0 | 0 | 0 | 0 | 0 | 0 | 0 | 0
1979 | 3 | 21 | 0 | 0 | 0 | 0 | 0 | 0 | 0 | 0 | 0 | 0 | 0 | 0 | 0
1979 | 3 | 22 | 0 | 0 | 0 | 0 | 0 | 0 | 0 | 0 | 0 | 0 | 0 | 0 | 0
1979 | 3 | 23 | 0 | 0 | 0 | 0 | 0 | 0 | 0 | 0 | 0 | 0 | 0 | 0 | 0
1979 | 3 | 24 | 1.07 | 1 | 0.95 | 0 | 1 | 0.95 | 0 | 0 | 0 | 0 | 0 | 0 | 0
1979 | 3 | 25 | 0 | 0 | 0 | 0 | 0 | 0 | 0 | 0 | 0 | 0 | 0 | 0 | 0
1979 | 3 | 26 | 0 | 0 | 0 | 0 | 0 | 0 | 0 | 0 | 0 | 0 | 0 | 0 | 0
1979 | 3 | 27 | 0 | 0 | 0 | 0 | 0 | 0 | 0 | 0 | 0 | 0 | 0 | 0 | 0
1979 | 3 | 28 | 0 | 0 | 0 | 0 | 0 | 0 | 0 | 0 | 0 | 0 | 0 | 0 | 0
1979 | 3 | 29 | 0 | 0 | 0 | 0 | 0 | 0 | 0 | 0 | 0 | 0 | 0 | 0 | 0
1979 | 3 | 30 | 0 | 0 | 0 | 0 | 0 | 0 | 0 | 0 | 0 | 0 | 0 | 0 | 0
1979 | 3 | 31 | 0.2 | 0.2 | 0.15 | 0 | 0.2 | 0.15 | 0 | 0 | 0 | 0 | 0 | 0 | 0
1979 | 4 | 1 | 0.06 | 0.06 | 0.01 | 0 | 0.06 | 0.01 | 0 | 0 | 0 | 0 | 0 | 0 | 0
1979 | 4 | 2 | 0 | 0 | 0 | 0 | 0 | 0 | 0 | 0 | 0 | 0 | 0 | 0 | 0
1979 | 4 | 3 | 0.38 | 0.38 | 0.33 | 0 | 0.38 | 0.33 | 0 | 0 | 0 | 0 | 0 | 0 | 0
1979 | 4 | 4 | 0.28 | 0.28 | 0.23 | 0 | 0.28 | 0.23 | 0 | 0 | 0 | 0 | 0 | 0 | 0
1979 | 4 | 5 | 0 | 0 | 0 | 0 | 0 | 0 | 0 | 0 | 0 | 0 | 0 | 0 | 0
1979 | 4 | 6 | 0 | 0 | 0 | 0 | 0 | 0 | 0 | 0 | 0 | 0 | 0 | 0 | 0
1979 | 4 | 7 | 0 | 0 | 0 | 0 | 0 | 0 | 0 | 0 | 0 | 0 | 0 | 0 | 0
1979 | 4 | 8 | 0 | 0 | 0 | 0 | 0 | 0 | 0 | 0 | 0 | 0 | 0 | 0 | 0
1979 | 4 | 9 | 0.44 | 0.44 | 0.39 | 0 | 0.44 | 0.39 | 0 | 0 | 0 | 0 | 0 | 0 | 0
1979 | 4 | 10 | 0 | 0 | 0 | 0 | 0 | 0 | 0 | 0 | 0 | 0 | 0 | 0 | 0
1979 | 4 | 11 | 0 | 0 | 0 | 0 | 0 | 0 | 0 | 0 | 0 | 0 | 0 | 0 | 0
1979 | 4 | 12 | 0 | 0 | 0 | 0 | 0 | 0 | 0 | 0 | 0 | 0 | 0 | 0 | 0
1979 | 4 | 13 | 0.08 | 0.08 | 0.03 | 0 | 0.08 | 0.03 | 0 | 0 | 0 | 0 | 0 | 0 | 0
1979 | 4 | 14 | 0.11 | 0.11 | 0.06 | 0 | 0.11 | 0.06 | 0 | 0 | 0 | 0 | 0 | 0 | 0
1979 | 4 | 15 | 0.02 | 0.02 | 0 | 0 | 0.02 | 0 | 0 | 0 | 0 | 0 | 0 | 0 | 0
1979 | 4 | 16 | 0 | 0 | 0 | 0 | 0 | 0 | 0 | 0 | 0 | 0 | 0 | 0 | 0
1979 | 4 | 17 | 0 | 0 | 0 | 0 | 0 | 0 | 0 | 0 | 0 | 0 | 0 | 0 | 0
1979 | 4 | 18 | 0 | 0 | 0 | 0 | 0 | 0 | 0 | 0 | 0 | 0 | 0 | 0 | 0
1979 | 4 | 19 | 0 | 0 | 0 | 0 | 0 | 0 | 0 | 0 | 0 | 0 | 0 | 0 | 0
1979 | 4 | 20 | 0 | 0 | 0 | 0 | 0 | 0 | 0 | 0 | 0 | 0 | 0 | 0 | 0
1979 | 4 | 21 | 0 | 0 | 0 | 0 | 0 | 0 | 0 | 0 | 0 | 0 | 0 | 0 | 0
1979 | 4 | 22 | 0 | 0 | 0 | 0 | 0 | 0 | 0 | 0 | 0 | 0 | 0 | 0 | 0
1979 | 4 | 23 | 0.01 | 0.01 | 0 | 0 | 0.01 | 0 | 0 | 0 | 0 | 0 | 0 | 0 | 0
1979 | 4 | 24 | 0.02 | 0.02 | 0 | 0 | 0.02 | 0 | 0 | 0 | 0 | 0 | 0 | 0 | 0
1979 | 4 | 25 | 0 | 0 | 0 | 0 | 0 | 0 | 0 | 0 | 0 | 0 | 0 | 0 | 0
1979 | 4 | 26 | 0.05 | 0.05 | 0 | 0 | 0.05 | 0 | 0 | 0 | 0 | 0 | 0 | 0 | 0
1979 | 4 | 27 | 0.43 | 0.43 | 0.38 | 0 | 0.43 | 0.38 | 0 | 0 | 0 | 0 | 0 | 0 | 0
1979 | 4 | 28 | 0 | 0 | 0 | 0 | 0 | 0 | 0 | 0 | 0 | 0 | 0 | 0 | 0
1979 | 4 | 29 | 0 | 0 | 0 | 0 | 0 | 0 | 0 | 0 | 0 | 0 | 0 | 0 | 0
1979 | 4 | 30 | 0 | 0 | 0 | 0 | 0 | 0 | 0 | 0 | 0 | 0 | 0 | 0 | 0
1979 | 5 | 1 | 0 | 0 | 0 | 0 | 0 | 0 | 0 | 0 | 0 | 0 | 0 | 0 | 0
1979 | 5 | 2 | 0 | 0 | 0 | 0 | 0 | 0 | 0 | 0 | 0 | 0 | 0 | 0 | 0
1979 | 5 | 3 | 0 | 0 | 0 | 0 | 0 | 0 | 0 | 0 | 0 | 0 | 0 | 0 | 0
1979 | 5 | 4 | 0.04 | 0.04 | 0 | 0 | 0.04 | 0 | 0 | 0 | 0 | 0 | 0 | 0 | 0
1979 | 5 | 5 | 0.06 | 0.06 | 0.01 | 0 | 0.06 | 0.01 | 0 | 0 | 0 | 0 | 0 | 0 | 0
1979 | 5 | 6 | 0 | 0 | 0 | 0 | 0 | 0 | 0 | 0 | 0 | 0 | 0 | 0 | 0
1979 | 5 | 7 | 0 | 0 | 0 | 0 | 0 | 0 | 0 | 0 | 0 | 0 | 0 | 0 | 0
1979 | 5 | 8 | 0 | 0 | 0 | 0 | 0 | 0 | 0 | 0 | 0 | 0 | 0 | 0 | 0
1979 | 5 | 9 | 0 | 0 | 0 | 0 | 0 | 0 | 0 | 0 | 0 | 0 | 0 | 0 | 0
1979 | 5 | 10 | 0 | 0 | 0 | 0 | 0 | 0 | 0 | 0 | 0 | 0 | 0 | 0 | 0
1979 | 5 | 11 | 0.02 | 0.02 | 0 | 0 | 0.02 | 0 | 0 | 0 | 0 | 0 | 0 | 0 | 0
1979 | 5 | 12 | 0 | 0 | 0 | 0 | 0 | 0 | 0 | 0 | 0 | 0 | 0 | 0 | 0
1979 | 5 | 13 | 1.26 | 1 | 0.95 | 0 | 1 | 0.95 | 0 | 0 | 0 | 0 | 0 | 0 | 0
1979 | 5 | 14 | 0 | 0 | 0 | 0 | 0 | 0 | 0 | 0 | 0 | 0 | 0 | 0 | 0
1979 | 5 | 15 | 0.03 | 0.03 | 0 | 0 | 0.03 | 0 | 0 | 0 | 0 | 0 | 0 | 0 | 0
1979 | 5 | 16 | 0 | 0 | 0 | 0 | 0 | 0 | 0 | 0 | 0 | 0 | 0 | 0 | 0
1979 | 5 | 17 | 0 | 0 | 0 | 0 | 0 | 0 | 0 | 0 | 0 | 0 | 0 | 0 | 0
1979 | 5 | 18 | 0.12 | 0.12 | 0.07 | 0 | 0.12 | 0.07 | 0 | 0 | 0 | 0 | 0 | 0 | 0
1979 | 5 | 19 | 0.08 | 0.08 | 0.03 | 0 | 0.08 | 0.03 | 0 | 0 | 0 | 0 | 0 | 0 | 0
1979 | 5 | 20 | 0.01 | 0.01 | 0 | 0 | 0.01 | 0 | 0 | 0 | 0 | 0 | 0 | 0 | 0
1979 | 5 | 21 | 0 | 0 | 0 | 0 | 0 | 0 | 0 | 0 | 0 | 0 | 0 | 0 | 0
1979 | 5 | 22 | 0 | 0 | 0 | 0 | 0 | 0 | 0 | 0 | 0 | 0 | 0 | 0 | 0
1979 | 5 | 23 | 0.7 | 0.7 | 0.65 | 0 | 0.7 | 0.65 | 0 | 0 | 0 | 0 | 0 | 0 | 0
1979 | 5 | 24 | 0.23 | 0.23 | 0.18 | 0 | 0.23 | 0.18 | 0 | 0 | 0 | 0 | 0 | 0 | 0
1979 | 5 | 25 | 0.17 | 0.17 | 0.12 | 0 | 0.17 | 0.12 | 0 | 0 | 0 | 0 | 0 | 0 | 0
1979 | 5 | 26 | 0 | 0 | 0 | 0 | 0 | 0 | 0 | 0 | 0 | 0 | 0 | 0 | 0
1979 | 5 | 27 | 0 | 0 | 0 | 0 | 0 | 0 | 0 | 0 | 0 | 0 | 0 | 0 | 0
1979 | 5 | 28 | 0.01 | 0.01 | 0 | 0 | 0.01 | 0 | 0 | 0 | 0 | 0 | 0 | 0 | 0
1979 | 5 | 29 | 0.22 | 0.22 | 0.17 | 0 | 0.22 | 0.17 | 0 | 0 | 0 | 0 | 0 | 0 | 0
1979 | 5 | 30 | 0 | 0 | 0 | 0 | 0 | 0 | 0 | 0 | 0 | 0 | 0 | 0 | 0
1979 | 5 | 31 | 0.6 | 0.6 | 0.55 | 0 | 0.6 | 0.55 | 0 | 0 | 0 | 0 | 0 | 0 | 0
1979 | 6 | 1 | 0.6 | 0.6 | 0.55 | 0 | 0.6 | 0.55 | 0 | 0 | 0 | 0 | 0 | 0 | 0
1979 | 6 | 2 | 0 | 0 | 0 | 0 | 0 | 0 | 0 | 0 | 0 | 0 | 0 | 0 | 0
1979 | 6 | 3 | 1.08 | 1 | 0.95 | 0 | 1 | 0.95 | 0 | 0 | 0 | 0 | 0 | 0 | 0
1979 | 6 | 4 | 0.18 | 0.18 | 0.13 | 0 | 0.18 | 0.13 | 0 | 0 | 0 | 0 | 0 | 0 | 0
1979 | 6 | 5 | 0 | 0 | 0 | 0 | 0 | 0 | 0 | 0 | 0 | 0 | 0 | 0 | 0
1979 | 6 | 6 | 0 | 0 | 0 | 0 | 0 | 0 | 0 | 0 | 0 | 0 | 0 | 0 | 0
1979 | 6 | 7 | 0 | 0 | 0 | 0 | 0 | 0 | 0 | 0 | 0 | 0 | 0 | 0 | 0
1979 | 6 | 8 | 0 | 0 | 0 | 0 | 0 | 0 | 0 | 0 | 0 | 0 | 0 | 0 | 0
1979 | 6 | 9 | 0 | 0 | 0 | 0 | 0 | 0 | 0 | 0 | 0 | 0 | 0 | 0 | 0
1979 | 6 | 10 | 0 | 0 | 0 | 0 | 0 | 0 | 0 | 0 | 0 | 0 | 0 | 0 | 0
1979 | 6 | 11 | 0.04 | 0.04 | 0 | 0 | 0.04 | 0 | 0 | 0 | 0 | 0 | 0 | 0 | 0
1979 | 6 | 12 | 0 | 0 | 0 | 0 | 0 | 0 | 0 | 0 | 0 | 0 | 0 | 0 | 0
1979 | 6 | 13 | 0 | 0 | 0 | 0 | 0 | 0 | 0 | 0 | 0 | 0 | 0 | 0 | 0
1979 | 6 | 14 | 0 | 0 | 0 | 0 | 0 | 0 | 0 | 0 | 0 | 0 | 0 | 0 | 0
1979 | 6 | 15 | 0 | 0 | 0 | 0 | 0 | 0 | 0 | 0 | 0 | 0 | 0 | 0 | 0
1979 | 6 | 16 | 0 | 0 | 0 | 0 | 0 | 0 | 0 | 0 | 0 | 0 | 0 | 0 | 0
1979 | 6 | 17 | 0.39 | 0.39 | 0.34 | 0 | 0.39 | 0.34 | 0 | 0 | 0 | 0 | 0 | 0 | 0
1979 | 6 | 18 | 0 | 0 | 0 | 0 | 0 | 0 | 0 | 0 | 0 | 0 | 0 | 0 | 0
1979 | 6 | 19 | 0 | 0 | 0 | 0 | 0 | 0 | 0 | 0 | 0 | 0 | 0 | 0 | 0
1979 | 6 | 20 | 0 | 0 | 0 | 0 | 0 | 0 | 0 | 0 | 0 | 0 | 0 | 0 | 0
1979 | 6 | 21 | 0.01 | 0.01 | 0 | 0 | 0.01 | 0 | 0 | 0 | 0 | 0 | 0 | 0 | 0
1979 | 6 | 22 | 0.01 | 0.01 | 0 | 0 | 0.01 | 0 | 0 | 0 | 0 | 0 | 0 | 0 | 0
1979 | 6 | 23 | 0.29 | 0.29 | 0.24 | 0 | 0.29 | 0.24 | 0 | 0 | 0 | 0 | 0 | 0 | 0
1979 | 6 | 24 | 0.04 | 0.04 | 0 | 0 | 0.04 | 0 | 0 | 0 | 0 | 0 | 0 | 0 | 0
1979 | 6 | 25 | 0 | 0 | 0 | 0 | 0 | 0 | 0 | 0 | 0 | 0 | 0 | 0 | 0
1979 | 6 | 26 | 0 | 0 | 0 | 0 | 0 | 0 | 0 | 0 | 0 | 0 | 0 | 0 | 0
1979 | 6 | 27 | 0 | 0 | 0 | 0 | 0 | 0 | 0 | 0 | 0 | 0 | 0 | 0 | 0
1979 | 6 | 28 | 0 | 0 | 0 | 0 | 0 | 0 | 0 | 0 | 0 | 0 | 0 | 0 | 0
1979 | 6 | 29 | 0 | 0 | 0 | 0 | 0 | 0 | 0 | 0 | 0 | 0 | 0 | 0 | 0
1979 | 6 | 30 | 0.35 | 0.35 | 0.3 | 0 | 0.35 | 0.3 | 0 | 0 | 0 | 0 | 0 | 0 | 0
1979 | 7 | 1 | 0.51 | 0.51 | 0.46 | 0 | 0.51 | 0.46 | 0 | 0 | 0 | 0 | 0 | 0 | 0
1979 | 7 | 2 | 0 | 0 | 0 | 0 | 0 | 0 | 0 | 0 | 0 | 0 | 0 | 0 | 0
1979 | 7 | 3 | 0 | 0 | 0 | 0 | 0 | 0 | 0 | 0 | 0 | 0 | 0 | 0 | 0
1979 | 7 | 4 | 0.19 | 0.19 | 0.14 | 0 | 0.19 | 0.14 | 0 | 0 | 0 | 0 | 0 | 0 | 0
1979 | 7 | 5 | 0 | 0 | 0 | 0 | 0 | 0 | 0 | 0 | 0 | 0 | 0 | 0 | 0
1979 | 7 | 6 | 0 | 0 | 0 | 0 | 0 | 0 | 0 | 0 | 0 | 0 | 0 | 0 | 0
1979 | 7 | 7 | 0 | 0 | 0 | 0 | 0 | 0 | 0 | 0 | 0 | 0 | 0 | 0 | 0
1979 | 7 | 8 | 0 | 0 | 0 | 0 | 0 | 0 | 0 | 0 | 0 | 0 | 0 | 0 | 0
1979 | 7 | 9 | 0 | 0 | 0 | 0 | 0 | 0 | 0 | 0 | 0 | 0 | 0 | 0 | 0
1979 | 7 | 10 | 0 | 0 | 0 | 0 | 0 | 0 | 0 | 0 | 0 | 0 | 0 | 0 | 0
1979 | 7 | 11 | 0 | 0 | 0 | 0 | 0 | 0 | 0 | 0 | 0 | 0 | 0 | 0 | 0
1979 | 7 | 12 | 0 | 0 | 0 | 0 | 0 | 0 | 0 | 0 | 0 | 0 | 0 | 0 | 0
1979 | 7 | 13 | 1.28 | 1 | 0.95 | 0 | 1 | 0.95 | 0 | 0 | 0 | 0 | 0 | 0 | 0
1979 | 7 | 14 | 0 | 0 | 0 | 0 | 0 | 0 | 0 | 0 | 0 | 0 | 0 | 0 | 0
1979 | 7 | 15 | 0 | 0 | 0 | 0 | 0 | 0 | 0 | 0 | 0 | 0 | 0 | 0 | 0
1979 | 7 | 16 | 0 | 0 | 0 | 0 | 0 | 0 | 0 | 0 | 0 | 0 | 0 | 0 | 0
1979 | 7 | 17 | 0 | 0 | 0 | 0 | 0 | 0 | 0 | 0 | 0 | 0 | 0 | 0 | 0
1979 | 7 | 18 | 0.01 | 0.01 | 0 | 0 | 0.01 | 0 | 0 | 0 | 0 | 0 | 0 | 0 | 0
1979 | 7 | 19 | 0 | 0 | 0 | 0 | 0 | 0 | 0 | 0 | 0 | 0 | 0 | 0 | 0
1979 | 7 | 20 | 0 | 0 | 0 | 0 | 0 | 0 | 0 | 0 | 0 | 0 | 0 | 0 | 0
1979 | 7 | 21 | 0.12 | 0.12 | 0.07 | 0 | 0.12 | 0.07 | 0 | 0 | 0 | 0 | 0 | 0 | 0
1979 | 7 | 22 | 0 | 0 | 0 | 0 | 0 | 0 | 0 | 0 | 0 | 0 | 0 | 0 | 0
1979 | 7 | 23 | 0.26 | 0.26 | 0.21 | 0 | 0.26 | 0.21 | 0 | 0 | 0 | 0 | 0 | 0 | 0
1979 | 7 | 24 | 0.04 | 0.04 | 0 | 0 | 0.04 | 0 | 0 | 0 | 0 | 0 | 0 | 0 | 0
1979 | 7 | 25 | 0.56 | 0.56 | 0.51 | 0 | 0.56 | 0.51 | 0 | 0 | 0 | 0 | 0 | 0 | 0
1979 | 7 | 26 | 0.01 | 0.01 | 0 | 0 | 0.01 | 0 | 0 | 0 | 0 | 0 | 0 | 0 | 0
1979 | 7 | 27 | 0 | 0 | 0 | 0 | 0 | 0 | 0 | 0 | 0 | 0 | 0 | 0 | 0
1979 | 7 | 28 | 0.23 | 0.23 | 0.18 | 0 | 0.23 | 0.18 | 0 | 0 | 0 | 0 | 0 | 0 | 0
1979 | 7 | 29 | 0.22 | 0.22 | 0.17 | 0 | 0.22 | 0.17 | 0 | 0 | 0 | 0 | 0 | 0 | 0
1979 | 7 | 30 | 0 | 0 | 0 | 0 | 0 | 0 | 0 | 0 | 0 | 0 | 0 | 0 | 0
1979 | 7 | 31 | 0 | 0 | 0 | 0 | 0 | 0 | 0 | 0 | 0 | 0 | 0 | 0 | 0
1979 | 8 | 1 | 0 | 0 | 0 | 0 | 0 | 0 | 0 | 0 | 0 | 0 | 0 | 0 | 0
1979 | 8 | 2 | 0.57 | 0.57 | 0.52 | 0 | 0.57 | 0.52 | 0 | 0 | 0 | 0 | 0 | 0 | 0
1979 | 8 | 3 | 0.04 | 0.04 | 0 | 0 | 0.04 | 0 | 0 | 0 | 0 | 0 | 0 | 0 | 0
1979 | 8 | 4 | 0 | 0 | 0 | 0 | 0 | 0 | 0 | 0 | 0 | 0 | 0 | 0 | 0
1979 | 8 | 5 | 0 | 0 | 0 | 0 | 0 | 0 | 0 | 0 | 0 | 0 | 0 | 0 | 0
1979 | 8 | 6 | 0 | 0 | 0 | 0 | 0 | 0 | 0 | 0 | 0 | 0 | 0 | 0 | 0
1979 | 8 | 7 | 0 | 0 | 0 | 0 | 0 | 0 | 0 | 0 | 0 | 0 | 0 | 0 | 0
1979 | 8 | 8 | 0.38 | 0.38 | 0.33 | 0 | 0.38 | 0.33 | 0 | 0 | 0 | 0 | 0 | 0 | 0
1979 | 8 | 9 | 0 | 0 | 0 | 0 | 0 | 0 | 0 | 0 | 0 | 0 | 0 | 0 | 0
1979 | 8 | 10 | 0.26 | 0.26 | 0.21 | 0 | 0.26 | 0.21 | 0 | 0 | 0 | 0 | 0 | 0 | 0
1979 | 8 | 11 | 1.19 | 1 | 0.95 | 0 | 1 | 0.95 | 0 | 0 | 0 | 0 | 0 | 0 | 0
1979 | 8 | 12 | 1.09 | 1 | 0.95 | 0 | 1 | 0.95 | 0 | 0 | 0 | 0 | 0 | 0 | 0
1979 | 8 | 13 | 0 | 0 | 0 | 0 | 0 | 0 | 0 | 0 | 0 | 0 | 0 | 0 | 0
1979 | 8 | 14 | 0 | 0 | 0 | 0 | 0 | 0 | 0 | 0 | 0 | 0 | 0 | 0 | 0
1979 | 8 | 15 | 0 | 0 | 0 | 0 | 0 | 0 | 0 | 0 | 0 | 0 | 0 | 0 | 0
1979 | 8 | 16 | 0 | 0 | 0 | 0 | 0 | 0 | 0 | 0 | 0 | 0 | 0 | 0 | 0
1979 | 8 | 17 | 0 | 0 | 0 | 0 | 0 | 0 | 0 | 0 | 0 | 0 | 0 | 0 | 0
1979 | 8 | 18 | 0.01 | 0.01 | 0 | 0 | 0.01 | 0 | 0 | 0 | 0 | 0 | 0 | 0 | 0
1979 | 8 | 19 | 0.1 | 0.1 | 0.05 | 0 | 0.1 | 0.05 | 0 | 0 | 0 | 0 | 0 | 0 | 0
1979 | 8 | 20 | 0 | 0 | 0 | 0 | 0 | 0 | 0 | 0 | 0 | 0 | 0 | 0 | 0
1979 | 8 | 21 | 0.52 | 0.52 | 0.47 | 0 | 0.52 | 0.47 | 0 | 0 | 0 | 0 | 0 | 0 | 0
1979 | 8 | 22 | 0 | 0 | 0 | 0 | 0 | 0 | 0 | 0 | 0 | 0 | 0 | 0 | 0
1979 | 8 | 23 | 0 | 0 | 0 | 0 | 0 | 0 | 0 | 0 | 0 | 0 | 0 | 0 | 0
1979 | 8 | 24 | 0.1 | 0.1 | 0.05 | 0 | 0.1 | 0.05 | 0 | 0 | 0 | 0 | 0 | 0 | 0
1979 | 8 | 25 | 0.09 | 0.09 | 0.04 | 0 | 0.09 | 0.04 | 0 | 0 | 0 | 0 | 0 | 0 | 0
1979 | 8 | 26 | 0.1 | 0.1 | 0.05 | 0 | 0.1 | 0.05 | 0 | 0 | 0 | 0 | 0 | 0 | 0
1979 | 8 | 27 | 0.92 | 0.92 | 0.87 | 0 | 0.92 | 0.87 | 0 | 0 | 0 | 0 | 0 | 0 | 0
1979 | 8 | 28 | 0 | 0 | 0 | 0 | 0 | 0 | 0 | 0 | 0 | 0 | 0 | 0 | 0
1979 | 8 | 29 | 0.04 | 0.04 | 0 | 0 | 0.04 | 0 | 0 | 0 | 0 | 0 | 0 | 0 | 0
1979 | 8 | 30 | 0 | 0 | 0 | 0 | 0 | 0 | 0 | 0 | 0 | 0 | 0 | 0 | 0
1979 | 8 | 31 | 0 | 0 | 0 | 0 | 0 | 0 | 0 | 0 | 0 | 0 | 0 | 0 | 0
1979 | 9 | 1 | 0 | 0 | 0 | 0 | 0 | 0 | 0 | 0 | 0 | 0 | 0 | 0 | 0
1979 | 9 | 2 | 0 | 0 | 0 | 0 | 0 | 0 | 0 | 0 | 0 | 0 | 0 | 0 | 0
1979 | 9 | 3 | 0.13 | 0.13 | 0.08 | 0 | 0.13 | 0.08 | 0 | 0 | 0 | 0 | 0 | 0 | 0
1979 | 9 | 4 | 0 | 0 | 0 | 0 | 0 | 0 | 0 | 0 | 0 | 0 | 0 | 0 | 0
1979 | 9 | 5 | 3.68 | 1 | 0.95 | 0 | 1 | 0.95 | 0 | 0 | 0 | 0 | 0 | 0 | 0
1979 | 9 | 6 | 0.01 | 0.01 | 0 | 0 | 0.01 | 0 | 0 | 0 | 0 | 0 | 0 | 0 | 0
1979 | 9 | 7 | 0 | 0 | 0 | 0 | 0 | 0 | 0 | 0 | 0 | 0 | 0 | 0 | 0
1979 | 9 | 8 | 0 | 0 | 0 | 0 | 0 | 0 | 0 | 0 | 0 | 0 | 0 | 0 | 0
1979 | 9 | 9 | 0 | 0 | 0 | 0 | 0 | 0 | 0 | 0 | 0 | 0 | 0 | 0 | 0
1979 | 9 | 10 | 0 | 0 | 0 | 0 | 0 | 0 | 0 | 0 | 0 | 0 | 0 | 0 | 0
1979 | 9 | 11 | 0 | 0 | 0 | 0 | 0 | 0 | 0 | 0 | 0 | 0 | 0 | 0 | 0
1979 | 9 | 12 | 0 | 0 | 0 | 0 | 0 | 0 | 0 | 0 | 0 | 0 | 0 | 0 | 0
1979 | 9 | 13 | 0 | 0 | 0 | 0 | 0 | 0 | 0 | 0 | 0 | 0 | 0 | 0 | 0
1979 | 9 | 14 | 0.14 | 0.14 | 0.09 | 0 | 0.14 | 0.09 | 0 | 0 | 0 | 0 | 0 | 0 | 0
1979 | 9 | 15 | 0 | 0 | 0 | 0 | 0 | 0 | 0 | 0 | 0 | 0 | 0 | 0 | 0
1979 | 9 | 16 | 0 | 0 | 0 | 0 | 0 | 0 | 0 | 0 | 0 | 0 | 0 | 0 | 0
1979 | 9 | 17 | 0 | 0 | 0 | 0 | 0 | 0 | 0 | 0 | 0 | 0 | 0 | 0 | 0
1979 | 9 | 18 | 0 | 0 | 0 | 0 | 0 | 0 | 0 | 0 | 0 | 0 | 0 | 0 | 0
1979 | 9 | 19 | 0 | 0 | 0 | 0 | 0 | 0 | 0 | 0 | 0 | 0 | 0 | 0 | 0
1979 | 9 | 20 | 0 | 0 | 0 | 0 | 0 | 0 | 0 | 0 | 0 | 0 | 0 | 0 | 0
1979 | 9 | 21 | 2.18 | 1 | 0.95 | 0 | 1 | 0.95 | 0 | 0 | 0 | 0 | 0 | 0 | 0
1979 | 9 | 22 | 0.28 | 0.28 | 0.23 | 0 | 0.28 | 0.23 | 0 | 0 | 0 | 0 | 0 | 0 | 0
1979 | 9 | 23 | 0 | 0 | 0 | 0 | 0 | 0 | 0 | 0 | 0 | 0 | 0 | 0 | 0
1979 | 9 | 24 | 0 | 0 | 0 | 0 | 0 | 0 | 0 | 0 | 0 | 0 | 0 | 0 | 0
1979 | 9 | 25 | 0 | 0 | 0 | 0 | 0 | 0 | 0 | 0 | 0 | 0 | 0 | 0 | 0
1979 | 9 | 26 | 0 | 0 | 0 | 0 | 0 | 0 | 0 | 0 | 0 | 0 | 0 | 0 | 0
1979 | 9 | 27 | 0 | 0 | 0 | 0 | 0 | 0 | 0 | 0 | 0 | 0 | 0 | 0 | 0
1979 | 9 | 28 | 0.04 | 0.04 | 0 | 0 | 0.04 | 0 | 0 | 0 | 0 | 0 | 0 | 0 | 0
1979 | 9 | 29 | 0.01 | 0.01 | 0 | 0 | 0.01 | 0 | 0 | 0 | 0 | 0 | 0 | 0 | 0
1979 | 9 | 30 | 0.17 | 0.17 | 0.12 | 0 | 0.17 | 0.12 | 0 | 0 | 0 | 0 | 0 | 0 | 0
1979 | 10 | 1 | 1.53 | 1 | 0.95 | 0 | 1 | 0.95 | 0 | 0 | 0 | 0 | 0 | 0 | 0
1979 | 10 | 2 | 0.52 | 0.52 | 0.47 | 0 | 0.52 | 0.47 | 0 | 0 | 0 | 0 | 0 | 0 | 0
1979 | 10 | 3 | 0.33 | 0.33 | 0.28 | 0 | 0.33 | 0.28 | 0 | 0 | 0 | 0 | 0 | 0 | 0
1979 | 10 | 4 | 0 | 0 | 0 | 0 | 0 | 0 | 0 | 0 | 0 | 0 | 0 | 0 | 0
1979 | 10 | 5 | 0.57 | 0.57 | 0.52 | 0 | 0.57 | 0.52 | 0 | 0 | 0 | 0 | 0 | 0 | 0
1979 | 10 | 6 | 0 | 0 | 0 | 0 | 0 | 0 | 0 | 0 | 0 | 0 | 0 | 0 | 0
1979 | 10 | 7 | 0 | 0 | 0 | 0 | 0 | 0 | 0 | 0 | 0 | 0 | 0 | 0 | 0
1979 | 10 | 8 | 0.04 | 0.04 | 0 | 0 | 0.04 | 0 | 0 | 0 | 0 | 0 | 0 | 0 | 0
1979 | 10 | 9 | 0.64 | 0.64 | 0.59 | 0 | 0.64 | 0.59 | 0 | 0 | 0 | 0 | 0 | 0 | 0
1979 | 10 | 10 | 1.1 | 1 | 0.95 | 0 | 1 | 0.95 | 0 | 0 | 0 | 0 | 0 | 0 | 0
1979 | 10 | 11 | 0.04 | 0.04 | 0 | 0 | 0.04 | 0 | 0 | 0 | 0 | 0 | 0 | 0 | 0
1979 | 10 | 12 | 0.07 | 0.07 | 0.02 | 0 | 0.07 | 0.02 | 0 | 0 | 0 | 0 | 0 | 0 | 0
1979 | 10 | 13 | 0.19 | 0.19 | 0.14 | 0 | 0.19 | 0.14 | 0 | 0 | 0 | 0 | 0 | 0 | 0
1979 | 10 | 14 | 0 | 0 | 0 | 0 | 0 | 0 | 0 | 0 | 0 | 0 | 0 | 0 | 0
1979 | 10 | 15 | 0 | 0 | 0 | 0 | 0 | 0 | 0 | 0 | 0 | 0 | 0 | 0 | 0
1979 | 10 | 16 | 0 | 0 | 0 | 0 | 0 | 0 | 0 | 0 | 0 | 0 | 0 | 0 | 0
1979 | 10 | 17 | 0 | 0 | 0 | 0 | 0 | 0 | 0 | 0 | 0 | 0 | 0 | 0 | 0
1979 | 10 | 18 | 0 | 0 | 0 | 0 | 0 | 0 | 0 | 0 | 0 | 0 | 0 | 0 | 0
1979 | 10 | 19 | 0 | 0 | 0 | 0 | 0 | 0 | 0 | 0 | 0 | 0 | 0 | 0 | 0
1979 | 10 | 20 | 0 | 0 | 0 | 0 | 0 | 0 | 0 | 0 | 0 | 0 | 0 | 0 | 0
1979 | 10 | 21 | 0 | 0 | 0 | 0 | 0 | 0 | 0 | 0 | 0 | 0 | 0 | 0 | 0
1979 | 10 | 22 | 0 | 0 | 0 | 0 | 0 | 0 | 0 | 0 | 0 | 0 | 0 | 0 | 0
1979 | 10 | 23 | 0.5 | 0.5 | 0.45 | 0 | 0.5 | 0.45 | 0 | 0 | 0 | 0 | 0 | 0 | 0
1979 | 10 | 24 | 0 | 0 | 0 | 0 | 0 | 0 | 0 | 0 | 0 | 0 | 0 | 0 | 0
1979 | 10 | 25 | 0 | 0 | 0 | 0 | 0 | 0 | 0 | 0 | 0 | 0 | 0 | 0 | 0
1979 | 10 | 26 | 0 | 0 | 0 | 0 | 0 | 0 | 0 | 0 | 0 | 0 | 0 | 0 | 0
1979 | 10 | 27 | 0 | 0 | 0 | 0 | 0 | 0 | 0 | 0 | 0 | 0 | 0 | 0 | 0
1979 | 10 | 28 | 0.01 | 0.01 | 0 | 0 | 0.01 | 0 | 0 | 0 | 0 | 0 | 0 | 0 | 0
1979 | 10 | 29 | 0 | 0 | 0 | 0 | 0 | 0 | 0 | 0 | 0 | 0 | 0 | 0 | 0
1979 | 10 | 30 | 0 | 0 | 0 | 0 | 0 | 0 | 0 | 0 | 0 | 0 | 0 | 0 | 0
1979 | 10 | 31 | 0 | 0 | 0 | 0 | 0 | 0 | 0 | 0 | 0 | 0 | 0 | 0 | 0
1979 | 11 | 1 | 0 | 0 | 0 | 0 | 0 | 0 | 0 | 0 | 0 | 0 | 0 | 0 | 0
1979 | 11 | 2 | 0.41 | 0.41 | 0.36 | 0 | 0.41 | 0.36 | 0 | 0 | 0 | 0 | 0 | 0 | 0
1979 | 11 | 3 | 0.17 | 0.17 | 0.12 | 0 | 0.17 | 0.12 | 0 | 0 | 0 | 0 | 0 | 0 | 0
1979 | 11 | 4 | 0 | 0 | 0 | 0 | 0 | 0 | 0 | 0 | 0 | 0 | 0 | 0 | 0
1979 | 11 | 5 | 0 | 0 | 0 | 0 | 0 | 0 | 0 | 0 | 0 | 0 | 0 | 0 | 0
1979 | 11 | 6 | 0 | 0 | 0 | 0 | 0 | 0 | 0 | 0 | 0 | 0 | 0 | 0 | 0
1979 | 11 | 7 | 0 | 0 | 0 | 0 | 0 | 0 | 0 | 0 | 0 | 0 | 0 | 0 | 0
1979 | 11 | 8 | 0 | 0 | 0 | 0 | 0 | 0 | 0 | 0 | 0 | 0 | 0 | 0 | 0
1979 | 11 | 9 | 0.01 | 0.01 | 0 | 0 | 0.01 | 0 | 0 | 0 | 0 | 0 | 0 | 0 | 0
1979 | 11 | 10 | 0.39 | 0.39 | 0.34 | 0 | 0.39 | 0.34 | 0 | 0 | 0 | 0 | 0 | 0 | 0
1979 | 11 | 11 | 0.55 | 0.55 | 0.5 | 0 | 0.55 | 0.5 | 0 | 0 | 0 | 0 | 0 | 0 | 0
1979 | 11 | 12 | 0 | 0 | 0 | 0 | 0 | 0 | 0 | 0 | 0 | 0 | 0 | 0 | 0
1979 | 11 | 13 | 0.14 | 0.14 | 0.09 | 0 | 0.14 | 0.09 | 0 | 0 | 0 | 0 | 0 | 0 | 0
1979 | 11 | 14 | 0 | 0 | 0 | 0 | 0 | 0 | 0 | 0 | 0 | 0 | 0 | 0 | 0
1979 | 11 | 15 | 0 | 0 | 0 | 0 | 0 | 0 | 0 | 0 | 0 | 0 | 0 | 0 | 0
1979 | 11 | 16 | 0 | 0 | 0 | 0 | 0 | 0 | 0 | 0 | 0 | 0 | 0 | 0 | 0
1979 | 11 | 17 | 0 | 0 | 0 | 0 | 0 | 0 | 0 | 0 | 0 | 0 | 0 | 0 | 0
1979 | 11 | 18 | 0 | 0 | 0 | 0 | 0 | 0 | 0 | 0 | 0 | 0 | 0 | 0 | 0
1979 | 11 | 19 | 0 | 0 | 0 | 0 | 0 | 0 | 0 | 0 | 0 | 0 | 0 | 0 | 0
1979 | 11 | 20 | 0 | 0 | 0 | 0 | 0 | 0 | 0 | 0 | 0 | 0 | 0 | 0 | 0
1979 | 11 | 21 | 0 | 0 | 0 | 0 | 0 | 0 | 0 | 0 | 0 | 0 | 0 | 0 | 0
1979 | 11 | 22 | 0 | 0 | 0 | 0 | 0 | 0 | 0 | 0 | 0 | 0 | 0 | 0 | 0
1979 | 11 | 23 | 0 | 0 | 0 | 0 | 0 | 0 | 0 | 0 | 0 | 0 | 0 | 0 | 0
1979 | 11 | 24 | 0 | 0 | 0 | 0 | 0 | 0 | 0 | 0 | 0 | 0 | 0 | 0 | 0
1979 | 11 | 25 | 0 | 0 | 0 | 0 | 0 | 0 | 0 | 0 | 0 | 0 | 0 | 0 | 0
1979 | 11 | 26 | 0.66 | 0.66 | 0.61 | 0 | 0.66 | 0.61 | 0 | 0 | 0 | 0 | 0 | 0 | 0
1979 | 11 | 27 | 0 | 0 | 0 | 0 | 0 | 0 | 0 | 0 | 0 | 0 | 0 | 0 | 0
1979 | 11 | 28 | 0 | 0 | 0 | 0 | 0 | 0 | 0 | 0 | 0 | 0 | 0 | 0 | 0
1979 | 11 | 29 | 0 | 0 | 0 | 0 | 0 | 0 | 0 | 0 | 0 | 0 | 0 | 0 | 0
1979 | 11 | 30 | 0 | 0 | 0 | 0 | 0 | 0 | 0 | 0 | 0 | 0 | 0 | 0 | 0
1979 | 12 | 1 | 0 | 0 | 0 | 0 | 0 | 0 | 0 | 0 | 0 | 0 | 0 | 0 | 0
1979 | 12 | 2 | 0 | 0 | 0 | 0 | 0 | 0 | 0 | 0 | 0 | 0 | 0 | 0 | 0
1979 | 12 | 3 | 0 | 0 | 0 | 0 | 0 | 0 | 0 | 0 | 0 | 0 | 0 | 0 | 0
1979 | 12 | 4 | 0 | 0 | 0 | 0 | 0 | 0 | 0 | 0 | 0 | 0 | 0 | 0 | 0
1979 | 12 | 5 | 0 | 0 | 0 | 0 | 0 | 0 | 0 | 0 | 0 | 0 | 0 | 0 | 0
1979 | 12 | 6 | 0.05 | 0.05 | 0 | 0 | 0.05 | 0 | 0 | 0 | 0 | 0 | 0 | 0 | 0
1979 | 12 | 7 | 0 | 0 | 0 | 0 | 0 | 0 | 0 | 0 | 0 | 0 | 0 | 0 | 0
1979 | 12 | 8 | 0 | 0 | 0 | 0 | 0 | 0 | 0 | 0 | 0 | 0 | 0 | 0 | 0
1979 | 12 | 9 | 0 | 0 | 0 | 0 | 0 | 0 | 0 | 0 | 0 | 0 | 0 | 0 | 0
1979 | 12 | 10 | 0 | 0 | 0 | 0 | 0 | 0 | 0 | 0 | 0 | 0 | 0 | 0 | 0
1979 | 12 | 11 | 0 | 0 | 0 | 0 | 0 | 0 | 0 | 0 | 0 | 0 | 0 | 0 | 0
1979 | 12 | 12 | 0 | 0 | 0 | 0 | 0 | 0 | 0 | 0 | 0 | 0 | 0 | 0 | 0
1979 | 12 | 13 | 0.33 | 0.33 | 0.28 | 0 | 0.33 | 0.28 | 0 | 0 | 0 | 0 | 0 | 0 | 0
1979 | 12 | 14 | 0 | 0 | 0 | 0 | 0 | 0 | 0 | 0 | 0 | 0 | 0 | 0 | 0
1979 | 12 | 15 | 0 | 0 | 0 | 0 | 0 | 0 | 0 | 0 | 0 | 0 | 0 | 0 | 0
1979 | 12 | 16 | 0 | 0 | 0 | 0 | 0 | 0 | 0 | 0 | 0 | 0 | 0 | 0 | 0
1979 | 12 | 17 | 0 | 0 | 0 | 0 | 0 | 0 | 0 | 0 | 0 | 0 | 0 | 0 | 0
1979 | 12 | 18 | 0 | 0 | 0 | 0 | 0 | 0 | 0 | 0 | 0 | 0 | 0 | 0 | 0
1979 | 12 | 19 | 0 | 0 | 0 | 0 | 0 | 0 | 0 | 0 | 0 | 0 | 0 | 0 | 0
1979 | 12 | 20 | 0 | 0 | 0 | 0 | 0 | 0 | 0 | 0 | 0 | 0 | 0 | 0 | 0
1979 | 12 | 21 | 0 | 0 | 0 | 0 | 0 | 0 | 0 | 0 | 0 | 0 | 0 | 0 | 0
1979 | 12 | 22 | 0 | 0 | 0 | 0 | 0 | 0 | 0 | 0 | 0 | 0 | 0 | 0 | 0
1979 | 12 | 23 | 0 | 0 | 0 | 0 | 0 | 0 | 0 | 0 | 0 | 0 | 0 | 0 | 0
1979 | 12 | 24 | 0.09 | 0.09 | 0.04 | 0 | 0.09 | 0.04 | 0 | 0 | 0 | 0 | 0 | 0 | 0
1979 | 12 | 25 | 0.38 | 0.38 | 0.33 | 0 | 0.38 | 0.33 | 0 | 0 | 0 | 0 | 0 | 0 | 0
1979 | 12 | 26 | 0 | 0 | 0 | 0 | 0 | 0 | 0 | 0 | 0 | 0 | 0 | 0 | 0
1979 | 12 | 27 | 0 | 0 | 0 | 0 | 0 | 0 | 0 | 0 | 0 | 0 | 0 | 0 | 0
1979 | 12 | 28 | 0 | 0 | 0 | 0 | 0 | 0 | 0 | 0 | 0 | 0 | 0 | 0 | 0
1979 | 12 | 29 | 0 | 0 | 0 | 0 | 0 | 0 | 0 | 0 | 0 | 0 | 0 | 0 | 0
1979 | 12 | 30 | 0 | 0 | 0 | 0 | 0 | 0 | 0 | 0 | 0 | 0 | 0 | 0 | 0
1979 | 12 | 31 | 0 | 0 | 0 | 0 | 0 | 0 | 0 | 0 | 0 | 0 | 0 | 0 | 0
1980 | 1 | 1 | 0 | 0 | 0 | 0 | 0 | 0 | 0 | 0 | 0 | 0 | 0 | 0 | 0
1980 | 1 | 2 | 0 | 0 | 0 | 0 | 0 | 0 | 0 | 0 | 0 | 0 | 0 | 0 | 0
1980 | 1 | 3 | 0 | 0 | 0 | 0 | 0 | 0 | 0 | 0 | 0 | 0 | 0 | 0 | 0
1980 | 1 | 4 | 0.16 | 0.16 | 0.11 | 0 | 0.16 | 0.11 | 0 | 0 | 0 | 0 | 0 | 0 | 0
1980 | 1 | 5 | 0.39 | 0.39 | 0.34 | 0 | 0.39 | 0.34 | 0 | 0 | 0 | 0 | 0 | 0 | 0
1980 | 1 | 6 | 0 | 0 | 0 | 0 | 0 | 0 | 0 | 0 | 0 | 0 | 0 | 0 | 0
1980 | 1 | 7 | 0.02 | 0.02 | 0 | 0 | 0.02 | 0 | 0 | 0 | 0 | 0 | 0 | 0 | 0
1980 | 1 | 8 | 0 | 0 | 0 | 0 | 0 | 0 | 0 | 0 | 0 | 0 | 0 | 0 | 0
1980 | 1 | 9 | 0 | 0 | 0 | 0 | 0 | 0 | 0 | 0 | 0 | 0 | 0 | 0 | 0
1980 | 1 | 10 | 0 | 0 | 0 | 0 | 0 | 0 | 0 | 0 | 0 | 0 | 0 | 0 | 0
1980 | 1 | 11 | 0.52 | 0.52 | 0.47 | 0 | 0.52 | 0.47 | 0 | 0 | 0 | 0 | 0 | 0 | 0
1980 | 1 | 12 | 0 | 0 | 0 | 0 | 0 | 0 | 0 | 0 | 0 | 0 | 0 | 0 | 0
1980 | 1 | 13 | 0 | 0 | 0 | 0 | 0 | 0 | 0 | 0 | 0 | 0 | 0 | 0 | 0
1980 | 1 | 14 | 0.02 | 0.02 | 0 | 0 | 0.02 | 0 | 0 | 0 | 0 | 0 | 0 | 0 | 0
1980 | 1 | 15 | 0 | 0 | 0 | 0 | 0 | 0 | 0 | 0 | 0 | 0 | 0 | 0 | 0
1980 | 1 | 16 | 0 | 0 | 0 | 0 | 0 | 0 | 0 | 0 | 0 | 0 | 0 | 0 | 0
1980 | 1 | 17 | 0 | 0 | 0 | 0 | 0 | 0 | 0 | 0 | 0 | 0 | 0 | 0 | 0
1980 | 1 | 18 | 1.3 | 1 | 0.95 | 0 | 1 | 0.95 | 0 | 0 | 0 | 0 | 0 | 0 | 0
1980 | 1 | 19 | 0 | 0 | 0 | 0 | 0 | 0 | 0 | 0 | 0 | 0 | 0 | 0 | 0
1980 | 1 | 20 | 0 | 0 | 0 | 0 | 0 | 0 | 0 | 0 | 0 | 0 | 0 | 0 | 0
1980 | 1 | 21 | 0 | 0 | 0 | 0 | 0 | 0 | 0 | 0 | 0 | 0 | 0 | 0 | 0
1980 | 1 | 22 | 0.33 | 0.33 | 0.28 | 0 | 0.33 | 0.28 | 0 | 0 | 0 | 0 | 0 | 0 | 0
1980 | 1 | 23 | 0 | 0 | 0 | 0 | 0 | 0 | 0 | 0 | 0 | 0 | 0 | 0 | 0
1980 | 1 | 24 | 0 | 0 | 0 | 0 | 0 | 0 | 0 | 0 | 0 | 0 | 0 | 0 | 0
1980 | 1 | 25 | 0 | 0 | 0 | 0 | 0 | 0 | 0 | 0 | 0 | 0 | 0 | 0 | 0
1980 | 1 | 26 | 0 | 0 | 0 | 0 | 0 | 0 | 0 | 0 | 0 | 0 | 0 | 0 | 0
1980 | 1 | 27 | 0 | 0 | 0 | 0 | 0 | 0 | 0 | 0 | 0 | 0 | 0 | 0 | 0
1980 | 1 | 28 | 0 | 0 | 0 | 0 | 0 | 0 | 0 | 0 | 0 | 0 | 0 | 0 | 0
1980 | 1 | 29 | 0 | 0 | 0 | 0 | 0 | 0 | 0 | 0 | 0 | 0 | 0 | 0 | 0
1980 | 1 | 30 | 0 | 0 | 0 | 0 | 0 | 0 | 0 | 0 | 0 | 0 | 0 | 0 | 0
1980 | 1 | 31 | 0.11 | 0.11 | 0.06 | 0 | 0.11 | 0.06 | 0 | 0 | 0 | 0 | 0 | 0 | 0
1980 | 2 | 1 | 0 | 0 | 0 | 0 | 0 | 0 | 0 | 0 | 0 | 0 | 0 | 0 | 0
1980 | 2 | 2 | 0 | 0 | 0 | 0 | 0 | 0 | 0 | 0 | 0 | 0 | 0 | 0 | 0
1980 | 2 | 3 | 0 | 0 | 0 | 0 | 0 | 0 | 0 | 0 | 0 | 0 | 0 | 0 | 0
1980 | 2 | 4 | 0 | 0 | 0 | 0 | 0 | 0 | 0 | 0 | 0 | 0 | 0 | 0 | 0
1980 | 2 | 5 | 0 | 0 | 0 | 0 | 0 | 0 | 0 | 0 | 0 | 0 | 0 | 0 | 0
1980 | 2 | 6 | 0.03 | 0.03 | 0 | 0 | 0.03 | 0 | 0 | 0 | 0 | 0 | 0 | 0 | 0
1980 | 2 | 7 | 0.01 | 0.01 | 0 | 0 | 0.01 | 0 | 0 | 0 | 0 | 0 | 0 | 0 | 0
1980 | 2 | 8 | 0 | 0 | 0 | 0 | 0 | 0 | 0 | 0 | 0 | 0 | 0 | 0 | 0
1980 | 2 | 9 | 0.14 | 0.14 | 0.09 | 0 | 0.14 | 0.09 | 0 | 0 | 0 | 0 | 0 | 0 | 0
1980 | 2 | 10 | 0.02 | 0.02 | 0 | 0 | 0.02 | 0 | 0 | 0 | 0 | 0 | 0 | 0 | 0
1980 | 2 | 11 | 0 | 0 | 0 | 0 | 0 | 0 | 0 | 0 | 0 | 0 | 0 | 0 | 0
1980 | 2 | 12 | 0 | 0 | 0 | 0 | 0 | 0 | 0 | 0 | 0 | 0 | 0 | 0 | 0
1980 | 2 | 13 | 0 | 0 | 0 | 0 | 0 | 0 | 0 | 0 | 0 | 0 | 0 | 0 | 0
1980 | 2 | 14 | 0 | 0 | 0 | 0 | 0 | 0 | 0 | 0 | 0 | 0 | 0 | 0 | 0
1980 | 2 | 15 | 0 | 0 | 0 | 0 | 0 | 0 | 0 | 0 | 0 | 0 | 0 | 0 | 0
1980 | 2 | 16 | 0.2 | 0.2 | 0.15 | 0 | 0.2 | 0.15 | 0 | 0 | 0 | 0 | 0 | 0 | 0
1980 | 2 | 17 | 0 | 0 | 0 | 0 | 0 | 0 | 0 | 0 | 0 | 0 | 0 | 0 | 0
1980 | 2 | 18 | 0 | 0 | 0 | 0 | 0 | 0 | 0 | 0 | 0 | 0 | 0 | 0 | 0
1980 | 2 | 19 | 0 | 0 | 0 | 0 | 0 | 0 | 0 | 0 | 0 | 0 | 0 | 0 | 0
1980 | 2 | 20 | 0.03 | 0.03 | 0 | 0 | 0.03 | 0 | 0 | 0 | 0 | 0 | 0 | 0 | 0
1980 | 2 | 21 | 0.01 | 0.01 | 0 | 0 | 0.01 | 0 | 0 | 0 | 0 | 0 | 0 | 0 | 0
1980 | 2 | 22 | 0.26 | 0.26 | 0.21 | 0 | 0.26 | 0.21 | 0 | 0 | 0 | 0 | 0 | 0 | 0
1980 | 2 | 23 | 0.02 | 0.02 | 0 | 0 | 0.02 | 0 | 0 | 0 | 0 | 0 | 0 | 0 | 0
1980 | 2 | 24 | 0.05 | 0.05 | 0 | 0 | 0.05 | 0 | 0 | 0 | 0 | 0 | 0 | 0 | 0
1980 | 2 | 25 | 0.24 | 0.24 | 0.19 | 0 | 0.24 | 0.19 | 0 | 0 | 0 | 0 | 0 | 0 | 0
1980 | 2 | 26 | 0 | 0 | 0 | 0 | 0 | 0 | 0 | 0 | 0 | 0 | 0 | 0 | 0
1980 | 2 | 27 | 0 | 0 | 0 | 0 | 0 | 0 | 0 | 0 | 0 | 0 | 0 | 0 | 0
1980 | 2 | 28 | 0.15 | 0.15 | 0.1 | 0 | 0.15 | 0.1 | 0 | 0 | 0 | 0 | 0 | 0 | 0
1980 | 2 | 29 | 0 | 0 | 0 | 0 | 0 | 0 | 0 | 0 | 0 | 0 | 0 | 0 | 0
1980 | 3 | 1 | 0.3 | 0.3 | 0.25 | 0 | 0.3 | 0.25 | 0 | 0 | 0 | 0 | 0 | 0 | 0
1980 | 3 | 2 | 0.08 | 0.08 | 0.03 | 0 | 0.08 | 0.03 | 0 | 0 | 0 | 0 | 0 | 0 | 0
1980 | 3 | 3 | 0 | 0 | 0 | 0 | 0 | 0 | 0 | 0 | 0 | 0 | 0 | 0 | 0
1980 | 3 | 4 | 0.01 | 0.01 | 0 | 0 | 0.01 | 0 | 0 | 0 | 0 | 0 | 0 | 0 | 0
1980 | 3 | 5 | 0.16 | 0.16 | 0.11 | 0 | 0.16 | 0.11 | 0 | 0 | 0 | 0 | 0 | 0 | 0
1980 | 3 | 6 | 0 | 0 | 0 | 0 | 0 | 0 | 0 | 0 | 0 | 0 | 0 | 0 | 0
1980 | 3 | 7 | 0 | 0 | 0 | 0 | 0 | 0 | 0 | 0 | 0 | 0 | 0 | 0 | 0
1980 | 3 | 8 | 0 | 0 | 0 | 0 | 0 | 0 | 0 | 0 | 0 | 0 | 0 | 0 | 0
1980 | 3 | 9 | 0 | 0 | 0 | 0 | 0 | 0 | 0 | 0 | 0 | 0 | 0 | 0 | 0
1980 | 3 | 10 | 0.02 | 0.02 | 0 | 0 | 0.02 | 0 | 0 | 0 | 0 | 0 | 0 | 0 | 0
1980 | 3 | 11 | 0 | 0 | 0 | 0 | 0 | 0 | 0 | 0 | 0 | 0 | 0 | 0 | 0
1980 | 3 | 12 | 0 | 0 | 0 | 0 | 0 | 0 | 0 | 0 | 0 | 0 | 0 | 0 | 0
1980 | 3 | 13 | 1.16 | 1 | 0.95 | 0 | 1 | 0.95 | 0 | 0 | 0 | 0 | 0 | 0 | 0
1980 | 3 | 14 | 0.06 | 0.06 | 0.01 | 0 | 0.06 | 0.01 | 0 | 0 | 0 | 0 | 0 | 0 | 0
1980 | 3 | 15 | 0 | 0 | 0 | 0 | 0 | 0 | 0 | 0 | 0 | 0 | 0 | 0 | 0
1980 | 3 | 16 | 0 | 0 | 0 | 0 | 0 | 0 | 0 | 0 | 0 | 0 | 0 | 0 | 0
1980 | 3 | 17 | 0.08 | 0.08 | 0.03 | 0 | 0.08 | 0.03 | 0 | 0 | 0 | 0 | 0 | 0 | 0
1980 | 3 | 18 | 0.06 | 0.06 | 0.01 | 0 | 0.06 | 0.01 | 0 | 0 | 0 | 0 | 0 | 0 | 0
1980 | 3 | 19 | 0 | 0 | 0 | 0 | 0 | 0 | 0 | 0 | 0 | 0 | 0 | 0 | 0
1980 | 3 | 20 | 0 | 0 | 0 | 0 | 0 | 0 | 0 | 0 | 0 | 0 | 0 | 0 | 0
1980 | 3 | 21 | 0.91 | 0.91 | 0.86 | 0 | 0.91 | 0.86 | 0 | 0 | 0 | 0 | 0 | 0 | 0
1980 | 3 | 22 | 0 | 0 | 0 | 0 | 0 | 0 | 0 | 0 | 0 | 0 | 0 | 0 | 0
1980 | 3 | 23 | 0 | 0 | 0 | 0 | 0 | 0 | 0 | 0 | 0 | 0 | 0 | 0 | 0
1980 | 3 | 24 | 0.21 | 0.21 | 0.16 | 0 | 0.21 | 0.16 | 0 | 0 | 0 | 0 | 0 | 0 | 0
1980 | 3 | 25 | 0 | 0 | 0 | 0 | 0 | 0 | 0 | 0 | 0 | 0 | 0 | 0 | 0
1980 | 3 | 26 | 0 | 0 | 0 | 0 | 0 | 0 | 0 | 0 | 0 | 0 | 0 | 0 | 0
1980 | 3 | 27 | 0 | 0 | 0 | 0 | 0 | 0 | 0 | 0 | 0 | 0 | 0 | 0 | 0
1980 | 3 | 28 | 0.72 | 0.72 | 0.67 | 0 | 0.72 | 0.67 | 0 | 0 | 0 | 0 | 0 | 0 | 0
1980 | 3 | 29 | 0.54 | 0.54 | 0.49 | 0 | 0.54 | 0.49 | 0 | 0 | 0 | 0 | 0 | 0 | 0
1980 | 3 | 30 | 0.18 | 0.18 | 0.13 | 0 | 0.18 | 0.13 | 0 | 0 | 0 | 0 | 0 | 0 | 0
1980 | 3 | 31 | 0.55 | 0.55 | 0.5 | 0 | 0.55 | 0.5 | 0 | 0 | 0 | 0 | 0 | 0 | 0
1980 | 4 | 1 | 0 | 0 | 0 | 0 | 0 | 0 | 0 | 0 | 0 | 0 | 0 | 0 | 0
1980 | 4 | 2 | 0 | 0 | 0 | 0 | 0 | 0 | 0 | 0 | 0 | 0 | 0 | 0 | 0
1980 | 4 | 3 | 0 | 0 | 0 | 0 | 0 | 0 | 0 | 0 | 0 | 0 | 0 | 0 | 0
1980 | 4 | 4 | 0.23 | 0.23 | 0.18 | 0 | 0.23 | 0.18 | 0 | 0 | 0 | 0 | 0 | 0 | 0
1980 | 4 | 5 | 0 | 0 | 0 | 0 | 0 | 0 | 0 | 0 | 0 | 0 | 0 | 0 | 0
1980 | 4 | 6 | 0 | 0 | 0 | 0 | 0 | 0 | 0 | 0 | 0 | 0 | 0 | 0 | 0
1980 | 4 | 7 | 0 | 0 | 0 | 0 | 0 | 0 | 0 | 0 | 0 | 0 | 0 | 0 | 0
1980 | 4 | 8 | 0.05 | 0.05 | 0 | 0 | 0.05 | 0 | 0 | 0 | 0 | 0 | 0 | 0 | 0
1980 | 4 | 9 | 0.73 | 0.73 | 0.68 | 0 | 0.73 | 0.68 | 0 | 0 | 0 | 0 | 0 | 0 | 0
1980 | 4 | 10 | 0 | 0 | 0 | 0 | 0 | 0 | 0 | 0 | 0 | 0 | 0 | 0 | 0
1980 | 4 | 11 | 0 | 0 | 0 | 0 | 0 | 0 | 0 | 0 | 0 | 0 | 0 | 0 | 0
1980 | 4 | 12 | 0 | 0 | 0 | 0 | 0 | 0 | 0 | 0 | 0 | 0 | 0 | 0 | 0
1980 | 4 | 13 | 0 | 0 | 0 | 0 | 0 | 0 | 0 | 0 | 0 | 0 | 0 | 0 | 0
1980 | 4 | 14 | 0.41 | 0.41 | 0.36 | 0 | 0.41 | 0.36 | 0 | 0 | 0 | 0 | 0 | 0 | 0
1980 | 4 | 15 | 0 | 0 | 0 | 0 | 0 | 0 | 0 | 0 | 0 | 0 | 0 | 0 | 0
1980 | 4 | 16 | 0 | 0 | 0 | 0 | 0 | 0 | 0 | 0 | 0 | 0 | 0 | 0 | 0
1980 | 4 | 17 | 0 | 0 | 0 | 0 | 0 | 0 | 0 | 0 | 0 | 0 | 0 | 0 | 0
1980 | 4 | 18 | 0 | 0 | 0 | 0 | 0 | 0 | 0 | 0 | 0 | 0 | 0 | 0 | 0
1980 | 4 | 19 | 0 | 0 | 0 | 0 | 0 | 0 | 0 | 0 | 0 | 0 | 0 | 0 | 0
1980 | 4 | 20 | 0 | 0 | 0 | 0 | 0 | 0 | 0 | 0 | 0 | 0 | 0 | 0 | 0
1980 | 4 | 21 | 0 | 0 | 0 | 0 | 0 | 0 | 0 | 0 | 0 | 0 | 0 | 0 | 0
1980 | 4 | 22 | 0 | 0 | 0 | 0 | 0 | 0 | 0 | 0 | 0 | 0 | 0 | 0 | 0
1980 | 4 | 23 | 0 | 0 | 0 | 0 | 0 | 0 | 0 | 0 | 0 | 0 | 0 | 0 | 0
1980 | 4 | 24 | 0.15 | 0.15 | 0.1 | 0 | 0.15 | 0.1 | 0 | 0 | 0 | 0 | 0 | 0 | 0
1980 | 4 | 25 | 0 | 0 | 0 | 0 | 0 | 0 | 0 | 0 | 0 | 0 | 0 | 0 | 0
1980 | 4 | 26 | 0.45 | 0.45 | 0.4 | 0 | 0.45 | 0.4 | 0 | 0 | 0 | 0 | 0 | 0 | 0
1980 | 4 | 27 | 0.79 | 0.79 | 0.74 | 0 | 0.79 | 0.74 | 0 | 0 | 0 | 0 | 0 | 0 | 0
1980 | 4 | 28 | 0.28 | 0.28 | 0.23 | 0 | 0.28 | 0.23 | 0 | 0 | 0 | 0 | 0 | 0 | 0
1980 | 4 | 29 | 0.09 | 0.09 | 0.04 | 0 | 0.09 | 0.04 | 0 | 0 | 0 | 0 | 0 | 0 | 0
1980 | 4 | 30 | 0.1 | 0.1 | 0.05 | 0 | 0.1 | 0.05 | 0 | 0 | 0 | 0 | 0 | 0 | 0
1980 | 5 | 1 | 0.19 | 0.19 | 0.14 | 0 | 0.19 | 0.14 | 0 | 0 | 0 | 0 | 0 | 0 | 0
1980 | 5 | 2 | 0.14 | 0.14 | 0.09 | 0 | 0.14 | 0.09 | 0 | 0 | 0 | 0 | 0 | 0 | 0
1980 | 5 | 3 | 0 | 0 | 0 | 0 | 0 | 0 | 0 | 0 | 0 | 0 | 0 | 0 | 0
1980 | 5 | 4 | 0 | 0 | 0 | 0 | 0 | 0 | 0 | 0 | 0 | 0 | 0 | 0 | 0
1980 | 5 | 5 | 0 | 0 | 0 | 0 | 0 | 0 | 0 | 0 | 0 | 0 | 0 | 0 | 0
1980 | 5 | 6 | 0 | 0 | 0 | 0 | 0 | 0 | 0 | 0 | 0 | 0 | 0 | 0 | 0
1980 | 5 | 7 | 0.05 | 0.05 | 0 | 0 | 0.05 | 0 | 0 | 0 | 0 | 0 | 0 | 0 | 0
1980 | 5 | 8 | 0.05 | 0.05 | 0 | 0 | 0.05 | 0 | 0 | 0 | 0 | 0 | 0 | 0 | 0
1980 | 5 | 9 | 0 | 0 | 0 | 0 | 0 | 0 | 0 | 0 | 0 | 0 | 0 | 0 | 0
1980 | 5 | 10 | 0 | 0 | 0 | 0 | 0 | 0 | 0 | 0 | 0 | 0 | 0 | 0 | 0
1980 | 5 | 11 | 0.03 | 0.03 | 0 | 0 | 0.03 | 0 | 0 | 0 | 0 | 0 | 0 | 0 | 0
1980 | 5 | 12 | 0 | 0 | 0 | 0 | 0 | 0 | 0 | 0 | 0 | 0 | 0 | 0 | 0
1980 | 5 | 13 | 0.06 | 0.06 | 0.01 | 0 | 0.06 | 0.01 | 0 | 0 | 0 | 0 | 0 | 0 | 0
1980 | 5 | 14 | 0 | 0 | 0 | 0 | 0 | 0 | 0 | 0 | 0 | 0 | 0 | 0 | 0
1980 | 5 | 15 | 0 | 0 | 0 | 0 | 0 | 0 | 0 | 0 | 0 | 0 | 0 | 0 | 0
1980 | 5 | 16 | 0 | 0 | 0 | 0 | 0 | 0 | 0 | 0 | 0 | 0 | 0 | 0 | 0
1980 | 5 | 17 | 0 | 0 | 0 | 0 | 0 | 0 | 0 | 0 | 0 | 0 | 0 | 0 | 0
1980 | 5 | 18 | 0.97 | 0.97 | 0.92 | 0 | 0.97 | 0.92 | 0 | 0 | 0 | 0 | 0 | 0 | 0
1980 | 5 | 19 | 0.25 | 0.25 | 0.2 | 0 | 0.25 | 0.2 | 0 | 0 | 0 | 0 | 0 | 0 | 0
1980 | 5 | 20 | 0.48 | 0.48 | 0.43 | 0 | 0.48 | 0.43 | 0 | 0 | 0 | 0 | 0 | 0 | 0
1980 | 5 | 21 | 0.28 | 0.28 | 0.23 | 0 | 0.28 | 0.23 | 0 | 0 | 0 | 0 | 0 | 0 | 0
1980 | 5 | 22 | 0 | 0 | 0 | 0 | 0 | 0 | 0 | 0 | 0 | 0 | 0 | 0 | 0
1980 | 5 | 23 | 0 | 0 | 0 | 0 | 0 | 0 | 0 | 0 | 0 | 0 | 0 | 0 | 0
1980 | 5 | 24 | 0.11 | 0.11 | 0.06 | 0 | 0.11 | 0.06 | 0 | 0 | 0 | 0 | 0 | 0 | 0
1980 | 5 | 25 | 0.03 | 0.03 | 0 | 0 | 0.03 | 0 | 0 | 0 | 0 | 0 | 0 | 0 | 0
1980 | 5 | 26 | 0 | 0 | 0 | 0 | 0 | 0 | 0 | 0 | 0 | 0 | 0 | 0 | 0
1980 | 5 | 27 | 0 | 0 | 0 | 0 | 0 | 0 | 0 | 0 | 0 | 0 | 0 | 0 | 0
1980 | 5 | 28 | 0 | 0 | 0 | 0 | 0 | 0 | 0 | 0 | 0 | 0 | 0 | 0 | 0
1980 | 5 | 29 | 0 | 0 | 0 | 0 | 0 | 0 | 0 | 0 | 0 | 0 | 0 | 0 | 0
1980 | 5 | 30 | 0 | 0 | 0 | 0 | 0 | 0 | 0 | 0 | 0 | 0 | 0 | 0 | 0
1980 | 5 | 31 | 0 | 0 | 0 | 0 | 0 | 0 | 0 | 0 | 0 | 0 | 0 | 0 | 0
1980 | 6 | 1 | 0.01 | 0.01 | 0 | 0 | 0.01 | 0 | 0 | 0 | 0 | 0 | 0 | 0 | 0
1980 | 6 | 2 | 0 | 0 | 0 | 0 | 0 | 0 | 0 | 0 | 0 | 0 | 0 | 0 | 0
1980 | 6 | 3 | 0.18 | 0.18 | 0.13 | 0 | 0.18 | 0.13 | 0 | 0 | 0 | 0 | 0 | 0 | 0
1980 | 6 | 4 | 0 | 0 | 0 | 0 | 0 | 0 | 0 | 0 | 0 | 0 | 0 | 0 | 0
1980 | 6 | 5 | 0 | 0 | 0 | 0 | 0 | 0 | 0 | 0 | 0 | 0 | 0 | 0 | 0
1980 | 6 | 6 | 0.55 | 0.55 | 0.5 | 0 | 0.55 | 0.5 | 0 | 0 | 0 | 0 | 0 | 0 | 0
1980 | 6 | 7 | 0.11 | 0.11 | 0.06 | 0 | 0.11 | 0.06 | 0 | 0 | 0 | 0 | 0 | 0 | 0
1980 | 6 | 8 | 0 | 0 | 0 | 0 | 0 | 0 | 0 | 0 | 0 | 0 | 0 | 0 | 0
1980 | 6 | 9 | 0.01 | 0.01 | 0 | 0 | 0.01 | 0 | 0 | 0 | 0 | 0 | 0 | 0 | 0
1980 | 6 | 10 | 0.08 | 0.08 | 0.03 | 0 | 0.08 | 0.03 | 0 | 0 | 0 | 0 | 0 | 0 | 0
1980 | 6 | 11 | 0 | 0 | 0 | 0 | 0 | 0 | 0 | 0 | 0 | 0 | 0 | 0 | 0
1980 | 6 | 12 | 0 | 0 | 0 | 0 | 0 | 0 | 0 | 0 | 0 | 0 | 0 | 0 | 0
1980 | 6 | 13 | 0 | 0 | 0 | 0 | 0 | 0 | 0 | 0 | 0 | 0 | 0 | 0 | 0
1980 | 6 | 14 | 0 | 0 | 0 | 0 | 0 | 0 | 0 | 0 | 0 | 0 | 0 | 0 | 0
1980 | 6 | 15 | 0.31 | 0.31 | 0.26 | 0 | 0.31 | 0.26 | 0 | 0 | 0 | 0 | 0 | 0 | 0
1980 | 6 | 16 | 0.12 | 0.12 | 0.07 | 0 | 0.12 | 0.07 | 0 | 0 | 0 | 0 | 0 | 0 | 0
1980 | 6 | 17 | 0 | 0 | 0 | 0 | 0 | 0 | 0 | 0 | 0 | 0 | 0 | 0 | 0
1980 | 6 | 18 | 0 | 0 | 0 | 0 | 0 | 0 | 0 | 0 | 0 | 0 | 0 | 0 | 0
1980 | 6 | 19 | 0 | 0 | 0 | 0 | 0 | 0 | 0 | 0 | 0 | 0 | 0 | 0 | 0
1980 | 6 | 20 | 0 | 0 | 0 | 0 | 0 | 0 | 0 | 0 | 0 | 0 | 0 | 0 | 0
1980 | 6 | 21 | 0 | 0 | 0 | 0 | 0 | 0 | 0 | 0 | 0 | 0 | 0 | 0 | 0
1980 | 6 | 22 | 0 | 0 | 0 | 0 | 0 | 0 | 0 | 0 | 0 | 0 | 0 | 0 | 0
1980 | 6 | 23 | 0 | 0 | 0 | 0 | 0 | 0 | 0 | 0 | 0 | 0 | 0 | 0 | 0
1980 | 6 | 24 | 0 | 0 | 0 | 0 | 0 | 0 | 0 | 0 | 0 | 0 | 0 | 0 | 0
1980 | 6 | 25 | 0 | 0 | 0 | 0 | 0 | 0 | 0 | 0 | 0 | 0 | 0 | 0 | 0
1980 | 6 | 26 | 0 | 0 | 0 | 0 | 0 | 0 | 0 | 0 | 0 | 0 | 0 | 0 | 0
1980 | 6 | 27 | 0 | 0 | 0 | 0 | 0 | 0 | 0 | 0 | 0 | 0 | 0 | 0 | 0
1980 | 6 | 28 | 0 | 0 | 0 | 0 | 0 | 0 | 0 | 0 | 0 | 0 | 0 | 0 | 0
1980 | 6 | 29 | 0.31 | 0.31 | 0.26 | 0 | 0.31 | 0.26 | 0 | 0 | 0 | 0 | 0 | 0 | 0
1980 | 6 | 30 | 0 | 0 | 0 | 0 | 0 | 0 | 0 | 0 | 0 | 0 | 0 | 0 | 0
1980 | 7 | 1 | 0 | 0 | 0 | 0 | 0 | 0 | 0 | 0 | 0 | 0 | 0 | 0 | 0
1980 | 7 | 2 | 0 | 0 | 0 | 0 | 0 | 0 | 0 | 0 | 0 | 0 | 0 | 0 | 0
1980 | 7 | 3 | 0.53 | 0.53 | 0.48 | 0 | 0.53 | 0.48 | 0 | 0 | 0 | 0 | 0 | 0 | 0
1980 | 7 | 4 | 0 | 0 | 0 | 0 | 0 | 0 | 0 | 0 | 0 | 0 | 0 | 0 | 0
1980 | 7 | 5 | 0.19 | 0.19 | 0.14 | 0 | 0.19 | 0.14 | 0 | 0 | 0 | 0 | 0 | 0 | 0
1980 | 7 | 6 | 0.01 | 0.01 | 0 | 0 | 0.01 | 0 | 0 | 0 | 0 | 0 | 0 | 0 | 0
1980 | 7 | 7 | 0 | 0 | 0 | 0 | 0 | 0 | 0 | 0 | 0 | 0 | 0 | 0 | 0
1980 | 7 | 8 | 0.53 | 0.53 | 0.48 | 0 | 0.53 | 0.48 | 0 | 0 | 0 | 0 | 0 | 0 | 0
1980 | 7 | 9 | 0.01 | 0.01 | 0 | 0 | 0.01 | 0 | 0 | 0 | 0 | 0 | 0 | 0 | 0
1980 | 7 | 10 | 0 | 0 | 0 | 0 | 0 | 0 | 0 | 0 | 0 | 0 | 0 | 0 | 0
1980 | 7 | 11 | 0 | 0 | 0 | 0 | 0 | 0 | 0 | 0 | 0 | 0 | 0 | 0 | 0
1980 | 7 | 12 | 0.01 | 0.01 | 0 | 0 | 0.01 | 0 | 0 | 0 | 0 | 0 | 0 | 0 | 0
1980 | 7 | 13 | 0 | 0 | 0 | 0 | 0 | 0 | 0 | 0 | 0 | 0 | 0 | 0 | 0
1980 | 7 | 14 | 0 | 0 | 0 | 0 | 0 | 0 | 0 | 0 | 0 | 0 | 0 | 0 | 0
1980 | 7 | 15 | 0 | 0 | 0 | 0 | 0 | 0 | 0 | 0 | 0 | 0 | 0 | 0 | 0
1980 | 7 | 16 | 0 | 0 | 0 | 0 | 0 | 0 | 0 | 0 | 0 | 0 | 0 | 0 | 0
1980 | 7 | 17 | 1.02 | 1 | 0.95 | 0 | 1 | 0.95 | 0 | 0 | 0 | 0 | 0 | 0 | 0
1980 | 7 | 18 | 0 | 0 | 0 | 0 | 0 | 0 | 0 | 0 | 0 | 0 | 0 | 0 | 0
1980 | 7 | 19 | 0 | 0 | 0 | 0 | 0 | 0 | 0 | 0 | 0 | 0 | 0 | 0 | 0
1980 | 7 | 20 | 0 | 0 | 0 | 0 | 0 | 0 | 0 | 0 | 0 | 0 | 0 | 0 | 0
1980 | 7 | 21 | 0.11 | 0.11 | 0.06 | 0 | 0.11 | 0.06 | 0 | 0 | 0 | 0 | 0 | 0 | 0
1980 | 7 | 22 | 1.34 | 1 | 0.95 | 0 | 1 | 0.95 | 0 | 0 | 0 | 0 | 0 | 0 | 0
1980 | 7 | 23 | 0.07 | 0.07 | 0.02 | 0 | 0.07 | 0.02 | 0 | 0 | 0 | 0 | 0 | 0 | 0
1980 | 7 | 24 | 0 | 0 | 0 | 0 | 0 | 0 | 0 | 0 | 0 | 0 | 0 | 0 | 0
1980 | 7 | 25 | 0 | 0 | 0 | 0 | 0 | 0 | 0 | 0 | 0 | 0 | 0 | 0 | 0
1980 | 7 | 26 | 0 | 0 | 0 | 0 | 0 | 0 | 0 | 0 | 0 | 0 | 0 | 0 | 0
1980 | 7 | 27 | 0 | 0 | 0 | 0 | 0 | 0 | 0 | 0 | 0 | 0 | 0 | 0 | 0
1980 | 7 | 28 | 0 | 0 | 0 | 0 | 0 | 0 | 0 | 0 | 0 | 0 | 0 | 0 | 0
1980 | 7 | 29 | 0.04 | 0.04 | 0 | 0 | 0.04 | 0 | 0 | 0 | 0 | 0 | 0 | 0 | 0
1980 | 7 | 30 | 0 | 0 | 0 | 0 | 0 | 0 | 0 | 0 | 0 | 0 | 0 | 0 | 0
1980 | 7 | 31 | 0 | 0 | 0 | 0 | 0 | 0 | 0 | 0 | 0 | 0 | 0 | 0 | 0
1980 | 8 | 1 | 0.01 | 0.01 | 0 | 0 | 0.01 | 0 | 0 | 0 | 0 | 0 | 0 | 0 | 0
1980 | 8 | 2 | 0 | 0 | 0 | 0 | 0 | 0 | 0 | 0 | 0 | 0 | 0 | 0 | 0
1980 | 8 | 3 | 0.24 | 0.24 | 0.19 | 0 | 0.24 | 0.19 | 0 | 0 | 0 | 0 | 0 | 0 | 0
1980 | 8 | 4 | 0 | 0 | 0 | 0 | 0 | 0 | 0 | 0 | 0 | 0 | 0 | 0 | 0
1980 | 8 | 5 | 0.1 | 0.1 | 0.05 | 0 | 0.1 | 0.05 | 0 | 0 | 0 | 0 | 0 | 0 | 0
1980 | 8 | 6 | 0 | 0 | 0 | 0 | 0 | 0 | 0 | 0 | 0 | 0 | 0 | 0 | 0
1980 | 8 | 7 | 0 | 0 | 0 | 0 | 0 | 0 | 0 | 0 | 0 | 0 | 0 | 0 | 0
1980 | 8 | 8 | 0 | 0 | 0 | 0 | 0 | 0 | 0 | 0 | 0 | 0 | 0 | 0 | 0
1980 | 8 | 9 | 0 | 0 | 0 | 0 | 0 | 0 | 0 | 0 | 0 | 0 | 0 | 0 | 0
1980 | 8 | 10 | 0.01 | 0.01 | 0 | 0 | 0.01 | 0 | 0 | 0 | 0 | 0 | 0 | 0 | 0
1980 | 8 | 11 | 0 | 0 | 0 | 0 | 0 | 0 | 0 | 0 | 0 | 0 | 0 | 0 | 0
1980 | 8 | 12 | 0 | 0 | 0 | 0 | 0 | 0 | 0 | 0 | 0 | 0 | 0 | 0 | 0
1980 | 8 | 13 | 0 | 0 | 0 | 0 | 0 | 0 | 0 | 0 | 0 | 0 | 0 | 0 | 0
1980 | 8 | 14 | 0 | 0 | 0 | 0 | 0 | 0 | 0 | 0 | 0 | 0 | 0 | 0 | 0
1980 | 8 | 15 | 0.52 | 0.52 | 0.47 | 0 | 0.52 | 0.47 | 0 | 0 | 0 | 0 | 0 | 0 | 0
1980 | 8 | 16 | 0 | 0 | 0 | 0 | 0 | 0 | 0 | 0 | 0 | 0 | 0 | 0 | 0
1980 | 8 | 17 | 0 | 0 | 0 | 0 | 0 | 0 | 0 | 0 | 0 | 0 | 0 | 0 | 0
1980 | 8 | 18 | 0.22 | 0.22 | 0.17 | 0 | 0.22 | 0.17 | 0 | 0 | 0 | 0 | 0 | 0 | 0
1980 | 8 | 19 | 0.01 | 0.01 | 0 | 0 | 0.01 | 0 | 0 | 0 | 0 | 0 | 0 | 0 | 0
1980 | 8 | 20 | 0 | 0 | 0 | 0 | 0 | 0 | 0 | 0 | 0 | 0 | 0 | 0 | 0
1980 | 8 | 21 | 0 | 0 | 0 | 0 | 0 | 0 | 0 | 0 | 0 | 0 | 0 | 0 | 0
1980 | 8 | 22 | 0 | 0 | 0 | 0 | 0 | 0 | 0 | 0 | 0 | 0 | 0 | 0 | 0
1980 | 8 | 23 | 0 | 0 | 0 | 0 | 0 | 0 | 0 | 0 | 0 | 0 | 0 | 0 | 0
1980 | 8 | 24 | 0 | 0 | 0 | 0 | 0 | 0 | 0 | 0 | 0 | 0 | 0 | 0 | 0
1980 | 8 | 25 | 0 | 0 | 0 | 0 | 0 | 0 | 0 | 0 | 0 | 0 | 0 | 0 | 0
1980 | 8 | 26 | 0 | 0 | 0 | 0 | 0 | 0 | 0 | 0 | 0 | 0 | 0 | 0 | 0
1980 | 8 | 27 | 0 | 0 | 0 | 0 | 0 | 0 | 0 | 0 | 0 | 0 | 0 | 0 | 0
1980 | 8 | 28 | 0 | 0 | 0 | 0 | 0 | 0 | 0 | 0 | 0 | 0 | 0 | 0 | 0
1980 | 8 | 29 | 0 | 0 | 0 | 0 | 0 | 0 | 0 | 0 | 0 | 0 | 0 | 0 | 0
1980 | 8 | 30 | 0 | 0 | 0 | 0 | 0 | 0 | 0 | 0 | 0 | 0 | 0 | 0 | 0
1980 | 8 | 31 | 0 | 0 | 0 | 0 | 0 | 0 | 0 | 0 | 0 | 0 | 0 | 0 | 0
1980 | 9 | 1 | 0 | 0 | 0 | 0 | 0 | 0 | 0 | 0 | 0 | 0 | 0 | 0 | 0
1980 | 9 | 2 | 0 | 0 | 0 | 0 | 0 | 0 | 0 | 0 | 0 | 0 | 0 | 0 | 0
1980 | 9 | 3 | 0 | 0 | 0 | 0 | 0 | 0 | 0 | 0 | 0 | 0 | 0 | 0 | 0
1980 | 9 | 4 | 0 | 0 | 0 | 0 | 0 | 0 | 0 | 0 | 0 | 0 | 0 | 0 | 0
1980 | 9 | 5 | 0 | 0 | 0 | 0 | 0 | 0 | 0 | 0 | 0 | 0 | 0 | 0 | 0
1980 | 9 | 6 | 0.04 | 0.04 | 0 | 0 | 0.04 | 0 | 0 | 0 | 0 | 0 | 0 | 0 | 0
1980 | 9 | 7 | 0 | 0 | 0 | 0 | 0 | 0 | 0 | 0 | 0 | 0 | 0 | 0 | 0
1980 | 9 | 8 | 0 | 0 | 0 | 0 | 0 | 0 | 0 | 0 | 0 | 0 | 0 | 0 | 0
1980 | 9 | 9 | 0 | 0 | 0 | 0 | 0 | 0 | 0 | 0 | 0 | 0 | 0 | 0 | 0
1980 | 9 | 10 | 0.32 | 0.32 | 0.27 | 0 | 0.32 | 0.27 | 0 | 0 | 0 | 0 | 0 | 0 | 0
1980 | 9 | 11 | 0 | 0 | 0 | 0 | 0 | 0 | 0 | 0 | 0 | 0 | 0 | 0 | 0
1980 | 9 | 12 | 0 | 0 | 0 | 0 | 0 | 0 | 0 | 0 | 0 | 0 | 0 | 0 | 0
1980 | 9 | 13 | 0 | 0 | 0 | 0 | 0 | 0 | 0 | 0 | 0 | 0 | 0 | 0 | 0
1980 | 9 | 14 | 0.52 | 0.52 | 0.47 | 0 | 0.52 | 0.47 | 0 | 0 | 0 | 0 | 0 | 0 | 0
1980 | 9 | 15 | 0 | 0 | 0 | 0 | 0 | 0 | 0 | 0 | 0 | 0 | 0 | 0 | 0
1980 | 9 | 16 | 0 | 0 | 0 | 0 | 0 | 0 | 0 | 0 | 0 | 0 | 0 | 0 | 0
1980 | 9 | 17 | 0.06 | 0.06 | 0.01 | 0 | 0.06 | 0.01 | 0 | 0 | 0 | 0 | 0 | 0 | 0
1980 | 9 | 18 | 0.02 | 0.02 | 0 | 0 | 0.02 | 0 | 0 | 0 | 0 | 0 | 0 | 0 | 0
1980 | 9 | 19 | 0 | 0 | 0 | 0 | 0 | 0 | 0 | 0 | 0 | 0 | 0 | 0 | 0
1980 | 9 | 20 | 0 | 0 | 0 | 0 | 0 | 0 | 0 | 0 | 0 | 0 | 0 | 0 | 0
1980 | 9 | 21 | 0 | 0 | 0 | 0 | 0 | 0 | 0 | 0 | 0 | 0 | 0 | 0 | 0
1980 | 9 | 22 | 0 | 0 | 0 | 0 | 0 | 0 | 0 | 0 | 0 | 0 | 0 | 0 | 0
1980 | 9 | 23 | 0 | 0 | 0 | 0 | 0 | 0 | 0 | 0 | 0 | 0 | 0 | 0 | 0
1980 | 9 | 24 | 0 | 0 | 0 | 0 | 0 | 0 | 0 | 0 | 0 | 0 | 0 | 0 | 0
1980 | 9 | 25 | 0.94 | 0.94 | 0.89 | 0 | 0.94 | 0.89 | 0 | 0 | 0 | 0 | 0 | 0 | 0
1980 | 9 | 26 | 0 | 0 | 0 | 0 | 0 | 0 | 0 | 0 | 0 | 0 | 0 | 0 | 0
1980 | 9 | 27 | 0 | 0 | 0 | 0 | 0 | 0 | 0 | 0 | 0 | 0 | 0 | 0 | 0
1980 | 9 | 28 | 0 | 0 | 0 | 0 | 0 | 0 | 0 | 0 | 0 | 0 | 0 | 0 | 0
1980 | 9 | 29 | 0 | 0 | 0 | 0 | 0 | 0 | 0 | 0 | 0 | 0 | 0 | 0 | 0
1980 | 9 | 30 | 0 | 0 | 0 | 0 | 0 | 0 | 0 | 0 | 0 | 0 | 0 | 0 | 0
1980 | 10 | 1 | 0 | 0 | 0 | 0 | 0 | 0 | 0 | 0 | 0 | 0 | 0 | 0 | 0
1980 | 10 | 2 | 0.28 | 0.28 | 0.23 | 0 | 0.28 | 0.23 | 0 | 0 | 0 | 0 | 0 | 0 | 0
1980 | 10 | 3 | 0.33 | 0.33 | 0.28 | 0 | 0.33 | 0.28 | 0 | 0 | 0 | 0 | 0 | 0 | 0
1980 | 10 | 4 | 0 | 0 | 0 | 0 | 0 | 0 | 0 | 0 | 0 | 0 | 0 | 0 | 0
1980 | 10 | 5 | 0 | 0 | 0 | 0 | 0 | 0 | 0 | 0 | 0 | 0 | 0 | 0 | 0
1980 | 10 | 6 | 0 | 0 | 0 | 0 | 0 | 0 | 0 | 0 | 0 | 0 | 0 | 0 | 0
1980 | 10 | 7 | 0 | 0 | 0 | 0 | 0 | 0 | 0 | 0 | 0 | 0 | 0 | 0 | 0
1980 | 10 | 8 | 0 | 0 | 0 | 0 | 0 | 0 | 0 | 0 | 0 | 0 | 0 | 0 | 0
1980 | 10 | 9 | 0 | 0 | 0 | 0 | 0 | 0 | 0 | 0 | 0 | 0 | 0 | 0 | 0
1980 | 10 | 10 | 0 | 0 | 0 | 0 | 0 | 0 | 0 | 0 | 0 | 0 | 0 | 0 | 0
1980 | 10 | 11 | 0 | 0 | 0 | 0 | 0 | 0 | 0 | 0 | 0 | 0 | 0 | 0 | 0
1980 | 10 | 12 | 0 | 0 | 0 | 0 | 0 | 0 | 0 | 0 | 0 | 0 | 0 | 0 | 0
1980 | 10 | 13 | 0 | 0 | 0 | 0 | 0 | 0 | 0 | 0 | 0 | 0 | 0 | 0 | 0
1980 | 10 | 14 | 0 | 0 | 0 | 0 | 0 | 0 | 0 | 0 | 0 | 0 | 0 | 0 | 0
1980 | 10 | 15 | 0 | 0 | 0 | 0 | 0 | 0 | 0 | 0 | 0 | 0 | 0 | 0 | 0
1980 | 10 | 16 | 0 | 0 | 0 | 0 | 0 | 0 | 0 | 0 | 0 | 0 | 0 | 0 | 0
1980 | 10 | 17 | 0 | 0 | 0 | 0 | 0 | 0 | 0 | 0 | 0 | 0 | 0 | 0 | 0
1980 | 10 | 18 | 0.33 | 0.33 | 0.28 | 0 | 0.33 | 0.28 | 0 | 0 | 0 | 0 | 0 | 0 | 0
1980 | 10 | 19 | 0.02 | 0.02 | 0 | 0 | 0.02 | 0 | 0 | 0 | 0 | 0 | 0 | 0 | 0
1980 | 10 | 20 | 0 | 0 | 0 | 0 | 0 | 0 | 0 | 0 | 0 | 0 | 0 | 0 | 0
1980 | 10 | 21 | 0 | 0 | 0 | 0 | 0 | 0 | 0 | 0 | 0 | 0 | 0 | 0 | 0
1980 | 10 | 22 | 0 | 0 | 0 | 0 | 0 | 0 | 0 | 0 | 0 | 0 | 0 | 0 | 0
1980 | 10 | 23 | 0 | 0 | 0 | 0 | 0 | 0 | 0 | 0 | 0 | 0 | 0 | 0 | 0
1980 | 10 | 24 | 0 | 0 | 0 | 0 | 0 | 0 | 0 | 0 | 0 | 0 | 0 | 0 | 0
1980 | 10 | 25 | 1.61 | 1 | 0.95 | 0 | 1 | 0.95 | 0 | 0 | 0 | 0 | 0 | 0 | 0
1980 | 10 | 26 | 0 | 0 | 0 | 0 | 0 | 0 | 0 | 0 | 0 | 0 | 0 | 0 | 0
1980 | 10 | 27 | 0 | 0 | 0 | 0 | 0 | 0 | 0 | 0 | 0 | 0 | 0 | 0 | 0
1980 | 10 | 28 | 0.02 | 0.02 | 0 | 0 | 0.02 | 0 | 0 | 0 | 0 | 0 | 0 | 0 | 0
1980 | 10 | 29 | 0 | 0 | 0 | 0 | 0 | 0 | 0 | 0 | 0 | 0 | 0 | 0 | 0
1980 | 10 | 30 | 0 | 0 | 0 | 0 | 0 | 0 | 0 | 0 | 0 | 0 | 0 | 0 | 0
1980 | 10 | 31 | 0 | 0 | 0 | 0 | 0 | 0 | 0 | 0 | 0 | 0 | 0 | 0 | 0
1980 | 11 | 1 | 0 | 0 | 0 | 0 | 0 | 0 | 0 | 0 | 0 | 0 | 0 | 0 | 0
1980 | 11 | 2 | 0 | 0 | 0 | 0 | 0 | 0 | 0 | 0 | 0 | 0 | 0 | 0 | 0
1980 | 11 | 3 | 0 | 0 | 0 | 0 | 0 | 0 | 0 | 0 | 0 | 0 | 0 | 0 | 0
1980 | 11 | 4 | 0.35 | 0.35 | 0.3 | 0 | 0.35 | 0.3 | 0 | 0 | 0 | 0 | 0 | 0 | 0
1980 | 11 | 5 | 0 | 0 | 0 | 0 | 0 | 0 | 0 | 0 | 0 | 0 | 0 | 0 | 0
1980 | 11 | 6 | 0 | 0 | 0 | 0 | 0 | 0 | 0 | 0 | 0 | 0 | 0 | 0 | 0
1980 | 11 | 7 | 0 | 0 | 0 | 0 | 0 | 0 | 0 | 0 | 0 | 0 | 0 | 0 | 0
1980 | 11 | 8 | 0 | 0 | 0 | 0 | 0 | 0 | 0 | 0 | 0 | 0 | 0 | 0 | 0
1980 | 11 | 9 | 0.15 | 0.15 | 0.1 | 0 | 0.15 | 0.1 | 0 | 0 | 0 | 0 | 0 | 0 | 0
1980 | 11 | 10 | 0 | 0 | 0 | 0 | 0 | 0 | 0 | 0 | 0 | 0 | 0 | 0 | 0
1980 | 11 | 11 | 0 | 0 | 0 | 0 | 0 | 0 | 0 | 0 | 0 | 0 | 0 | 0 | 0
1980 | 11 | 12 | 0 | 0 | 0 | 0 | 0 | 0 | 0 | 0 | 0 | 0 | 0 | 0 | 0
1980 | 11 | 13 | 0 | 0 | 0 | 0 | 0 | 0 | 0 | 0 | 0 | 0 | 0 | 0 | 0
1980 | 11 | 14 | 0 | 0 | 0 | 0 | 0 | 0 | 0 | 0 | 0 | 0 | 0 | 0 | 0
1980 | 11 | 15 | 0 | 0 | 0 | 0 | 0 | 0 | 0 | 0 | 0 | 0 | 0 | 0 | 0
1980 | 11 | 16 | 0.04 | 0.04 | 0 | 0 | 0.04 | 0 | 0 | 0 | 0 | 0 | 0 | 0 | 0
1980 | 11 | 17 | 0.88 | 0.88 | 0.83 | 0 | 0.88 | 0.83 | 0 | 0 | 0 | 0 | 0 | 0 | 0
1980 | 11 | 18 | 0.05 | 0.05 | 0 | 0 | 0.05 | 0 | 0 | 0 | 0 | 0 | 0 | 0 | 0
1980 | 11 | 19 | 0 | 0 | 0 | 0 | 0 | 0 | 0 | 0 | 0 | 0 | 0 | 0 | 0
1980 | 11 | 20 | 0 | 0 | 0 | 0 | 0 | 0 | 0 | 0 | 0 | 0 | 0 | 0 | 0
1980 | 11 | 21 | 0 | 0 | 0 | 0 | 0 | 0 | 0 | 0 | 0 | 0 | 0 | 0 | 0
1980 | 11 | 22 | 0 | 0 | 0 | 0 | 0 | 0 | 0 | 0 | 0 | 0 | 0 | 0 | 0
1980 | 11 | 23 | 0 | 0 | 0 | 0 | 0 | 0 | 0 | 0 | 0 | 0 | 0 | 0 | 0
1980 | 11 | 24 | 0.74 | 0.74 | 0.69 | 0 | 0.74 | 0.69 | 0 | 0 | 0 | 0 | 0 | 0 | 0
1980 | 11 | 25 | 0 | 0 | 0 | 0 | 0 | 0 | 0 | 0 | 0 | 0 | 0 | 0 | 0
1980 | 11 | 26 | 0 | 0 | 0 | 0 | 0 | 0 | 0 | 0 | 0 | 0 | 0 | 0 | 0
1980 | 11 | 27 | 0.33 | 0.33 | 0.28 | 0 | 0.33 | 0.28 | 0 | 0 | 0 | 0 | 0 | 0 | 0
1980 | 11 | 28 | 0.02 | 0.02 | 0 | 0 | 0.02 | 0 | 0 | 0 | 0 | 0 | 0 | 0 | 0
1980 | 11 | 29 | 0 | 0 | 0 | 0 | 0 | 0 | 0 | 0 | 0 | 0 | 0 | 0 | 0
1980 | 11 | 30 | 0 | 0 | 0 | 0 | 0 | 0 | 0 | 0 | 0 | 0 | 0 | 0 | 0
1980 | 12 | 1 | 0 | 0 | 0 | 0 | 0 | 0 | 0 | 0 | 0 | 0 | 0 | 0 | 0
1980 | 12 | 2 | 0.04 | 0.04 | 0 | 0 | 0.04 | 0 | 0 | 0 | 0 | 0 | 0 | 0 | 0
1980 | 12 | 3 | 0 | 0 | 0 | 0 | 0 | 0 | 0 | 0 | 0 | 0 | 0 | 0 | 0
1980 | 12 | 4 | 0 | 0 | 0 | 0 | 0 | 0 | 0 | 0 | 0 | 0 | 0 | 0 | 0
1980 | 12 | 5 | 0 | 0 | 0 | 0 | 0 | 0 | 0 | 0 | 0 | 0 | 0 | 0 | 0
1980 | 12 | 6 | 0 | 0 | 0 | 0 | 0 | 0 | 0 | 0 | 0 | 0 | 0 | 0 | 0
1980 | 12 | 7 | 0 | 0 | 0 | 0 | 0 | 0 | 0 | 0 | 0 | 0 | 0 | 0 | 0
1980 | 12 | 8 | 0 | 0 | 0 | 0 | 0 | 0 | 0 | 0 | 0 | 0 | 0 | 0 | 0
1980 | 12 | 9 | 0.25 | 0.25 | 0.2 | 0 | 0.25 | 0.2 | 0 | 0 | 0 | 0 | 0 | 0 | 0
1980 | 12 | 10 | 0 | 0 | 0 | 0 | 0 | 0 | 0 | 0 | 0 | 0 | 0 | 0 | 0
1980 | 12 | 11 | 0 | 0 | 0 | 0 | 0 | 0 | 0 | 0 | 0 | 0 | 0 | 0 | 0
1980 | 12 | 12 | 0 | 0 | 0 | 0 | 0 | 0 | 0 | 0 | 0 | 0 | 0 | 0 | 0
1980 | 12 | 13 | 0 | 0 | 0 | 0 | 0 | 0 | 0 | 0 | 0 | 0 | 0 | 0 | 0
1980 | 12 | 14 | 0 | 0 | 0 | 0 | 0 | 0 | 0 | 0 | 0 | 0 | 0 | 0 | 0
1980 | 12 | 15 | 0 | 0 | 0 | 0 | 0 | 0 | 0 | 0 | 0 | 0 | 0 | 0 | 0
1980 | 12 | 16 | 0.03 | 0.03 | 0 | 0 | 0.03 | 0 | 0 | 0 | 0 | 0 | 0 | 0 | 0
1980 | 12 | 17 | 0 | 0 | 0 | 0 | 0 | 0 | 0 | 0 | 0 | 0 | 0 | 0 | 0
1980 | 12 | 18 | 0 | 0 | 0 | 0 | 0 | 0 | 0 | 0 | 0 | 0 | 0 | 0 | 0
1980 | 12 | 19 | 0 | 0 | 0 | 0 | 0 | 0 | 0 | 0 | 0 | 0 | 0 | 0 | 0
1980 | 12 | 20 | 0 | 0 | 0 | 0 | 0 | 0 | 0 | 0 | 0 | 0 | 0 | 0 | 0
1980 | 12 | 21 | 0 | 0 | 0 | 0 | 0 | 0 | 0 | 0 | 0 | 0 | 0 | 0 | 0
1980 | 12 | 22 | 0 | 0 | 0 | 0 | 0 | 0 | 0 | 0 | 0 | 0 | 0 | 0 | 0
1980 | 12 | 23 | 0.15 | 0.15 | 0.1 | 0 | 0.15 | 0.1 | 0 | 0 | 0 | 0 | 0 | 0 | 0
1980 | 12 | 24 | 0.14 | 0.14 | 0.09 | 0 | 0.14 | 0.09 | 0 | 0 | 0 | 0 | 0 | 0 | 0
1980 | 12 | 25 | 0 | 0 | 0 | 0 | 0 | 0 | 0 | 0 | 0 | 0 | 0 | 0 | 0
1980 | 12 | 26 | 0 | 0 | 0 | 0 | 0 | 0 | 0 | 0 | 0 | 0 | 0 | 0 | 0
1980 | 12 | 27 | 0 | 0 | 0 | 0 | 0 | 0 | 0 | 0 | 0 | 0 | 0 | 0 | 0
1980 | 12 | 28 | 0 | 0 | 0 | 0 | 0 | 0 | 0 | 0 | 0 | 0 | 0 | 0 | 0
1980 | 12 | 29 | 0 | 0 | 0 | 0 | 0 | 0 | 0 | 0 | 0 | 0 | 0 | 0 | 0
1980 | 12 | 30 | 0 | 0 | 0 | 0 | 0 | 0 | 0 | 0 | 0 | 0 | 0 | 0 | 0
1980 | 12 | 31 | 0.04 | 0.04 | 0 | 0 | 0.04 | 0 | 0 | 0 | 0 | 0 | 0 | 0 | 0
1981 | 1 | 1 | 0.14 | 0.14 | 0.09 | 0 | 0.14 | 0.09 | 0 | 0 | 0 | 0 | 0 | 0 | 0
1981 | 1 | 2 | 0 | 0 | 0 | 0 | 0 | 0 | 0 | 0 | 0 | 0 | 0 | 0 | 0
1981 | 1 | 3 | 0 | 0 | 0 | 0 | 0 | 0 | 0 | 0 | 0 | 0 | 0 | 0 | 0
1981 | 1 | 4 | 0 | 0 | 0 | 0 | 0 | 0 | 0 | 0 | 0 | 0 | 0 | 0 | 0
1981 | 1 | 5 | 0 | 0 | 0 | 0 | 0 | 0 | 0 | 0 | 0 | 0 | 0 | 0 | 0
1981 | 1 | 6 | 0 | 0 | 0 | 0 | 0 | 0 | 0 | 0 | 0 | 0 | 0 | 0 | 0
1981 | 1 | 7 | 0.05 | 0.05 | 0 | 0 | 0.05 | 0 | 0 | 0 | 0 | 0 | 0 | 0 | 0
1981 | 1 | 8 | 0 | 0 | 0 | 0 | 0 | 0 | 0 | 0 | 0 | 0 | 0 | 0 | 0
1981 | 1 | 9 | 0 | 0 | 0 | 0 | 0 | 0 | 0 | 0 | 0 | 0 | 0 | 0 | 0
1981 | 1 | 10 | 0 | 0 | 0 | 0 | 0 | 0 | 0 | 0 | 0 | 0 | 0 | 0 | 0
1981 | 1 | 11 | 0 | 0 | 0 | 0 | 0 | 0 | 0 | 0 | 0 | 0 | 0 | 0 | 0
1981 | 1 | 12 | 0 | 0 | 0 | 0 | 0 | 0 | 0 | 0 | 0 | 0 | 0 | 0 | 0
1981 | 1 | 13 | 0 | 0 | 0 | 0 | 0 | 0 | 0 | 0 | 0 | 0 | 0 | 0 | 0
1981 | 1 | 14 | 0 | 0 | 0 | 0 | 0 | 0 | 0 | 0 | 0 | 0 | 0 | 0 | 0
1981 | 1 | 15 | 0.08 | 0.08 | 0.03 | 0 | 0.08 | 0.03 | 0 | 0 | 0 | 0 | 0 | 0 | 0
1981 | 1 | 16 | 0 | 0 | 0 | 0 | 0 | 0 | 0 | 0 | 0 | 0 | 0 | 0 | 0
1981 | 1 | 17 | 0 | 0 | 0 | 0 | 0 | 0 | 0 | 0 | 0 | 0 | 0 | 0 | 0
1981 | 1 | 18 | 0 | 0 | 0 | 0 | 0 | 0 | 0 | 0 | 0 | 0 | 0 | 0 | 0
1981 | 1 | 19 | 0 | 0 | 0 | 0 | 0 | 0 | 0 | 0 | 0 | 0 | 0 | 0 | 0
1981 | 1 | 20 | 0 | 0 | 0 | 0 | 0 | 0 | 0 | 0 | 0 | 0 | 0 | 0 | 0
1981 | 1 | 21 | 0.11 | 0.11 | 0.06 | 0 | 0.11 | 0.06 | 0 | 0 | 0 | 0 | 0 | 0 | 0
1981 | 1 | 22 | 0 | 0 | 0 | 0 | 0 | 0 | 0 | 0 | 0 | 0 | 0 | 0 | 0
1981 | 1 | 23 | 0 | 0 | 0 | 0 | 0 | 0 | 0 | 0 | 0 | 0 | 0 | 0 | 0
1981 | 1 | 24 | 0 | 0 | 0 | 0 | 0 | 0 | 0 | 0 | 0 | 0 | 0 | 0 | 0
1981 | 1 | 25 | 0 | 0 | 0 | 0 | 0 | 0 | 0 | 0 | 0 | 0 | 0 | 0 | 0
1981 | 1 | 26 | 0 | 0 | 0 | 0 | 0 | 0 | 0 | 0 | 0 | 0 | 0 | 0 | 0
1981 | 1 | 27 | 0 | 0 | 0 | 0 | 0 | 0 | 0 | 0 | 0 | 0 | 0 | 0 | 0
1981 | 1 | 28 | 0 | 0 | 0 | 0 | 0 | 0 | 0 | 0 | 0 | 0 | 0 | 0 | 0
1981 | 1 | 29 | 0 | 0 | 0 | 0 | 0 | 0 | 0 | 0 | 0 | 0 | 0 | 0 | 0
1981 | 1 | 30 | 0 | 0 | 0 | 0 | 0 | 0 | 0 | 0 | 0 | 0 | 0 | 0 | 0
1981 | 1 | 31 | 0 | 0 | 0 | 0 | 0 | 0 | 0 | 0 | 0 | 0 | 0 | 0 | 0
1981 | 2 | 1 | 0 | 0 | 0 | 0 | 0 | 0 | 0 | 0 | 0 | 0 | 0 | 0 | 0
1981 | 2 | 2 | 0.72 | 0.72 | 0.67 | 0 | 0.72 | 0.67 | 0 | 0 | 0 | 0 | 0 | 0 | 0
1981 | 2 | 3 | 0 | 0 | 0 | 0 | 0 | 0 | 0 | 0 | 0 | 0 | 0 | 0 | 0
1981 | 2 | 4 | 0 | 0 | 0 | 0 | 0 | 0 | 0 | 0 | 0 | 0 | 0 | 0 | 0
1981 | 2 | 5 | 0 | 0 | 0 | 0 | 0 | 0 | 0 | 0 | 0 | 0 | 0 | 0 | 0
1981 | 2 | 6 | 0 | 0 | 0 | 0 | 0 | 0 | 0 | 0 | 0 | 0 | 0 | 0 | 0
1981 | 2 | 7 | 0 | 0 | 0 | 0 | 0 | 0 | 0 | 0 | 0 | 0 | 0 | 0 | 0
1981 | 2 | 8 | 0.29 | 0.29 | 0.24 | 0 | 0.29 | 0.24 | 0 | 0 | 0 | 0 | 0 | 0 | 0
1981 | 2 | 9 | 0 | 0 | 0 | 0 | 0 | 0 | 0 | 0 | 0 | 0 | 0 | 0 | 0
1981 | 2 | 10 | 0.01 | 0.01 | 0 | 0 | 0.01 | 0 | 0 | 0 | 0 | 0 | 0 | 0 | 0
1981 | 2 | 11 | 0.61 | 0.61 | 0.56 | 0 | 0.61 | 0.56 | 0 | 0 | 0 | 0 | 0 | 0 | 0
1981 | 2 | 12 | 0 | 0 | 0 | 0 | 0 | 0 | 0 | 0 | 0 | 0 | 0 | 0 | 0
1981 | 2 | 13 | 0 | 0 | 0 | 0 | 0 | 0 | 0 | 0 | 0 | 0 | 0 | 0 | 0
1981 | 2 | 14 | 0 | 0 | 0 | 0 | 0 | 0 | 0 | 0 | 0 | 0 | 0 | 0 | 0
1981 | 2 | 15 | 0 | 0 | 0 | 0 | 0 | 0 | 0 | 0 | 0 | 0 | 0 | 0 | 0
1981 | 2 | 16 | 0 | 0 | 0 | 0 | 0 | 0 | 0 | 0 | 0 | 0 | 0 | 0 | 0
1981 | 2 | 17 | 0 | 0 | 0 | 0 | 0 | 0 | 0 | 0 | 0 | 0 | 0 | 0 | 0
1981 | 2 | 18 | 0 | 0 | 0 | 0 | 0 | 0 | 0 | 0 | 0 | 0 | 0 | 0 | 0
1981 | 2 | 19 | 0.2 | 0.2 | 0.15 | 0 | 0.2 | 0.15 | 0 | 0 | 0 | 0 | 0 | 0 | 0
1981 | 2 | 20 | 0.3 | 0.3 | 0.25 | 0 | 0.3 | 0.25 | 0 | 0 | 0 | 0 | 0 | 0 | 0
1981 | 2 | 21 | 0.09 | 0.09 | 0.04 | 0 | 0.09 | 0.04 | 0 | 0 | 0 | 0 | 0 | 0 | 0
1981 | 2 | 22 | 0.02 | 0.02 | 0 | 0 | 0.02 | 0 | 0 | 0 | 0 | 0 | 0 | 0 | 0
1981 | 2 | 23 | 0.58 | 0.58 | 0.53 | 0 | 0.58 | 0.53 | 0 | 0 | 0 | 0 | 0 | 0 | 0
1981 | 2 | 24 | 0 | 0 | 0 | 0 | 0 | 0 | 0 | 0 | 0 | 0 | 0 | 0 | 0
1981 | 2 | 25 | 0 | 0 | 0 | 0 | 0 | 0 | 0 | 0 | 0 | 0 | 0 | 0 | 0
1981 | 2 | 26 | 0 | 0 | 0 | 0 | 0 | 0 | 0 | 0 | 0 | 0 | 0 | 0 | 0
1981 | 2 | 27 | 0 | 0 | 0 | 0 | 0 | 0 | 0 | 0 | 0 | 0 | 0 | 0 | 0
1981 | 2 | 28 | 0 | 0 | 0 | 0 | 0 | 0 | 0 | 0 | 0 | 0 | 0 | 0 | 0
1981 | 3 | 1 | 0 | 0 | 0 | 0 | 0 | 0 | 0 | 0 | 0 | 0 | 0 | 0 | 0
1981 | 3 | 2 | 0 | 0 | 0 | 0 | 0 | 0 | 0 | 0 | 0 | 0 | 0 | 0 | 0
1981 | 3 | 3 | 0 | 0 | 0 | 0 | 0 | 0 | 0 | 0 | 0 | 0 | 0 | 0 | 0
1981 | 3 | 4 | 0.06 | 0.06 | 0.01 | 0 | 0.06 | 0.01 | 0 | 0 | 0 | 0 | 0 | 0 | 0
1981 | 3 | 5 | 0.35 | 0.35 | 0.3 | 0 | 0.35 | 0.3 | 0 | 0 | 0 | 0 | 0 | 0 | 0
1981 | 3 | 6 | 0.01 | 0.01 | 0 | 0 | 0.01 | 0 | 0 | 0 | 0 | 0 | 0 | 0 | 0
1981 | 3 | 7 | 0 | 0 | 0 | 0 | 0 | 0 | 0 | 0 | 0 | 0 | 0 | 0 | 0
1981 | 3 | 8 | 0 | 0 | 0 | 0 | 0 | 0 | 0 | 0 | 0 | 0 | 0 | 0 | 0
1981 | 3 | 9 | 0 | 0 | 0 | 0 | 0 | 0 | 0 | 0 | 0 | 0 | 0 | 0 | 0
1981 | 3 | 10 | 0 | 0 | 0 | 0 | 0 | 0 | 0 | 0 | 0 | 0 | 0 | 0 | 0
1981 | 3 | 11 | 0 | 0 | 0 | 0 | 0 | 0 | 0 | 0 | 0 | 0 | 0 | 0 | 0
1981 | 3 | 12 | 0 | 0 | 0 | 0 | 0 | 0 | 0 | 0 | 0 | 0 | 0 | 0 | 0
1981 | 3 | 13 | 0 | 0 | 0 | 0 | 0 | 0 | 0 | 0 | 0 | 0 | 0 | 0 | 0
1981 | 3 | 14 | 0 | 0 | 0 | 0 | 0 | 0 | 0 | 0 | 0 | 0 | 0 | 0 | 0
1981 | 3 | 15 | 0 | 0 | 0 | 0 | 0 | 0 | 0 | 0 | 0 | 0 | 0 | 0 | 0
1981 | 3 | 16 | 0.16 | 0.16 | 0.11 | 0 | 0.16 | 0.11 | 0 | 0 | 0 | 0 | 0 | 0 | 0
1981 | 3 | 17 | 0 | 0 | 0 | 0 | 0 | 0 | 0 | 0 | 0 | 0 | 0 | 0 | 0
1981 | 3 | 18 | 0 | 0 | 0 | 0 | 0 | 0 | 0 | 0 | 0 | 0 | 0 | 0 | 0
1981 | 3 | 19 | 0 | 0 | 0 | 0 | 0 | 0 | 0 | 0 | 0 | 0 | 0 | 0 | 0
1981 | 3 | 20 | 0 | 0 | 0 | 0 | 0 | 0 | 0 | 0 | 0 | 0 | 0 | 0 | 0
1981 | 3 | 21 | 0.01 | 0.01 | 0 | 0 | 0.01 | 0 | 0 | 0 | 0 | 0 | 0 | 0 | 0
1981 | 3 | 22 | 0 | 0 | 0 | 0 | 0 | 0 | 0 | 0 | 0 | 0 | 0 | 0 | 0
1981 | 3 | 23 | 0 | 0 | 0 | 0 | 0 | 0 | 0 | 0 | 0 | 0 | 0 | 0 | 0
1981 | 3 | 24 | 0 | 0 | 0 | 0 | 0 | 0 | 0 | 0 | 0 | 0 | 0 | 0 | 0
1981 | 3 | 25 | 0 | 0 | 0 | 0 | 0 | 0 | 0 | 0 | 0 | 0 | 0 | 0 | 0
1981 | 3 | 26 | 0 | 0 | 0 | 0 | 0 | 0 | 0 | 0 | 0 | 0 | 0 | 0 | 0
1981 | 3 | 27 | 0 | 0 | 0 | 0 | 0 | 0 | 0 | 0 | 0 | 0 | 0 | 0 | 0
1981 | 3 | 28 | 0 | 0 | 0 | 0 | 0 | 0 | 0 | 0 | 0 | 0 | 0 | 0 | 0
1981 | 3 | 29 | 0 | 0 | 0 | 0 | 0 | 0 | 0 | 0 | 0 | 0 | 0 | 0 | 0
1981 | 3 | 30 | 0.9 | 0.9 | 0.85 | 0 | 0.9 | 0.85 | 0 | 0 | 0 | 0 | 0 | 0 | 0
1981 | 3 | 31 | 0 | 0 | 0 | 0 | 0 | 0 | 0 | 0 | 0 | 0 | 0 | 0 | 0
1981 | 4 | 1 | 0.45 | 0.45 | 0.4 | 0 | 0.45 | 0.4 | 0 | 0 | 0 | 0 | 0 | 0 | 0
1981 | 4 | 2 | 0 | 0 | 0 | 0 | 0 | 0 | 0 | 0 | 0 | 0 | 0 | 0 | 0
1981 | 4 | 3 | 0 | 0 | 0 | 0 | 0 | 0 | 0 | 0 | 0 | 0 | 0 | 0 | 0
1981 | 4 | 4 | 0 | 0 | 0 | 0 | 0 | 0 | 0 | 0 | 0 | 0 | 0 | 0 | 0
1981 | 4 | 5 | 0.28 | 0.28 | 0.23 | 0 | 0.28 | 0.23 | 0 | 0 | 0 | 0 | 0 | 0 | 0
1981 | 4 | 6 | 0 | 0 | 0 | 0 | 0 | 0 | 0 | 0 | 0 | 0 | 0 | 0 | 0
1981 | 4 | 7 | 0 | 0 | 0 | 0 | 0 | 0 | 0 | 0 | 0 | 0 | 0 | 0 | 0
1981 | 4 | 8 | 0 | 0 | 0 | 0 | 0 | 0 | 0 | 0 | 0 | 0 | 0 | 0 | 0
1981 | 4 | 9 | 0.27 | 0.27 | 0.22 | 0 | 0.27 | 0.22 | 0 | 0 | 0 | 0 | 0 | 0 | 0
1981 | 4 | 10 | 0 | 0 | 0 | 0 | 0 | 0 | 0 | 0 | 0 | 0 | 0 | 0 | 0
1981 | 4 | 11 | 0.02 | 0.02 | 0 | 0 | 0.02 | 0 | 0 | 0 | 0 | 0 | 0 | 0 | 0
1981 | 4 | 12 | 0.31 | 0.31 | 0.26 | 0 | 0.31 | 0.26 | 0 | 0 | 0 | 0 | 0 | 0 | 0
1981 | 4 | 13 | 0.03 | 0.03 | 0 | 0 | 0.03 | 0 | 0 | 0 | 0 | 0 | 0 | 0 | 0
1981 | 4 | 14 | 0.14 | 0.14 | 0.09 | 0 | 0.14 | 0.09 | 0 | 0 | 0 | 0 | 0 | 0 | 0
1981 | 4 | 15 | 0 | 0 | 0 | 0 | 0 | 0 | 0 | 0 | 0 | 0 | 0 | 0 | 0
1981 | 4 | 16 | 0 | 0 | 0 | 0 | 0 | 0 | 0 | 0 | 0 | 0 | 0 | 0 | 0
1981 | 4 | 17 | 0.07 | 0.07 | 0.02 | 0 | 0.07 | 0.02 | 0 | 0 | 0 | 0 | 0 | 0 | 0
1981 | 4 | 18 | 0 | 0 | 0 | 0 | 0 | 0 | 0 | 0 | 0 | 0 | 0 | 0 | 0
1981 | 4 | 19 | 0 | 0 | 0 | 0 | 0 | 0 | 0 | 0 | 0 | 0 | 0 | 0 | 0
1981 | 4 | 20 | 0.06 | 0.06 | 0.01 | 0 | 0.06 | 0.01 | 0 | 0 | 0 | 0 | 0 | 0 | 0
1981 | 4 | 21 | 0 | 0 | 0 | 0 | 0 | 0 | 0 | 0 | 0 | 0 | 0 | 0 | 0
1981 | 4 | 22 | 0 | 0 | 0 | 0 | 0 | 0 | 0 | 0 | 0 | 0 | 0 | 0 | 0
1981 | 4 | 23 | 0.52 | 0.52 | 0.47 | 0 | 0.52 | 0.47 | 0 | 0 | 0 | 0 | 0 | 0 | 0
1981 | 4 | 24 | 0 | 0 | 0 | 0 | 0 | 0 | 0 | 0 | 0 | 0 | 0 | 0 | 0
1981 | 4 | 25 | 0 | 0 | 0 | 0 | 0 | 0 | 0 | 0 | 0 | 0 | 0 | 0 | 0
1981 | 4 | 26 | 0 | 0 | 0 | 0 | 0 | 0 | 0 | 0 | 0 | 0 | 0 | 0 | 0
1981 | 4 | 27 | 0 | 0 | 0 | 0 | 0 | 0 | 0 | 0 | 0 | 0 | 0 | 0 | 0
1981 | 4 | 28 | 0.27 | 0.27 | 0.22 | 0 | 0.27 | 0.22 | 0 | 0 | 0 | 0 | 0 | 0 | 0
1981 | 4 | 29 | 0.06 | 0.06 | 0.01 | 0 | 0.06 | 0.01 | 0 | 0 | 0 | 0 | 0 | 0 | 0
1981 | 4 | 30 | 0.15 | 0.15 | 0.1 | 0 | 0.15 | 0.1 | 0 | 0 | 0 | 0 | 0 | 0 | 0
1981 | 5 | 1 | 0.58 | 0.58 | 0.53 | 0 | 0.58 | 0.53 | 0 | 0 | 0 | 0 | 0 | 0 | 0
1981 | 5 | 2 | 0 | 0 | 0 | 0 | 0 | 0 | 0 | 0 | 0 | 0 | 0 | 0 | 0
1981 | 5 | 3 | 0 | 0 | 0 | 0 | 0 | 0 | 0 | 0 | 0 | 0 | 0 | 0 | 0
1981 | 5 | 4 | 0 | 0 | 0 | 0 | 0 | 0 | 0 | 0 | 0 | 0 | 0 | 0 | 0
1981 | 5 | 5 | 0 | 0 | 0 | 0 | 0 | 0 | 0 | 0 | 0 | 0 | 0 | 0 | 0
1981 | 5 | 6 | 0.01 | 0.01 | 0 | 0 | 0.01 | 0 | 0 | 0 | 0 | 0 | 0 | 0 | 0
1981 | 5 | 7 | 0 | 0 | 0 | 0 | 0 | 0 | 0 | 0 | 0 | 0 | 0 | 0 | 0
1981 | 5 | 8 | 0 | 0 | 0 | 0 | 0 | 0 | 0 | 0 | 0 | 0 | 0 | 0 | 0
1981 | 5 | 9 | 0 | 0 | 0 | 0 | 0 | 0 | 0 | 0 | 0 | 0 | 0 | 0 | 0
1981 | 5 | 10 | 0.23 | 0.23 | 0.18 | 0 | 0.23 | 0.18 | 0 | 0 | 0 | 0 | 0 | 0 | 0
1981 | 5 | 11 | 0.88 | 0.88 | 0.83 | 0 | 0.88 | 0.83 | 0 | 0 | 0 | 0 | 0 | 0 | 0
1981 | 5 | 12 | 0.14 | 0.14 | 0.09 | 0 | 0.14 | 0.09 | 0 | 0 | 0 | 0 | 0 | 0 | 0
1981 | 5 | 13 | 0 | 0 | 0 | 0 | 0 | 0 | 0 | 0 | 0 | 0 | 0 | 0 | 0
1981 | 5 | 14 | 0 | 0 | 0 | 0 | 0 | 0 | 0 | 0 | 0 | 0 | 0 | 0 | 0
1981 | 5 | 15 | 0.62 | 0.62 | 0.57 | 0 | 0.62 | 0.57 | 0 | 0 | 0 | 0 | 0 | 0 | 0
1981 | 5 | 16 | 0 | 0 | 0 | 0 | 0 | 0 | 0 | 0 | 0 | 0 | 0 | 0 | 0
1981 | 5 | 17 | 0 | 0 | 0 | 0 | 0 | 0 | 0 | 0 | 0 | 0 | 0 | 0 | 0
1981 | 5 | 18 | 0.18 | 0.18 | 0.13 | 0 | 0.18 | 0.13 | 0 | 0 | 0 | 0 | 0 | 0 | 0
1981 | 5 | 19 | 0.3 | 0.3 | 0.25 | 0 | 0.3 | 0.25 | 0 | 0 | 0 | 0 | 0 | 0 | 0
1981 | 5 | 20 | 0.05 | 0.05 | 0 | 0 | 0.05 | 0 | 0 | 0 | 0 | 0 | 0 | 0 | 0
1981 | 5 | 21 | 0 | 0 | 0 | 0 | 0 | 0 | 0 | 0 | 0 | 0 | 0 | 0 | 0
1981 | 5 | 22 | 0 | 0 | 0 | 0 | 0 | 0 | 0 | 0 | 0 | 0 | 0 | 0 | 0
1981 | 5 | 23 | 0 | 0 | 0 | 0 | 0 | 0 | 0 | 0 | 0 | 0 | 0 | 0 | 0
1981 | 5 | 24 | 0 | 0 | 0 | 0 | 0 | 0 | 0 | 0 | 0 | 0 | 0 | 0 | 0
1981 | 5 | 25 | 0 | 0 | 0 | 0 | 0 | 0 | 0 | 0 | 0 | 0 | 0 | 0 | 0
1981 | 5 | 26 | 0 | 0 | 0 | 0 | 0 | 0 | 0 | 0 | 0 | 0 | 0 | 0 | 0
1981 | 5 | 27 | 0.08 | 0.08 | 0.03 | 0 | 0.08 | 0.03 | 0 | 0 | 0 | 0 | 0 | 0 | 0
1981 | 5 | 28 | 0.24 | 0.24 | 0.19 | 0 | 0.24 | 0.19 | 0 | 0 | 0 | 0 | 0 | 0 | 0
1981 | 5 | 29 | 0 | 0 | 0 | 0 | 0 | 0 | 0 | 0 | 0 | 0 | 0 | 0 | 0
1981 | 5 | 30 | 0.11 | 0.11 | 0.06 | 0 | 0.11 | 0.06 | 0 | 0 | 0 | 0 | 0 | 0 | 0
1981 | 5 | 31 | 0 | 0 | 0 | 0 | 0 | 0 | 0 | 0 | 0 | 0 | 0 | 0 | 0
1981 | 6 | 1 | 0.28 | 0.28 | 0.23 | 0 | 0.28 | 0.23 | 0 | 0 | 0 | 0 | 0 | 0 | 0
1981 | 6 | 2 | 0.52 | 0.52 | 0.47 | 0 | 0.52 | 0.47 | 0 | 0 | 0 | 0 | 0 | 0 | 0
1981 | 6 | 3 | 0.01 | 0.01 | 0 | 0 | 0.01 | 0 | 0 | 0 | 0 | 0 | 0 | 0 | 0
1981 | 6 | 4 | 0.02 | 0.02 | 0 | 0 | 0.02 | 0 | 0 | 0 | 0 | 0 | 0 | 0 | 0
1981 | 6 | 5 | 0 | 0 | 0 | 0 | 0 | 0 | 0 | 0 | 0 | 0 | 0 | 0 | 0
1981 | 6 | 6 | 0.02 | 0.02 | 0 | 0 | 0.02 | 0 | 0 | 0 | 0 | 0 | 0 | 0 | 0
1981 | 6 | 7 | 0 | 0 | 0 | 0 | 0 | 0 | 0 | 0 | 0 | 0 | 0 | 0 | 0
1981 | 6 | 8 | 0 | 0 | 0 | 0 | 0 | 0 | 0 | 0 | 0 | 0 | 0 | 0 | 0
1981 | 6 | 9 | 0.03 | 0.03 | 0 | 0 | 0.03 | 0 | 0 | 0 | 0 | 0 | 0 | 0 | 0
1981 | 6 | 10 | 0.46 | 0.46 | 0.41 | 0 | 0.46 | 0.41 | 0 | 0 | 0 | 0 | 0 | 0 | 0
1981 | 6 | 11 | 0 | 0 | 0 | 0 | 0 | 0 | 0 | 0 | 0 | 0 | 0 | 0 | 0
1981 | 6 | 12 | 0 | 0 | 0 | 0 | 0 | 0 | 0 | 0 | 0 | 0 | 0 | 0 | 0
1981 | 6 | 13 | 0.4 | 0.4 | 0.35 | 0 | 0.4 | 0.35 | 0 | 0 | 0 | 0 | 0 | 0 | 0
1981 | 6 | 14 | 0.07 | 0.07 | 0.02 | 0 | 0.07 | 0.02 | 0 | 0 | 0 | 0 | 0 | 0 | 0
1981 | 6 | 15 | 0 | 0 | 0 | 0 | 0 | 0 | 0 | 0 | 0 | 0 | 0 | 0 | 0
1981 | 6 | 16 | 0 | 0 | 0 | 0 | 0 | 0 | 0 | 0 | 0 | 0 | 0 | 0 | 0
1981 | 6 | 17 | 0 | 0 | 0 | 0 | 0 | 0 | 0 | 0 | 0 | 0 | 0 | 0 | 0
1981 | 6 | 18 | 0 | 0 | 0 | 0 | 0 | 0 | 0 | 0 | 0 | 0 | 0 | 0 | 0
1981 | 6 | 19 | 0.26 | 0.26 | 0.21 | 0 | 0.26 | 0.21 | 0 | 0 | 0 | 0 | 0 | 0 | 0
1981 | 6 | 20 | 0.11 | 0.11 | 0.06 | 0 | 0.11 | 0.06 | 0 | 0 | 0 | 0 | 0 | 0 | 0
1981 | 6 | 21 | 0.03 | 0.03 | 0 | 0 | 0.03 | 0 | 0 | 0 | 0 | 0 | 0 | 0 | 0
1981 | 6 | 22 | 0.01 | 0.01 | 0 | 0 | 0.01 | 0 | 0 | 0 | 0 | 0 | 0 | 0 | 0
1981 | 6 | 23 | 0 | 0 | 0 | 0 | 0 | 0 | 0 | 0 | 0 | 0 | 0 | 0 | 0
1981 | 6 | 24 | 0 | 0 | 0 | 0 | 0 | 0 | 0 | 0 | 0 | 0 | 0 | 0 | 0
1981 | 6 | 25 | 0.33 | 0.33 | 0.28 | 0 | 0.33 | 0.28 | 0 | 0 | 0 | 0 | 0 | 0 | 0
1981 | 6 | 26 | 0 | 0 | 0 | 0 | 0 | 0 | 0 | 0 | 0 | 0 | 0 | 0 | 0
1981 | 6 | 27 | 0 | 0 | 0 | 0 | 0 | 0 | 0 | 0 | 0 | 0 | 0 | 0 | 0
1981 | 6 | 28 | 0 | 0 | 0 | 0 | 0 | 0 | 0 | 0 | 0 | 0 | 0 | 0 | 0
1981 | 6 | 29 | 0 | 0 | 0 | 0 | 0 | 0 | 0 | 0 | 0 | 0 | 0 | 0 | 0
1981 | 6 | 30 | 0 | 0 | 0 | 0 | 0 | 0 | 0 | 0 | 0 | 0 | 0 | 0 | 0
1981 | 7 | 1 | 0.54 | 0.54 | 0.49 | 0 | 0.54 | 0.49 | 0 | 0 | 0 | 0 | 0 | 0 | 0
1981 | 7 | 2 | 0.02 | 0.02 | 0 | 0 | 0.02 | 0 | 0 | 0 | 0 | 0 | 0 | 0 | 0
1981 | 7 | 3 | 0.14 | 0.14 | 0.09 | 0 | 0.14 | 0.09 | 0 | 0 | 0 | 0 | 0 | 0 | 0
1981 | 7 | 4 | 1.59 | 1 | 0.95 | 0 | 1 | 0.95 | 0 | 0 | 0 | 0 | 0 | 0 | 0
1981 | 7 | 5 | 0.01 | 0.01 | 0 | 0 | 0.01 | 0 | 0 | 0 | 0 | 0 | 0 | 0 | 0
1981 | 7 | 6 | 0 | 0 | 0 | 0 | 0 | 0 | 0 | 0 | 0 | 0 | 0 | 0 | 0
1981 | 7 | 7 | 0 | 0 | 0 | 0 | 0 | 0 | 0 | 0 | 0 | 0 | 0 | 0 | 0
1981 | 7 | 8 | 0 | 0 | 0 | 0 | 0 | 0 | 0 | 0 | 0 | 0 | 0 | 0 | 0
1981 | 7 | 9 | 0 | 0 | 0 | 0 | 0 | 0 | 0 | 0 | 0 | 0 | 0 | 0 | 0
1981 | 7 | 10 | 0 | 0 | 0 | 0 | 0 | 0 | 0 | 0 | 0 | 0 | 0 | 0 | 0
1981 | 7 | 11 | 0 | 0 | 0 | 0 | 0 | 0 | 0 | 0 | 0 | 0 | 0 | 0 | 0
1981 | 7 | 12 | 0 | 0 | 0 | 0 | 0 | 0 | 0 | 0 | 0 | 0 | 0 | 0 | 0
1981 | 7 | 13 | 0.57 | 0.57 | 0.52 | 0 | 0.57 | 0.52 | 0 | 0 | 0 | 0 | 0 | 0 | 0
1981 | 7 | 14 | 0 | 0 | 0 | 0 | 0 | 0 | 0 | 0 | 0 | 0 | 0 | 0 | 0
1981 | 7 | 15 | 0 | 0 | 0 | 0 | 0 | 0 | 0 | 0 | 0 | 0 | 0 | 0 | 0
1981 | 7 | 16 | 0 | 0 | 0 | 0 | 0 | 0 | 0 | 0 | 0 | 0 | 0 | 0 | 0
1981 | 7 | 17 | 0 | 0 | 0 | 0 | 0 | 0 | 0 | 0 | 0 | 0 | 0 | 0 | 0
1981 | 7 | 18 | 0 | 0 | 0 | 0 | 0 | 0 | 0 | 0 | 0 | 0 | 0 | 0 | 0
1981 | 7 | 19 | 0 | 0 | 0 | 0 | 0 | 0 | 0 | 0 | 0 | 0 | 0 | 0 | 0
1981 | 7 | 20 | 0.76 | 0.76 | 0.71 | 0 | 0.76 | 0.71 | 0 | 0 | 0 | 0 | 0 | 0 | 0
1981 | 7 | 21 | 0.2 | 0.2 | 0.15 | 0 | 0.2 | 0.15 | 0 | 0 | 0 | 0 | 0 | 0 | 0
1981 | 7 | 22 | 0 | 0 | 0 | 0 | 0 | 0 | 0 | 0 | 0 | 0 | 0 | 0 | 0
1981 | 7 | 23 | 0 | 0 | 0 | 0 | 0 | 0 | 0 | 0 | 0 | 0 | 0 | 0 | 0
1981 | 7 | 24 | 0.02 | 0.02 | 0 | 0 | 0.02 | 0 | 0 | 0 | 0 | 0 | 0 | 0 | 0
1981 | 7 | 25 | 1.03 | 1 | 0.95 | 0 | 1 | 0.95 | 0 | 0 | 0 | 0 | 0 | 0 | 0
1981 | 7 | 26 | 0.09 | 0.09 | 0.04 | 0 | 0.09 | 0.04 | 0 | 0 | 0 | 0 | 0 | 0 | 0
1981 | 7 | 27 | 0 | 0 | 0 | 0 | 0 | 0 | 0 | 0 | 0 | 0 | 0 | 0 | 0
1981 | 7 | 28 | 0.72 | 0.72 | 0.67 | 0 | 0.72 | 0.67 | 0 | 0 | 0 | 0 | 0 | 0 | 0
1981 | 7 | 29 | 0 | 0 | 0 | 0 | 0 | 0 | 0 | 0 | 0 | 0 | 0 | 0 | 0
1981 | 7 | 30 | 0 | 0 | 0 | 0 | 0 | 0 | 0 | 0 | 0 | 0 | 0 | 0 | 0
1981 | 7 | 31 | 0 | 0 | 0 | 0 | 0 | 0 | 0 | 0 | 0 | 0 | 0 | 0 | 0
1981 | 8 | 1 | 0 | 0 | 0 | 0 | 0 | 0 | 0 | 0 | 0 | 0 | 0 | 0 | 0
1981 | 8 | 2 | 0 | 0 | 0 | 0 | 0 | 0 | 0 | 0 | 0 | 0 | 0 | 0 | 0
1981 | 8 | 3 | 0.08 | 0.08 | 0.03 | 0 | 0.08 | 0.03 | 0 | 0 | 0 | 0 | 0 | 0 | 0
1981 | 8 | 4 | 0 | 0 | 0 | 0 | 0 | 0 | 0 | 0 | 0 | 0 | 0 | 0 | 0
1981 | 8 | 5 | 0 | 0 | 0 | 0 | 0 | 0 | 0 | 0 | 0 | 0 | 0 | 0 | 0
1981 | 8 | 6 | 0.15 | 0.15 | 0.1 | 0 | 0.15 | 0.1 | 0 | 0 | 0 | 0 | 0 | 0 | 0
1981 | 8 | 7 | 0 | 0 | 0 | 0 | 0 | 0 | 0 | 0 | 0 | 0 | 0 | 0 | 0
1981 | 8 | 8 | 0.05 | 0.05 | 0 | 0 | 0.05 | 0 | 0 | 0 | 0 | 0 | 0 | 0 | 0
1981 | 8 | 9 | 0 | 0 | 0 | 0 | 0 | 0 | 0 | 0 | 0 | 0 | 0 | 0 | 0
1981 | 8 | 10 | 0 | 0 | 0 | 0 | 0 | 0 | 0 | 0 | 0 | 0 | 0 | 0 | 0
1981 | 8 | 11 | 0.64 | 0.64 | 0.59 | 0 | 0.64 | 0.59 | 0 | 0 | 0 | 0 | 0 | 0 | 0
1981 | 8 | 12 | 0.72 | 0.72 | 0.67 | 0 | 0.72 | 0.67 | 0 | 0 | 0 | 0 | 0 | 0 | 0
1981 | 8 | 13 | 0 | 0 | 0 | 0 | 0 | 0 | 0 | 0 | 0 | 0 | 0 | 0 | 0
1981 | 8 | 14 | 0 | 0 | 0 | 0 | 0 | 0 | 0 | 0 | 0 | 0 | 0 | 0 | 0
1981 | 8 | 15 | 0.38 | 0.38 | 0.33 | 0 | 0.38 | 0.33 | 0 | 0 | 0 | 0 | 0 | 0 | 0
1981 | 8 | 16 | 0 | 0 | 0 | 0 | 0 | 0 | 0 | 0 | 0 | 0 | 0 | 0 | 0
1981 | 8 | 17 | 0 | 0 | 0 | 0 | 0 | 0 | 0 | 0 | 0 | 0 | 0 | 0 | 0
1981 | 8 | 18 | 0 | 0 | 0 | 0 | 0 | 0 | 0 | 0 | 0 | 0 | 0 | 0 | 0
1981 | 8 | 19 | 0 | 0 | 0 | 0 | 0 | 0 | 0 | 0 | 0 | 0 | 0 | 0 | 0
1981 | 8 | 20 | 0 | 0 | 0 | 0 | 0 | 0 | 0 | 0 | 0 | 0 | 0 | 0 | 0
1981 | 8 | 21 | 0 | 0 | 0 | 0 | 0 | 0 | 0 | 0 | 0 | 0 | 0 | 0 | 0
1981 | 8 | 22 | 0 | 0 | 0 | 0 | 0 | 0 | 0 | 0 | 0 | 0 | 0 | 0 | 0
1981 | 8 | 23 | 0 | 0 | 0 | 0 | 0 | 0 | 0 | 0 | 0 | 0 | 0 | 0 | 0
1981 | 8 | 24 | 0 | 0 | 0 | 0 | 0 | 0 | 0 | 0 | 0 | 0 | 0 | 0 | 0
1981 | 8 | 25 | 0 | 0 | 0 | 0 | 0 | 0 | 0 | 0 | 0 | 0 | 0 | 0 | 0
1981 | 8 | 26 | 0 | 0 | 0 | 0 | 0 | 0 | 0 | 0 | 0 | 0 | 0 | 0 | 0
1981 | 8 | 27 | 0 | 0 | 0 | 0 | 0 | 0 | 0 | 0 | 0 | 0 | 0 | 0 | 0
1981 | 8 | 28 | 0 | 0 | 0 | 0 | 0 | 0 | 0 | 0 | 0 | 0 | 0 | 0 | 0
1981 | 8 | 29 | 0 | 0 | 0 | 0 | 0 | 0 | 0 | 0 | 0 | 0 | 0 | 0 | 0
1981 | 8 | 30 | 0.69 | 0.69 | 0.64 | 0 | 0.69 | 0.64 | 0 | 0 | 0 | 0 | 0 | 0 | 0
1981 | 8 | 31 | 0.31 | 0.31 | 0.26 | 0 | 0.31 | 0.26 | 0 | 0 | 0 | 0 | 0 | 0 | 0
1981 | 9 | 1 | 0 | 0 | 0 | 0 | 0 | 0 | 0 | 0 | 0 | 0 | 0 | 0 | 0
1981 | 9 | 2 | 0 | 0 | 0 | 0 | 0 | 0 | 0 | 0 | 0 | 0 | 0 | 0 | 0
1981 | 9 | 3 | 0 | 0 | 0 | 0 | 0 | 0 | 0 | 0 | 0 | 0 | 0 | 0 | 0
1981 | 9 | 4 | 0 | 0 | 0 | 0 | 0 | 0 | 0 | 0 | 0 | 0 | 0 | 0 | 0
1981 | 9 | 5 | 0 | 0 | 0 | 0 | 0 | 0 | 0 | 0 | 0 | 0 | 0 | 0 | 0
1981 | 9 | 6 | 0 | 0 | 0 | 0 | 0 | 0 | 0 | 0 | 0 | 0 | 0 | 0 | 0
1981 | 9 | 7 | 0 | 0 | 0 | 0 | 0 | 0 | 0 | 0 | 0 | 0 | 0 | 0 | 0
1981 | 9 | 8 | 0.08 | 0.08 | 0.03 | 0 | 0.08 | 0.03 | 0 | 0 | 0 | 0 | 0 | 0 | 0
1981 | 9 | 9 | 0 | 0 | 0 | 0 | 0 | 0 | 0 | 0 | 0 | 0 | 0 | 0 | 0
1981 | 9 | 10 | 0 | 0 | 0 | 0 | 0 | 0 | 0 | 0 | 0 | 0 | 0 | 0 | 0
1981 | 9 | 11 | 0 | 0 | 0 | 0 | 0 | 0 | 0 | 0 | 0 | 0 | 0 | 0 | 0
1981 | 9 | 12 | 0 | 0 | 0 | 0 | 0 | 0 | 0 | 0 | 0 | 0 | 0 | 0 | 0
1981 | 9 | 13 | 0 | 0 | 0 | 0 | 0 | 0 | 0 | 0 | 0 | 0 | 0 | 0 | 0
1981 | 9 | 14 | 0 | 0 | 0 | 0 | 0 | 0 | 0 | 0 | 0 | 0 | 0 | 0 | 0
1981 | 9 | 15 | 1.21 | 1 | 0.95 | 0 | 1 | 0.95 | 0 | 0 | 0 | 0 | 0 | 0 | 0
1981 | 9 | 16 | 0.34 | 0.34 | 0.29 | 0 | 0.34 | 0.29 | 0 | 0 | 0 | 0 | 0 | 0 | 0
1981 | 9 | 17 | 0.06 | 0.06 | 0.01 | 0 | 0.06 | 0.01 | 0 | 0 | 0 | 0 | 0 | 0 | 0
1981 | 9 | 18 | 0.04 | 0.04 | 0 | 0 | 0.04 | 0 | 0 | 0 | 0 | 0 | 0 | 0 | 0
1981 | 9 | 19 | 0 | 0 | 0 | 0 | 0 | 0 | 0 | 0 | 0 | 0 | 0 | 0 | 0
1981 | 9 | 20 | 0 | 0 | 0 | 0 | 0 | 0 | 0 | 0 | 0 | 0 | 0 | 0 | 0
1981 | 9 | 21 | 0 | 0 | 0 | 0 | 0 | 0 | 0 | 0 | 0 | 0 | 0 | 0 | 0
1981 | 9 | 22 | 0.18 | 0.18 | 0.13 | 0 | 0.18 | 0.13 | 0 | 0 | 0 | 0 | 0 | 0 | 0
1981 | 9 | 23 | 0 | 0 | 0 | 0 | 0 | 0 | 0 | 0 | 0 | 0 | 0 | 0 | 0
1981 | 9 | 24 | 0 | 0 | 0 | 0 | 0 | 0 | 0 | 0 | 0 | 0 | 0 | 0 | 0
1981 | 9 | 25 | 0 | 0 | 0 | 0 | 0 | 0 | 0 | 0 | 0 | 0 | 0 | 0 | 0
1981 | 9 | 26 | 0 | 0 | 0 | 0 | 0 | 0 | 0 | 0 | 0 | 0 | 0 | 0 | 0
1981 | 9 | 27 | 0.03 | 0.03 | 0 | 0 | 0.03 | 0 | 0 | 0 | 0 | 0 | 0 | 0 | 0
1981 | 9 | 28 | 0 | 0 | 0 | 0 | 0 | 0 | 0 | 0 | 0 | 0 | 0 | 0 | 0
1981 | 9 | 29 | 0 | 0 | 0 | 0 | 0 | 0 | 0 | 0 | 0 | 0 | 0 | 0 | 0
1981 | 9 | 30 | 0 | 0 | 0 | 0 | 0 | 0 | 0 | 0 | 0 | 0 | 0 | 0 | 0
1981 | 10 | 1 | 0.2 | 0.2 | 0.15 | 0 | 0.2 | 0.15 | 0 | 0 | 0 | 0 | 0 | 0 | 0
1981 | 10 | 2 | 0.02 | 0.02 | 0 | 0 | 0.02 | 0 | 0 | 0 | 0 | 0 | 0 | 0 | 0
1981 | 10 | 3 | 0 | 0 | 0 | 0 | 0 | 0 | 0 | 0 | 0 | 0 | 0 | 0 | 0
1981 | 10 | 4 | 0 | 0 | 0 | 0 | 0 | 0 | 0 | 0 | 0 | 0 | 0 | 0 | 0
1981 | 10 | 5 | 0 | 0 | 0 | 0 | 0 | 0 | 0 | 0 | 0 | 0 | 0 | 0 | 0
1981 | 10 | 6 | 0.59 | 0.59 | 0.54 | 0 | 0.59 | 0.54 | 0 | 0 | 0 | 0 | 0 | 0 | 0
1981 | 10 | 7 | 0 | 0 | 0 | 0 | 0 | 0 | 0 | 0 | 0 | 0 | 0 | 0 | 0
1981 | 10 | 8 | 0 | 0 | 0 | 0 | 0 | 0 | 0 | 0 | 0 | 0 | 0 | 0 | 0
1981 | 10 | 9 | 0 | 0 | 0 | 0 | 0 | 0 | 0 | 0 | 0 | 0 | 0 | 0 | 0
1981 | 10 | 10 | 0 | 0 | 0 | 0 | 0 | 0 | 0 | 0 | 0 | 0 | 0 | 0 | 0
1981 | 10 | 11 | 0 | 0 | 0 | 0 | 0 | 0 | 0 | 0 | 0 | 0 | 0 | 0 | 0
1981 | 10 | 12 | 0 | 0 | 0 | 0 | 0 | 0 | 0 | 0 | 0 | 0 | 0 | 0 | 0
1981 | 10 | 13 | 0 | 0 | 0 | 0 | 0 | 0 | 0 | 0 | 0 | 0 | 0 | 0 | 0
1981 | 10 | 14 | 0 | 0 | 0 | 0 | 0 | 0 | 0 | 0 | 0 | 0 | 0 | 0 | 0
1981 | 10 | 15 | 0 | 0 | 0 | 0 | 0 | 0 | 0 | 0 | 0 | 0 | 0 | 0 | 0
1981 | 10 | 16 | 0 | 0 | 0 | 0 | 0 | 0 | 0 | 0 | 0 | 0 | 0 | 0 | 0
1981 | 10 | 17 | 0 | 0 | 0 | 0 | 0 | 0 | 0 | 0 | 0 | 0 | 0 | 0 | 0
1981 | 10 | 18 | 0.45 | 0.45 | 0.4 | 0 | 0.45 | 0.4 | 0 | 0 | 0 | 0 | 0 | 0 | 0
1981 | 10 | 19 | 0 | 0 | 0 | 0 | 0 | 0 | 0 | 0 | 0 | 0 | 0 | 0 | 0
1981 | 10 | 20 | 0 | 0 | 0 | 0 | 0 | 0 | 0 | 0 | 0 | 0 | 0 | 0 | 0
1981 | 10 | 21 | 0 | 0 | 0 | 0 | 0 | 0 | 0 | 0 | 0 | 0 | 0 | 0 | 0
1981 | 10 | 22 | 0 | 0 | 0 | 0 | 0 | 0 | 0 | 0 | 0 | 0 | 0 | 0 | 0
1981 | 10 | 23 | 0.57 | 0.57 | 0.52 | 0 | 0.57 | 0.52 | 0 | 0 | 0 | 0 | 0 | 0 | 0
1981 | 10 | 24 | 0 | 0 | 0 | 0 | 0 | 0 | 0 | 0 | 0 | 0 | 0 | 0 | 0
1981 | 10 | 25 | 0.33 | 0.33 | 0.28 | 0 | 0.33 | 0.28 | 0 | 0 | 0 | 0 | 0 | 0 | 0
1981 | 10 | 26 | 0.84 | 0.84 | 0.79 | 0 | 0.84 | 0.79 | 0 | 0 | 0 | 0 | 0 | 0 | 0
1981 | 10 | 27 | 0.64 | 0.64 | 0.59 | 0 | 0.64 | 0.59 | 0 | 0 | 0 | 0 | 0 | 0 | 0
1981 | 10 | 28 | 0 | 0 | 0 | 0 | 0 | 0 | 0 | 0 | 0 | 0 | 0 | 0 | 0
1981 | 10 | 29 | 0 | 0 | 0 | 0 | 0 | 0 | 0 | 0 | 0 | 0 | 0 | 0 | 0
1981 | 10 | 30 | 0 | 0 | 0 | 0 | 0 | 0 | 0 | 0 | 0 | 0 | 0 | 0 | 0
1981 | 10 | 31 | 0 | 0 | 0 | 0 | 0 | 0 | 0 | 0 | 0 | 0 | 0 | 0 | 0
1981 | 11 | 1 | 0 | 0 | 0 | 0 | 0 | 0 | 0 | 0 | 0 | 0 | 0 | 0 | 0
1981 | 11 | 2 | 0 | 0 | 0 | 0 | 0 | 0 | 0 | 0 | 0 | 0 | 0 | 0 | 0
1981 | 11 | 3 | 0 | 0 | 0 | 0 | 0 | 0 | 0 | 0 | 0 | 0 | 0 | 0 | 0
1981 | 11 | 4 | 0 | 0 | 0 | 0 | 0 | 0 | 0 | 0 | 0 | 0 | 0 | 0 | 0
1981 | 11 | 5 | 0.08 | 0.08 | 0.03 | 0 | 0.08 | 0.03 | 0 | 0 | 0 | 0 | 0 | 0 | 0
1981 | 11 | 6 | 0.19 | 0.19 | 0.14 | 0 | 0.19 | 0.14 | 0 | 0 | 0 | 0 | 0 | 0 | 0
1981 | 11 | 7 | 0 | 0 | 0 | 0 | 0 | 0 | 0 | 0 | 0 | 0 | 0 | 0 | 0
1981 | 11 | 8 | 0 | 0 | 0 | 0 | 0 | 0 | 0 | 0 | 0 | 0 | 0 | 0 | 0
1981 | 11 | 9 | 0 | 0 | 0 | 0 | 0 | 0 | 0 | 0 | 0 | 0 | 0 | 0 | 0
1981 | 11 | 10 | 0 | 0 | 0 | 0 | 0 | 0 | 0 | 0 | 0 | 0 | 0 | 0 | 0
1981 | 11 | 11 | 0 | 0 | 0 | 0 | 0 | 0 | 0 | 0 | 0 | 0 | 0 | 0 | 0
1981 | 11 | 12 | 0 | 0 | 0 | 0 | 0 | 0 | 0 | 0 | 0 | 0 | 0 | 0 | 0
1981 | 11 | 13 | 0 | 0 | 0 | 0 | 0 | 0 | 0 | 0 | 0 | 0 | 0 | 0 | 0
1981 | 11 | 14 | 0 | 0 | 0 | 0 | 0 | 0 | 0 | 0 | 0 | 0 | 0 | 0 | 0
1981 | 11 | 15 | 0 | 0 | 0 | 0 | 0 | 0 | 0 | 0 | 0 | 0 | 0 | 0 | 0
1981 | 11 | 16 | 0 | 0 | 0 | 0 | 0 | 0 | 0 | 0 | 0 | 0 | 0 | 0 | 0
1981 | 11 | 17 | 0.01 | 0.01 | 0 | 0 | 0.01 | 0 | 0 | 0 | 0 | 0 | 0 | 0 | 0
1981 | 11 | 18 | 0 | 0 | 0 | 0 | 0 | 0 | 0 | 0 | 0 | 0 | 0 | 0 | 0
1981 | 11 | 19 | 0 | 0 | 0 | 0 | 0 | 0 | 0 | 0 | 0 | 0 | 0 | 0 | 0
1981 | 11 | 20 | 0 | 0 | 0 | 0 | 0 | 0 | 0 | 0 | 0 | 0 | 0 | 0 | 0
1981 | 11 | 21 | 0 | 0 | 0 | 0 | 0 | 0 | 0 | 0 | 0 | 0 | 0 | 0 | 0
1981 | 11 | 22 | 0 | 0 | 0 | 0 | 0 | 0 | 0 | 0 | 0 | 0 | 0 | 0 | 0
1981 | 11 | 23 | 0 | 0 | 0 | 0 | 0 | 0 | 0 | 0 | 0 | 0 | 0 | 0 | 0
1981 | 11 | 24 | 0.01 | 0.01 | 0 | 0 | 0.01 | 0 | 0 | 0 | 0 | 0 | 0 | 0 | 0
1981 | 11 | 25 | 0 | 0 | 0 | 0 | 0 | 0 | 0 | 0 | 0 | 0 | 0 | 0 | 0
1981 | 11 | 26 | 0 | 0 | 0 | 0 | 0 | 0 | 0 | 0 | 0 | 0 | 0 | 0 | 0
1981 | 11 | 27 | 0 | 0 | 0 | 0 | 0 | 0 | 0 | 0 | 0 | 0 | 0 | 0 | 0
1981 | 11 | 28 | 0 | 0 | 0 | 0 | 0 | 0 | 0 | 0 | 0 | 0 | 0 | 0 | 0
1981 | 11 | 29 | 0 | 0 | 0 | 0 | 0 | 0 | 0 | 0 | 0 | 0 | 0 | 0 | 0
1981 | 11 | 30 | 0 | 0 | 0 | 0 | 0 | 0 | 0 | 0 | 0 | 0 | 0 | 0 | 0
1981 | 12 | 1 | 0.46 | 0.46 | 0.41 | 0 | 0.46 | 0.41 | 0 | 0 | 0 | 0 | 0 | 0 | 0
1981 | 12 | 2 | 0.04 | 0.04 | 0 | 0 | 0.04 | 0 | 0 | 0 | 0 | 0 | 0 | 0 | 0
1981 | 12 | 3 | 0 | 0 | 0 | 0 | 0 | 0 | 0 | 0 | 0 | 0 | 0 | 0 | 0
1981 | 12 | 4 | 0.04 | 0.04 | 0 | 0 | 0.04 | 0 | 0 | 0 | 0 | 0 | 0 | 0 | 0
1981 | 12 | 5 | 0.02 | 0.02 | 0 | 0 | 0.02 | 0 | 0 | 0 | 0 | 0 | 0 | 0 | 0
1981 | 12 | 6 | 0 | 0 | 0 | 0 | 0 | 0 | 0 | 0 | 0 | 0 | 0 | 0 | 0
1981 | 12 | 7 | 0 | 0 | 0 | 0 | 0 | 0 | 0 | 0 | 0 | 0 | 0 | 0 | 0
1981 | 12 | 8 | 0 | 0 | 0 | 0 | 0 | 0 | 0 | 0 | 0 | 0 | 0 | 0 | 0
1981 | 12 | 9 | 0 | 0 | 0 | 0 | 0 | 0 | 0 | 0 | 0 | 0 | 0 | 0 | 0
1981 | 12 | 10 | 0 | 0 | 0 | 0 | 0 | 0 | 0 | 0 | 0 | 0 | 0 | 0 | 0
1981 | 12 | 11 | 0 | 0 | 0 | 0 | 0 | 0 | 0 | 0 | 0 | 0 | 0 | 0 | 0
1981 | 12 | 12 | 0 | 0 | 0 | 0 | 0 | 0 | 0 | 0 | 0 | 0 | 0 | 0 | 0
1981 | 12 | 13 | 0 | 0 | 0 | 0 | 0 | 0 | 0 | 0 | 0 | 0 | 0 | 0 | 0
1981 | 12 | 14 | 0.84 | 0.84 | 0.79 | 0 | 0.84 | 0.79 | 0 | 0 | 0 | 0 | 0 | 0 | 0
1981 | 12 | 15 | 0.79 | 0.79 | 0.74 | 0 | 0.79 | 0.74 | 0 | 0 | 0 | 0 | 0 | 0 | 0
1981 | 12 | 16 | 0.09 | 0.09 | 0.04 | 0 | 0.09 | 0.04 | 0 | 0 | 0 | 0 | 0 | 0 | 0
1981 | 12 | 17 | 0 | 0 | 0 | 0 | 0 | 0 | 0 | 0 | 0 | 0 | 0 | 0 | 0
1981 | 12 | 18 | 0 | 0 | 0 | 0 | 0 | 0 | 0 | 0 | 0 | 0 | 0 | 0 | 0
1981 | 12 | 19 | 0 | 0 | 0 | 0 | 0 | 0 | 0 | 0 | 0 | 0 | 0 | 0 | 0
1981 | 12 | 20 | 0 | 0 | 0 | 0 | 0 | 0 | 0 | 0 | 0 | 0 | 0 | 0 | 0
1981 | 12 | 21 | 0 | 0 | 0 | 0 | 0 | 0 | 0 | 0 | 0 | 0 | 0 | 0 | 0
1981 | 12 | 22 | 0.08 | 0.08 | 0.03 | 0 | 0.08 | 0.03 | 0 | 0 | 0 | 0 | 0 | 0 | 0
1981 | 12 | 23 | 0 | 0 | 0 | 0 | 0 | 0 | 0 | 0 | 0 | 0 | 0 | 0 | 0
1981 | 12 | 24 | 0 | 0 | 0 | 0 | 0 | 0 | 0 | 0 | 0 | 0 | 0 | 0 | 0
1981 | 12 | 25 | 0 | 0 | 0 | 0 | 0 | 0 | 0 | 0 | 0 | 0 | 0 | 0 | 0
1981 | 12 | 26 | 0.01 | 0.01 | 0 | 0 | 0.01 | 0 | 0 | 0 | 0 | 0 | 0 | 0 | 0
1981 | 12 | 27 | 0.05 | 0.05 | 0 | 0 | 0.05 | 0 | 0 | 0 | 0 | 0 | 0 | 0 | 0
1981 | 12 | 28 | 0 | 0 | 0 | 0 | 0 | 0 | 0 | 0 | 0 | 0 | 0 | 0 | 0
1981 | 12 | 29 | 0 | 0 | 0 | 0 | 0 | 0 | 0 | 0 | 0 | 0 | 0 | 0 | 0
1981 | 12 | 30 | 0 | 0 | 0 | 0 | 0 | 0 | 0 | 0 | 0 | 0 | 0 | 0 | 0
1981 | 12 | 31 | 0.38 | 0.38 | 0.33 | 0 | 0.38 | 0.33 | 0 | 0 | 0 | 0 | 0 | 0 | 0
1982 | 1 | 1 | 0.1 | 0.1 | 0.05 | 0 | 0.1 | 0.05 | 0 | 0 | 0 | 0 | 0 | 0 | 0
1982 | 1 | 2 | 0 | 0 | 0 | 0 | 0 | 0 | 0 | 0 | 0 | 0 | 0 | 0 | 0
1982 | 1 | 3 | 0.21 | 0.21 | 0.16 | 0 | 0.21 | 0.16 | 0 | 0 | 0 | 0 | 0 | 0 | 0
1982 | 1 | 4 | 0.61 | 0.61 | 0.56 | 0 | 0.61 | 0.56 | 0 | 0 | 0 | 0 | 0 | 0 | 0
1982 | 1 | 5 | 0 | 0 | 0 | 0 | 0 | 0 | 0 | 0 | 0 | 0 | 0 | 0 | 0
1982 | 1 | 6 | 0 | 0 | 0 | 0 | 0 | 0 | 0 | 0 | 0 | 0 | 0 | 0 | 0
1982 | 1 | 7 | 0 | 0 | 0 | 0 | 0 | 0 | 0 | 0 | 0 | 0 | 0 | 0 | 0
1982 | 1 | 8 | 0 | 0 | 0 | 0 | 0 | 0 | 0 | 0 | 0 | 0 | 0 | 0 | 0
1982 | 1 | 9 | 0 | 0 | 0 | 0 | 0 | 0 | 0 | 0 | 0 | 0 | 0 | 0 | 0
1982 | 1 | 10 | 0 | 0 | 0 | 0 | 0 | 0 | 0 | 0 | 0 | 0 | 0 | 0 | 0
1982 | 1 | 11 | 0 | 0 | 0 | 0 | 0 | 0 | 0 | 0 | 0 | 0 | 0 | 0 | 0
1982 | 1 | 12 | 0 | 0 | 0 | 0 | 0 | 0 | 0 | 0 | 0 | 0 | 0 | 0 | 0
1982 | 1 | 13 | 0.42 | 0.42 | 0.37 | 0 | 0.42 | 0.37 | 0 | 0 | 0 | 0 | 0 | 0 | 0
1982 | 1 | 14 | 0.11 | 0.11 | 0.06 | 0 | 0.11 | 0.06 | 0 | 0 | 0 | 0 | 0 | 0 | 0
1982 | 1 | 15 | 0 | 0 | 0 | 0 | 0 | 0 | 0 | 0 | 0 | 0 | 0 | 0 | 0
1982 | 1 | 16 | 0.02 | 0.02 | 0 | 0 | 0.02 | 0 | 0 | 0 | 0 | 0 | 0 | 0 | 0
1982 | 1 | 17 | 0 | 0 | 0 | 0 | 0 | 0 | 0 | 0 | 0 | 0 | 0 | 0 | 0
1982 | 1 | 18 | 0 | 0 | 0 | 0 | 0 | 0 | 0 | 0 | 0 | 0 | 0 | 0 | 0
1982 | 1 | 19 | 0 | 0 | 0 | 0 | 0 | 0 | 0 | 0 | 0 | 0 | 0 | 0 | 0
1982 | 1 | 20 | 0 | 0 | 0 | 0 | 0 | 0 | 0 | 0 | 0 | 0 | 0 | 0 | 0
1982 | 1 | 21 | 0.25 | 0.25 | 0.2 | 0 | 0.25 | 0.2 | 0 | 0 | 0 | 0 | 0 | 0 | 0
1982 | 1 | 22 | 0.04 | 0.04 | 0 | 0 | 0.04 | 0 | 0 | 0 | 0 | 0 | 0 | 0 | 0
1982 | 1 | 23 | 0.44 | 0.44 | 0.39 | 0 | 0.44 | 0.39 | 0 | 0 | 0 | 0 | 0 | 0 | 0
1982 | 1 | 24 | 0 | 0 | 0 | 0 | 0 | 0 | 0 | 0 | 0 | 0 | 0 | 0 | 0
1982 | 1 | 25 | 0 | 0 | 0 | 0 | 0 | 0 | 0 | 0 | 0 | 0 | 0 | 0 | 0
1982 | 1 | 26 | 0.01 | 0.01 | 0 | 0 | 0.01 | 0 | 0 | 0 | 0 | 0 | 0 | 0 | 0
1982 | 1 | 27 | 0 | 0 | 0 | 0 | 0 | 0 | 0 | 0 | 0 | 0 | 0 | 0 | 0
1982 | 1 | 28 | 0 | 0 | 0 | 0 | 0 | 0 | 0 | 0 | 0 | 0 | 0 | 0 | 0
1982 | 1 | 29 | 0 | 0 | 0 | 0 | 0 | 0 | 0 | 0 | 0 | 0 | 0 | 0 | 0
1982 | 1 | 30 | 0 | 0 | 0 | 0 | 0 | 0 | 0 | 0 | 0 | 0 | 0 | 0 | 0
1982 | 1 | 31 | 0.06 | 0.06 | 0.01 | 0 | 0.06 | 0.01 | 0 | 0 | 0 | 0 | 0 | 0 | 0
1982 | 2 | 1 | 0 | 0 | 0 | 0 | 0 | 0 | 0 | 0 | 0 | 0 | 0 | 0 | 0
1982 | 2 | 2 | 0.61 | 0.61 | 0.56 | 0 | 0.61 | 0.56 | 0 | 0 | 0 | 0 | 0 | 0 | 0
1982 | 2 | 3 | 0.57 | 0.57 | 0.52 | 0 | 0.57 | 0.52 | 0 | 0 | 0 | 0 | 0 | 0 | 0
1982 | 2 | 4 | 0 | 0 | 0 | 0 | 0 | 0 | 0 | 0 | 0 | 0 | 0 | 0 | 0
1982 | 2 | 5 | 0 | 0 | 0 | 0 | 0 | 0 | 0 | 0 | 0 | 0 | 0 | 0 | 0
1982 | 2 | 6 | 0 | 0 | 0 | 0 | 0 | 0 | 0 | 0 | 0 | 0 | 0 | 0 | 0
1982 | 2 | 7 | 0 | 0 | 0 | 0 | 0 | 0 | 0 | 0 | 0 | 0 | 0 | 0 | 0
1982 | 2 | 8 | 0 | 0 | 0 | 0 | 0 | 0 | 0 | 0 | 0 | 0 | 0 | 0 | 0
1982 | 2 | 9 | 0.56 | 0.56 | 0.51 | 0 | 0.56 | 0.51 | 0 | 0 | 0 | 0 | 0 | 0 | 0
1982 | 2 | 10 | 0 | 0 | 0 | 0 | 0 | 0 | 0 | 0 | 0 | 0 | 0 | 0 | 0
1982 | 2 | 11 | 0 | 0 | 0 | 0 | 0 | 0 | 0 | 0 | 0 | 0 | 0 | 0 | 0
1982 | 2 | 12 | 0 | 0 | 0 | 0 | 0 | 0 | 0 | 0 | 0 | 0 | 0 | 0 | 0
1982 | 2 | 13 | 0.07 | 0.07 | 0.02 | 0 | 0.07 | 0.02 | 0 | 0 | 0 | 0 | 0 | 0 | 0
1982 | 2 | 14 | 0 | 0 | 0 | 0 | 0 | 0 | 0 | 0 | 0 | 0 | 0 | 0 | 0
1982 | 2 | 15 | 0 | 0 | 0 | 0 | 0 | 0 | 0 | 0 | 0 | 0 | 0 | 0 | 0
1982 | 2 | 16 | 0.15 | 0.15 | 0.1 | 0 | 0.15 | 0.1 | 0 | 0 | 0 | 0 | 0 | 0 | 0
1982 | 2 | 17 | 0.91 | 0.91 | 0.86 | 0 | 0.91 | 0.86 | 0 | 0 | 0 | 0 | 0 | 0 | 0
1982 | 2 | 18 | 0.04 | 0.04 | 0 | 0 | 0.04 | 0 | 0 | 0 | 0 | 0 | 0 | 0 | 0
1982 | 2 | 19 | 0.35 | 0.35 | 0.3 | 0 | 0.35 | 0.3 | 0 | 0 | 0 | 0 | 0 | 0 | 0
1982 | 2 | 20 | 0 | 0 | 0 | 0 | 0 | 0 | 0 | 0 | 0 | 0 | 0 | 0 | 0
1982 | 2 | 21 | 0 | 0 | 0 | 0 | 0 | 0 | 0 | 0 | 0 | 0 | 0 | 0 | 0
1982 | 2 | 22 | 0 | 0 | 0 | 0 | 0 | 0 | 0 | 0 | 0 | 0 | 0 | 0 | 0
1982 | 2 | 23 | 0 | 0 | 0 | 0 | 0 | 0 | 0 | 0 | 0 | 0 | 0 | 0 | 0
1982 | 2 | 24 | 0 | 0 | 0 | 0 | 0 | 0 | 0 | 0 | 0 | 0 | 0 | 0 | 0
1982 | 2 | 25 | 0 | 0 | 0 | 0 | 0 | 0 | 0 | 0 | 0 | 0 | 0 | 0 | 0
1982 | 2 | 26 | 0 | 0 | 0 | 0 | 0 | 0 | 0 | 0 | 0 | 0 | 0 | 0 | 0
1982 | 2 | 27 | 0.07 | 0.07 | 0.02 | 0 | 0.07 | 0.02 | 0 | 0 | 0 | 0 | 0 | 0 | 0
1982 | 2 | 28 | 0 | 0 | 0 | 0 | 0 | 0 | 0 | 0 | 0 | 0 | 0 | 0 | 0
1982 | 3 | 1 | 0 | 0 | 0 | 0 | 0 | 0 | 0 | 0 | 0 | 0 | 0 | 0 | 0
1982 | 3 | 2 | 0 | 0 | 0 | 0 | 0 | 0 | 0 | 0 | 0 | 0 | 0 | 0 | 0
1982 | 3 | 3 | 0 | 0 | 0 | 0 | 0 | 0 | 0 | 0 | 0 | 0 | 0 | 0 | 0
1982 | 3 | 4 | 0.01 | 0.01 | 0 | 0 | 0.01 | 0 | 0 | 0 | 0 | 0 | 0 | 0 | 0
1982 | 3 | 5 | 0 | 0 | 0 | 0 | 0 | 0 | 0 | 0 | 0 | 0 | 0 | 0 | 0
1982 | 3 | 6 | 0.04 | 0.04 | 0 | 0 | 0.04 | 0 | 0 | 0 | 0 | 0 | 0 | 0 | 0
1982 | 3 | 7 | 0.71 | 0.71 | 0.66 | 0 | 0.71 | 0.66 | 0 | 0 | 0 | 0 | 0 | 0 | 0
1982 | 3 | 8 | 0 | 0 | 0 | 0 | 0 | 0 | 0 | 0 | 0 | 0 | 0 | 0 | 0
1982 | 3 | 9 | 0 | 0 | 0 | 0 | 0 | 0 | 0 | 0 | 0 | 0 | 0 | 0 | 0
1982 | 3 | 10 | 0 | 0 | 0 | 0 | 0 | 0 | 0 | 0 | 0 | 0 | 0 | 0 | 0
1982 | 3 | 11 | 0.08 | 0.08 | 0.03 | 0 | 0.08 | 0.03 | 0 | 0 | 0 | 0 | 0 | 0 | 0
1982 | 3 | 12 | 0.24 | 0.24 | 0.19 | 0 | 0.24 | 0.19 | 0 | 0 | 0 | 0 | 0 | 0 | 0
1982 | 3 | 13 | 0.07 | 0.07 | 0.02 | 0 | 0.07 | 0.02 | 0 | 0 | 0 | 0 | 0 | 0 | 0
1982 | 3 | 14 | 0 | 0 | 0 | 0 | 0 | 0 | 0 | 0 | 0 | 0 | 0 | 0 | 0
1982 | 3 | 15 | 0.15 | 0.15 | 0.1 | 0 | 0.15 | 0.1 | 0 | 0 | 0 | 0 | 0 | 0 | 0
1982 | 3 | 16 | 0.5 | 0.5 | 0.45 | 0 | 0.5 | 0.45 | 0 | 0 | 0 | 0 | 0 | 0 | 0
1982 | 3 | 17 | 0 | 0 | 0 | 0 | 0 | 0 | 0 | 0 | 0 | 0 | 0 | 0 | 0
1982 | 3 | 18 | 0 | 0 | 0 | 0 | 0 | 0 | 0 | 0 | 0 | 0 | 0 | 0 | 0
1982 | 3 | 19 | 0.01 | 0.01 | 0 | 0 | 0.01 | 0 | 0 | 0 | 0 | 0 | 0 | 0 | 0
1982 | 3 | 20 | 0.19 | 0.19 | 0.14 | 0 | 0.19 | 0.14 | 0 | 0 | 0 | 0 | 0 | 0 | 0
1982 | 3 | 21 | 0.1 | 0.1 | 0.05 | 0 | 0.1 | 0.05 | 0 | 0 | 0 | 0 | 0 | 0 | 0
1982 | 3 | 22 | 0 | 0 | 0 | 0 | 0 | 0 | 0 | 0 | 0 | 0 | 0 | 0 | 0
1982 | 3 | 23 | 0 | 0 | 0 | 0 | 0 | 0 | 0 | 0 | 0 | 0 | 0 | 0 | 0
1982 | 3 | 24 | 0 | 0 | 0 | 0 | 0 | 0 | 0 | 0 | 0 | 0 | 0 | 0 | 0
1982 | 3 | 25 | 0.06 | 0.06 | 0.01 | 0 | 0.06 | 0.01 | 0 | 0 | 0 | 0 | 0 | 0 | 0
1982 | 3 | 26 | 0.11 | 0.11 | 0.06 | 0 | 0.11 | 0.06 | 0 | 0 | 0 | 0 | 0 | 0 | 0
1982 | 3 | 27 | 0 | 0 | 0 | 0 | 0 | 0 | 0 | 0 | 0 | 0 | 0 | 0 | 0
1982 | 3 | 28 | 0 | 0 | 0 | 0 | 0 | 0 | 0 | 0 | 0 | 0 | 0 | 0 | 0
1982 | 3 | 29 | 0 | 0 | 0 | 0 | 0 | 0 | 0 | 0 | 0 | 0 | 0 | 0 | 0
1982 | 3 | 30 | 0 | 0 | 0 | 0 | 0 | 0 | 0 | 0 | 0 | 0 | 0 | 0 | 0
1982 | 3 | 31 | 0.37 | 0.37 | 0.32 | 0 | 0.37 | 0.32 | 0 | 0 | 0 | 0 | 0 | 0 | 0
1982 | 4 | 1 | 0 | 0 | 0 | 0 | 0 | 0 | 0 | 0 | 0 | 0 | 0 | 0 | 0
1982 | 4 | 2 | 0 | 0 | 0 | 0 | 0 | 0 | 0 | 0 | 0 | 0 | 0 | 0 | 0
1982 | 4 | 3 | 0.43 | 0.43 | 0.38 | 0 | 0.43 | 0.38 | 0 | 0 | 0 | 0 | 0 | 0 | 0
1982 | 4 | 4 | 0 | 0 | 0 | 0 | 0 | 0 | 0 | 0 | 0 | 0 | 0 | 0 | 0
1982 | 4 | 5 | 0.09 | 0.09 | 0.04 | 0 | 0.09 | 0.04 | 0 | 0 | 0 | 0 | 0 | 0 | 0
1982 | 4 | 6 | 0.23 | 0.23 | 0.18 | 0 | 0.23 | 0.18 | 0 | 0 | 0 | 0 | 0 | 0 | 0
1982 | 4 | 7 | 0 | 0 | 0 | 0 | 0 | 0 | 0 | 0 | 0 | 0 | 0 | 0 | 0
1982 | 4 | 8 | 0 | 0 | 0 | 0 | 0 | 0 | 0 | 0 | 0 | 0 | 0 | 0 | 0
1982 | 4 | 9 | 0.21 | 0.21 | 0.16 | 0 | 0.21 | 0.16 | 0 | 0 | 0 | 0 | 0 | 0 | 0
1982 | 4 | 10 | 0 | 0 | 0 | 0 | 0 | 0 | 0 | 0 | 0 | 0 | 0 | 0 | 0
1982 | 4 | 11 | 0 | 0 | 0 | 0 | 0 | 0 | 0 | 0 | 0 | 0 | 0 | 0 | 0
1982 | 4 | 12 | 0 | 0 | 0 | 0 | 0 | 0 | 0 | 0 | 0 | 0 | 0 | 0 | 0
1982 | 4 | 13 | 0 | 0 | 0 | 0 | 0 | 0 | 0 | 0 | 0 | 0 | 0 | 0 | 0
1982 | 4 | 14 | 0 | 0 | 0 | 0 | 0 | 0 | 0 | 0 | 0 | 0 | 0 | 0 | 0
1982 | 4 | 15 | 0 | 0 | 0 | 0 | 0 | 0 | 0 | 0 | 0 | 0 | 0 | 0 | 0
1982 | 4 | 16 | 0 | 0 | 0 | 0 | 0 | 0 | 0 | 0 | 0 | 0 | 0 | 0 | 0
1982 | 4 | 17 | 0.54 | 0.54 | 0.49 | 0 | 0.54 | 0.49 | 0 | 0 | 0 | 0 | 0 | 0 | 0
1982 | 4 | 18 | 0 | 0 | 0 | 0 | 0 | 0 | 0 | 0 | 0 | 0 | 0 | 0 | 0
1982 | 4 | 19 | 0 | 0 | 0 | 0 | 0 | 0 | 0 | 0 | 0 | 0 | 0 | 0 | 0
1982 | 4 | 20 | 0 | 0 | 0 | 0 | 0 | 0 | 0 | 0 | 0 | 0 | 0 | 0 | 0
1982 | 4 | 21 | 0 | 0 | 0 | 0 | 0 | 0 | 0 | 0 | 0 | 0 | 0 | 0 | 0
1982 | 4 | 22 | 0 | 0 | 0 | 0 | 0 | 0 | 0 | 0 | 0 | 0 | 0 | 0 | 0
1982 | 4 | 23 | 0 | 0 | 0 | 0 | 0 | 0 | 0 | 0 | 0 | 0 | 0 | 0 | 0
1982 | 4 | 24 | 0 | 0 | 0 | 0 | 0 | 0 | 0 | 0 | 0 | 0 | 0 | 0 | 0
1982 | 4 | 25 | 0 | 0 | 0 | 0 | 0 | 0 | 0 | 0 | 0 | 0 | 0 | 0 | 0
1982 | 4 | 26 | 1.02 | 1 | 0.95 | 0 | 1 | 0.95 | 0 | 0 | 0 | 0 | 0 | 0 | 0
1982 | 4 | 27 | 0.67 | 0.67 | 0.62 | 0 | 0.67 | 0.62 | 0 | 0 | 0 | 0 | 0 | 0 | 0
1982 | 4 | 28 | 0 | 0 | 0 | 0 | 0 | 0 | 0 | 0 | 0 | 0 | 0 | 0 | 0
1982 | 4 | 29 | 0 | 0 | 0 | 0 | 0 | 0 | 0 | 0 | 0 | 0 | 0 | 0 | 0
1982 | 4 | 30 | 0 | 0 | 0 | 0 | 0 | 0 | 0 | 0 | 0 | 0 | 0 | 0 | 0
1982 | 5 | 1 | 0 | 0 | 0 | 0 | 0 | 0 | 0 | 0 | 0 | 0 | 0 | 0 | 0
1982 | 5 | 2 | 0 | 0 | 0 | 0 | 0 | 0 | 0 | 0 | 0 | 0 | 0 | 0 | 0
1982 | 5 | 3 | 0 | 0 | 0 | 0 | 0 | 0 | 0 | 0 | 0 | 0 | 0 | 0 | 0
1982 | 5 | 4 | 0 | 0 | 0 | 0 | 0 | 0 | 0 | 0 | 0 | 0 | 0 | 0 | 0
1982 | 5 | 5 | 0 | 0 | 0 | 0 | 0 | 0 | 0 | 0 | 0 | 0 | 0 | 0 | 0
1982 | 5 | 6 | 0 | 0 | 0 | 0 | 0 | 0 | 0 | 0 | 0 | 0 | 0 | 0 | 0
1982 | 5 | 7 | 0 | 0 | 0 | 0 | 0 | 0 | 0 | 0 | 0 | 0 | 0 | 0 | 0
1982 | 5 | 8 | 0.3 | 0.3 | 0.25 | 0 | 0.3 | 0.25 | 0 | 0 | 0 | 0 | 0 | 0 | 0
1982 | 5 | 9 | 0 | 0 | 0 | 0 | 0 | 0 | 0 | 0 | 0 | 0 | 0 | 0 | 0
1982 | 5 | 10 | 0 | 0 | 0 | 0 | 0 | 0 | 0 | 0 | 0 | 0 | 0 | 0 | 0
1982 | 5 | 11 | 0 | 0 | 0 | 0 | 0 | 0 | 0 | 0 | 0 | 0 | 0 | 0 | 0
1982 | 5 | 12 | 0 | 0 | 0 | 0 | 0 | 0 | 0 | 0 | 0 | 0 | 0 | 0 | 0
1982 | 5 | 13 | 0 | 0 | 0 | 0 | 0 | 0 | 0 | 0 | 0 | 0 | 0 | 0 | 0
1982 | 5 | 14 | 0 | 0 | 0 | 0 | 0 | 0 | 0 | 0 | 0 | 0 | 0 | 0 | 0
1982 | 5 | 15 | 0 | 0 | 0 | 0 | 0 | 0 | 0 | 0 | 0 | 0 | 0 | 0 | 0
1982 | 5 | 16 | 0 | 0 | 0 | 0 | 0 | 0 | 0 | 0 | 0 | 0 | 0 | 0 | 0
1982 | 5 | 17 | 0 | 0 | 0 | 0 | 0 | 0 | 0 | 0 | 0 | 0 | 0 | 0 | 0
1982 | 5 | 18 | 0 | 0 | 0 | 0 | 0 | 0 | 0 | 0 | 0 | 0 | 0 | 0 | 0
1982 | 5 | 19 | 0.92 | 0.92 | 0.87 | 0 | 0.92 | 0.87 | 0 | 0 | 0 | 0 | 0 | 0 | 0
1982 | 5 | 20 | 0 | 0 | 0 | 0 | 0 | 0 | 0 | 0 | 0 | 0 | 0 | 0 | 0
1982 | 5 | 21 | 0 | 0 | 0 | 0 | 0 | 0 | 0 | 0 | 0 | 0 | 0 | 0 | 0
1982 | 5 | 22 | 1.13 | 1 | 0.95 | 0 | 1 | 0.95 | 0 | 0 | 0 | 0 | 0 | 0 | 0
1982 | 5 | 23 | 0 | 0 | 0 | 0 | 0 | 0 | 0 | 0 | 0 | 0 | 0 | 0 | 0
1982 | 5 | 24 | 0.01 | 0.01 | 0 | 0 | 0.01 | 0 | 0 | 0 | 0 | 0 | 0 | 0 | 0
1982 | 5 | 25 | 0 | 0 | 0 | 0 | 0 | 0 | 0 | 0 | 0 | 0 | 0 | 0 | 0
1982 | 5 | 26 | 0 | 0 | 0 | 0 | 0 | 0 | 0 | 0 | 0 | 0 | 0 | 0 | 0
1982 | 5 | 27 | 0 | 0 | 0 | 0 | 0 | 0 | 0 | 0 | 0 | 0 | 0 | 0 | 0
1982 | 5 | 28 | 1.56 | 1 | 0.95 | 0 | 1 | 0.95 | 0 | 0 | 0 | 0 | 0 | 0 | 0
1982 | 5 | 29 | 0.07 | 0.07 | 0.02 | 0 | 0.07 | 0.02 | 0 | 0 | 0 | 0 | 0 | 0 | 0
1982 | 5 | 30 | 1.12 | 1 | 0.95 | 0 | 1 | 0.95 | 0 | 0 | 0 | 0 | 0 | 0 | 0
1982 | 5 | 31 | 0 | 0 | 0 | 0 | 0 | 0 | 0 | 0 | 0 | 0 | 0 | 0 | 0
1982 | 6 | 1 | 1.13 | 1 | 0.95 | 0 | 1 | 0.95 | 0 | 0 | 0 | 0 | 0 | 0 | 0
1982 | 6 | 2 | 0 | 0 | 0 | 0 | 0 | 0 | 0 | 0 | 0 | 0 | 0 | 0 | 0
1982 | 6 | 3 | 0.5 | 0.5 | 0.45 | 0 | 0.5 | 0.45 | 0 | 0 | 0 | 0 | 0 | 0 | 0
1982 | 6 | 4 | 0.11 | 0.11 | 0.06 | 0 | 0.11 | 0.06 | 0 | 0 | 0 | 0 | 0 | 0 | 0
1982 | 6 | 5 | 0.81 | 0.81 | 0.76 | 0 | 0.81 | 0.76 | 0 | 0 | 0 | 0 | 0 | 0 | 0
1982 | 6 | 6 | 0.09 | 0.09 | 0.04 | 0 | 0.09 | 0.04 | 0 | 0 | 0 | 0 | 0 | 0 | 0
1982 | 6 | 7 | 0.05 | 0.05 | 0 | 0 | 0.05 | 0 | 0 | 0 | 0 | 0 | 0 | 0 | 0
1982 | 6 | 8 | 0 | 0 | 0 | 0 | 0 | 0 | 0 | 0 | 0 | 0 | 0 | 0 | 0
1982 | 6 | 9 | 0 | 0 | 0 | 0 | 0 | 0 | 0 | 0 | 0 | 0 | 0 | 0 | 0
1982 | 6 | 10 | 0.27 | 0.27 | 0.22 | 0 | 0.27 | 0.22 | 0 | 0 | 0 | 0 | 0 | 0 | 0
1982 | 6 | 11 | 0.02 | 0.02 | 0 | 0 | 0.02 | 0 | 0 | 0 | 0 | 0 | 0 | 0 | 0
1982 | 6 | 12 | 0.12 | 0.12 | 0.07 | 0 | 0.12 | 0.07 | 0 | 0 | 0 | 0 | 0 | 0 | 0
1982 | 6 | 13 | 1.75 | 1 | 0.95 | 0 | 1 | 0.95 | 0 | 0 | 0 | 0 | 0 | 0 | 0
1982 | 6 | 14 | 0 | 0 | 0 | 0 | 0 | 0 | 0 | 0 | 0 | 0 | 0 | 0 | 0
1982 | 6 | 15 | 0 | 0 | 0 | 0 | 0 | 0 | 0 | 0 | 0 | 0 | 0 | 0 | 0
1982 | 6 | 16 | 0 | 0 | 0 | 0 | 0 | 0 | 0 | 0 | 0 | 0 | 0 | 0 | 0
1982 | 6 | 17 | 0.1 | 0.1 | 0.05 | 0 | 0.1 | 0.05 | 0 | 0 | 0 | 0 | 0 | 0 | 0
1982 | 6 | 18 | 0 | 0 | 0 | 0 | 0 | 0 | 0 | 0 | 0 | 0 | 0 | 0 | 0
1982 | 6 | 19 | 0 | 0 | 0 | 0 | 0 | 0 | 0 | 0 | 0 | 0 | 0 | 0 | 0
1982 | 6 | 20 | 0 | 0 | 0 | 0 | 0 | 0 | 0 | 0 | 0 | 0 | 0 | 0 | 0
1982 | 6 | 21 | 0 | 0 | 0 | 0 | 0 | 0 | 0 | 0 | 0 | 0 | 0 | 0 | 0
1982 | 6 | 22 | 0.07 | 0.07 | 0.02 | 0 | 0.07 | 0.02 | 0 | 0 | 0 | 0 | 0 | 0 | 0
1982 | 6 | 23 | 0 | 0 | 0 | 0 | 0 | 0 | 0 | 0 | 0 | 0 | 0 | 0 | 0
1982 | 6 | 24 | 0 | 0 | 0 | 0 | 0 | 0 | 0 | 0 | 0 | 0 | 0 | 0 | 0
1982 | 6 | 25 | 0 | 0 | 0 | 0 | 0 | 0 | 0 | 0 | 0 | 0 | 0 | 0 | 0
1982 | 6 | 26 | 0 | 0 | 0 | 0 | 0 | 0 | 0 | 0 | 0 | 0 | 0 | 0 | 0
1982 | 6 | 27 | 0 | 0 | 0 | 0 | 0 | 0 | 0 | 0 | 0 | 0 | 0 | 0 | 0
1982 | 6 | 28 | 0 | 0 | 0 | 0 | 0 | 0 | 0 | 0 | 0 | 0 | 0 | 0 | 0
1982 | 6 | 29 | 0.39 | 0.39 | 0.34 | 0 | 0.39 | 0.34 | 0 | 0 | 0 | 0 | 0 | 0 | 0
1982 | 6 | 30 | 0 | 0 | 0 | 0 | 0 | 0 | 0 | 0 | 0 | 0 | 0 | 0 | 0
1982 | 7 | 1 | 0 | 0 | 0 | 0 | 0 | 0 | 0 | 0 | 0 | 0 | 0 | 0 | 0
1982 | 7 | 2 | 0 | 0 | 0 | 0 | 0 | 0 | 0 | 0 | 0 | 0 | 0 | 0 | 0
1982 | 7 | 3 | 0.31 | 0.31 | 0.26 | 0 | 0.31 | 0.26 | 0 | 0 | 0 | 0 | 0 | 0 | 0
1982 | 7 | 4 | 0 | 0 | 0 | 0 | 0 | 0 | 0 | 0 | 0 | 0 | 0 | 0 | 0
1982 | 7 | 5 | 0 | 0 | 0 | 0 | 0 | 0 | 0 | 0 | 0 | 0 | 0 | 0 | 0
1982 | 7 | 6 | 0 | 0 | 0 | 0 | 0 | 0 | 0 | 0 | 0 | 0 | 0 | 0 | 0
1982 | 7 | 7 | 0 | 0 | 0 | 0 | 0 | 0 | 0 | 0 | 0 | 0 | 0 | 0 | 0
1982 | 7 | 8 | 0 | 0 | 0 | 0 | 0 | 0 | 0 | 0 | 0 | 0 | 0 | 0 | 0
1982 | 7 | 9 | 0.01 | 0.01 | 0 | 0 | 0.01 | 0 | 0 | 0 | 0 | 0 | 0 | 0 | 0
1982 | 7 | 10 | 0 | 0 | 0 | 0 | 0 | 0 | 0 | 0 | 0 | 0 | 0 | 0 | 0
1982 | 7 | 11 | 0.07 | 0.07 | 0.02 | 0 | 0.07 | 0.02 | 0 | 0 | 0 | 0 | 0 | 0 | 0
1982 | 7 | 12 | 0 | 0 | 0 | 0 | 0 | 0 | 0 | 0 | 0 | 0 | 0 | 0 | 0
1982 | 7 | 13 | 0 | 0 | 0 | 0 | 0 | 0 | 0 | 0 | 0 | 0 | 0 | 0 | 0
1982 | 7 | 14 | 0.05 | 0.05 | 0 | 0 | 0.05 | 0 | 0 | 0 | 0 | 0 | 0 | 0 | 0
1982 | 7 | 15 | 0 | 0 | 0 | 0 | 0 | 0 | 0 | 0 | 0 | 0 | 0 | 0 | 0
1982 | 7 | 16 | 0 | 0 | 0 | 0 | 0 | 0 | 0 | 0 | 0 | 0 | 0 | 0 | 0
1982 | 7 | 17 | 0 | 0 | 0 | 0 | 0 | 0 | 0 | 0 | 0 | 0 | 0 | 0 | 0
1982 | 7 | 18 | 0 | 0 | 0 | 0 | 0 | 0 | 0 | 0 | 0 | 0 | 0 | 0 | 0
1982 | 7 | 19 | 0.73 | 0.73 | 0.68 | 0 | 0.73 | 0.68 | 0 | 0 | 0 | 0 | 0 | 0 | 0
1982 | 7 | 20 | 0 | 0 | 0 | 0 | 0 | 0 | 0 | 0 | 0 | 0 | 0 | 0 | 0
1982 | 7 | 21 | 0 | 0 | 0 | 0 | 0 | 0 | 0 | 0 | 0 | 0 | 0 | 0 | 0
1982 | 7 | 22 | 0 | 0 | 0 | 0 | 0 | 0 | 0 | 0 | 0 | 0 | 0 | 0 | 0
1982 | 7 | 23 | 0.06 | 0.06 | 0.01 | 0 | 0.06 | 0.01 | 0 | 0 | 0 | 0 | 0 | 0 | 0
1982 | 7 | 24 | 0 | 0 | 0 | 0 | 0 | 0 | 0 | 0 | 0 | 0 | 0 | 0 | 0
1982 | 7 | 25 | 0 | 0 | 0 | 0 | 0 | 0 | 0 | 0 | 0 | 0 | 0 | 0 | 0
1982 | 7 | 26 | 0 | 0 | 0 | 0 | 0 | 0 | 0 | 0 | 0 | 0 | 0 | 0 | 0
1982 | 7 | 27 | 0.1 | 0.1 | 0.05 | 0 | 0.1 | 0.05 | 0 | 0 | 0 | 0 | 0 | 0 | 0
1982 | 7 | 28 | 0 | 0 | 0 | 0 | 0 | 0 | 0 | 0 | 0 | 0 | 0 | 0 | 0
1982 | 7 | 29 | 0 | 0 | 0 | 0 | 0 | 0 | 0 | 0 | 0 | 0 | 0 | 0 | 0
1982 | 7 | 30 | 1.51 | 1 | 0.95 | 0 | 1 | 0.95 | 0 | 0 | 0 | 0 | 0 | 0 | 0
1982 | 7 | 31 | 0.14 | 0.14 | 0.09 | 0 | 0.14 | 0.09 | 0 | 0 | 0 | 0 | 0 | 0 | 0
1982 | 8 | 1 | 0 | 0 | 0 | 0 | 0 | 0 | 0 | 0 | 0 | 0 | 0 | 0 | 0
1982 | 8 | 2 | 0.1 | 0.1 | 0.05 | 0 | 0.1 | 0.05 | 0 | 0 | 0 | 0 | 0 | 0 | 0
1982 | 8 | 3 | 0 | 0 | 0 | 0 | 0 | 0 | 0 | 0 | 0 | 0 | 0 | 0 | 0
1982 | 8 | 4 | 0 | 0 | 0 | 0 | 0 | 0 | 0 | 0 | 0 | 0 | 0 | 0 | 0
1982 | 8 | 5 | 0.36 | 0.36 | 0.31 | 0 | 0.36 | 0.31 | 0 | 0 | 0 | 0 | 0 | 0 | 0
1982 | 8 | 6 | 0.25 | 0.25 | 0.2 | 0 | 0.25 | 0.2 | 0 | 0 | 0 | 0 | 0 | 0 | 0
1982 | 8 | 7 | 0 | 0 | 0 | 0 | 0 | 0 | 0 | 0 | 0 | 0 | 0 | 0 | 0
1982 | 8 | 8 | 0 | 0 | 0 | 0 | 0 | 0 | 0 | 0 | 0 | 0 | 0 | 0 | 0
1982 | 8 | 9 | 0.84 | 0.84 | 0.79 | 0 | 0.84 | 0.79 | 0 | 0 | 0 | 0 | 0 | 0 | 0
1982 | 8 | 10 | 0 | 0 | 0 | 0 | 0 | 0 | 0 | 0 | 0 | 0 | 0 | 0 | 0
1982 | 8 | 11 | 0.02 | 0.02 | 0 | 0 | 0.02 | 0 | 0 | 0 | 0 | 0 | 0 | 0 | 0
1982 | 8 | 12 | 0.01 | 0.01 | 0 | 0 | 0.01 | 0 | 0 | 0 | 0 | 0 | 0 | 0 | 0
1982 | 8 | 13 | 0 | 0 | 0 | 0 | 0 | 0 | 0 | 0 | 0 | 0 | 0 | 0 | 0
1982 | 8 | 14 | 0 | 0 | 0 | 0 | 0 | 0 | 0 | 0 | 0 | 0 | 0 | 0 | 0
1982 | 8 | 15 | 0 | 0 | 0 | 0 | 0 | 0 | 0 | 0 | 0 | 0 | 0 | 0 | 0
1982 | 8 | 16 | 0 | 0 | 0 | 0 | 0 | 0 | 0 | 0 | 0 | 0 | 0 | 0 | 0
1982 | 8 | 17 | 0.66 | 0.66 | 0.61 | 0 | 0.66 | 0.61 | 0 | 0 | 0 | 0 | 0 | 0 | 0
1982 | 8 | 18 | 0 | 0 | 0 | 0 | 0 | 0 | 0 | 0 | 0 | 0 | 0 | 0 | 0
1982 | 8 | 19 | 0 | 0 | 0 | 0 | 0 | 0 | 0 | 0 | 0 | 0 | 0 | 0 | 0
1982 | 8 | 20 | 0 | 0 | 0 | 0 | 0 | 0 | 0 | 0 | 0 | 0 | 0 | 0 | 0
1982 | 8 | 21 | 0.44 | 0.44 | 0.39 | 0 | 0.44 | 0.39 | 0 | 0 | 0 | 0 | 0 | 0 | 0
1982 | 8 | 22 | 0 | 0 | 0 | 0 | 0 | 0 | 0 | 0 | 0 | 0 | 0 | 0 | 0
1982 | 8 | 23 | 0 | 0 | 0 | 0 | 0 | 0 | 0 | 0 | 0 | 0 | 0 | 0 | 0
1982 | 8 | 24 | 0 | 0 | 0 | 0 | 0 | 0 | 0 | 0 | 0 | 0 | 0 | 0 | 0
1982 | 8 | 25 | 0 | 0 | 0 | 0 | 0 | 0 | 0 | 0 | 0 | 0 | 0 | 0 | 0
1982 | 8 | 26 | 0 | 0 | 0 | 0 | 0 | 0 | 0 | 0 | 0 | 0 | 0 | 0 | 0
1982 | 8 | 27 | 0 | 0 | 0 | 0 | 0 | 0 | 0 | 0 | 0 | 0 | 0 | 0 | 0
1982 | 8 | 28 | 0 | 0 | 0 | 0 | 0 | 0 | 0 | 0 | 0 | 0 | 0 | 0 | 0
1982 | 8 | 29 | 0 | 0 | 0 | 0 | 0 | 0 | 0 | 0 | 0 | 0 | 0 | 0 | 0
1982 | 8 | 30 | 0 | 0 | 0 | 0 | 0 | 0 | 0 | 0 | 0 | 0 | 0 | 0 | 0
1982 | 8 | 31 | 0 | 0 | 0 | 0 | 0 | 0 | 0 | 0 | 0 | 0 | 0 | 0 | 0
1982 | 9 | 1 | 0 | 0 | 0 | 0 | 0 | 0 | 0 | 0 | 0 | 0 | 0 | 0 | 0
1982 | 9 | 2 | 0.06 | 0.06 | 0.01 | 0 | 0.06 | 0.01 | 0 | 0 | 0 | 0 | 0 | 0 | 0
1982 | 9 | 3 | 0 | 0 | 0 | 0 | 0 | 0 | 0 | 0 | 0 | 0 | 0 | 0 | 0
1982 | 9 | 4 | 0 | 0 | 0 | 0 | 0 | 0 | 0 | 0 | 0 | 0 | 0 | 0 | 0
1982 | 9 | 5 | 0 | 0 | 0 | 0 | 0 | 0 | 0 | 0 | 0 | 0 | 0 | 0 | 0
1982 | 9 | 6 | 0 | 0 | 0 | 0 | 0 | 0 | 0 | 0 | 0 | 0 | 0 | 0 | 0
1982 | 9 | 7 | 0 | 0 | 0 | 0 | 0 | 0 | 0 | 0 | 0 | 0 | 0 | 0 | 0
1982 | 9 | 8 | 0 | 0 | 0 | 0 | 0 | 0 | 0 | 0 | 0 | 0 | 0 | 0 | 0
1982 | 9 | 9 | 0 | 0 | 0 | 0 | 0 | 0 | 0 | 0 | 0 | 0 | 0 | 0 | 0
1982 | 9 | 10 | 0 | 0 | 0 | 0 | 0 | 0 | 0 | 0 | 0 | 0 | 0 | 0 | 0
1982 | 9 | 11 | 0 | 0 | 0 | 0 | 0 | 0 | 0 | 0 | 0 | 0 | 0 | 0 | 0
1982 | 9 | 12 | 0 | 0 | 0 | 0 | 0 | 0 | 0 | 0 | 0 | 0 | 0 | 0 | 0
1982 | 9 | 13 | 0 | 0 | 0 | 0 | 0 | 0 | 0 | 0 | 0 | 0 | 0 | 0 | 0
1982 | 9 | 14 | 0 | 0 | 0 | 0 | 0 | 0 | 0 | 0 | 0 | 0 | 0 | 0 | 0
1982 | 9 | 15 | 0 | 0 | 0 | 0 | 0 | 0 | 0 | 0 | 0 | 0 | 0 | 0 | 0
1982 | 9 | 16 | 0 | 0 | 0 | 0 | 0 | 0 | 0 | 0 | 0 | 0 | 0 | 0 | 0
1982 | 9 | 17 | 0 | 0 | 0 | 0 | 0 | 0 | 0 | 0 | 0 | 0 | 0 | 0 | 0
1982 | 9 | 18 | 0 | 0 | 0 | 0 | 0 | 0 | 0 | 0 | 0 | 0 | 0 | 0 | 0
1982 | 9 | 19 | 0 | 0 | 0 | 0 | 0 | 0 | 0 | 0 | 0 | 0 | 0 | 0 | 0
1982 | 9 | 20 | 0.21 | 0.21 | 0.16 | 0 | 0.21 | 0.16 | 0 | 0 | 0 | 0 | 0 | 0 | 0
1982 | 9 | 21 | 0 | 0 | 0 | 0 | 0 | 0 | 0 | 0 | 0 | 0 | 0 | 0 | 0
1982 | 9 | 22 | 0.95 | 0.95 | 0.9 | 0 | 0.95 | 0.9 | 0 | 0 | 0 | 0 | 0 | 0 | 0
1982 | 9 | 23 | 0 | 0 | 0 | 0 | 0 | 0 | 0 | 0 | 0 | 0 | 0 | 0 | 0
1982 | 9 | 24 | 0 | 0 | 0 | 0 | 0 | 0 | 0 | 0 | 0 | 0 | 0 | 0 | 0
1982 | 9 | 25 | 0 | 0 | 0 | 0 | 0 | 0 | 0 | 0 | 0 | 0 | 0 | 0 | 0
1982 | 9 | 26 | 0.39 | 0.39 | 0.34 | 0 | 0.39 | 0.34 | 0 | 0 | 0 | 0 | 0 | 0 | 0
1982 | 9 | 27 | 0.1 | 0.1 | 0.05 | 0 | 0.1 | 0.05 | 0 | 0 | 0 | 0 | 0 | 0 | 0
1982 | 9 | 28 | 0 | 0 | 0 | 0 | 0 | 0 | 0 | 0 | 0 | 0 | 0 | 0 | 0
1982 | 9 | 29 | 0 | 0 | 0 | 0 | 0 | 0 | 0 | 0 | 0 | 0 | 0 | 0 | 0
1982 | 9 | 30 | 0 | 0 | 0 | 0 | 0 | 0 | 0 | 0 | 0 | 0 | 0 | 0 | 0
1982 | 10 | 1 | 0 | 0 | 0 | 0 | 0 | 0 | 0 | 0 | 0 | 0 | 0 | 0 | 0
1982 | 10 | 2 | 0 | 0 | 0 | 0 | 0 | 0 | 0 | 0 | 0 | 0 | 0 | 0 | 0
1982 | 10 | 3 | 0 | 0 | 0 | 0 | 0 | 0 | 0 | 0 | 0 | 0 | 0 | 0 | 0
1982 | 10 | 4 | 0 | 0 | 0 | 0 | 0 | 0 | 0 | 0 | 0 | 0 | 0 | 0 | 0
1982 | 10 | 5 | 0 | 0 | 0 | 0 | 0 | 0 | 0 | 0 | 0 | 0 | 0 | 0 | 0
1982 | 10 | 6 | 0 | 0 | 0 | 0 | 0 | 0 | 0 | 0 | 0 | 0 | 0 | 0 | 0
1982 | 10 | 7 | 0 | 0 | 0 | 0 | 0 | 0 | 0 | 0 | 0 | 0 | 0 | 0 | 0
1982 | 10 | 8 | 0 | 0 | 0 | 0 | 0 | 0 | 0 | 0 | 0 | 0 | 0 | 0 | 0
1982 | 10 | 9 | 0 | 0 | 0 | 0 | 0 | 0 | 0 | 0 | 0 | 0 | 0 | 0 | 0
1982 | 10 | 10 | 0 | 0 | 0 | 0 | 0 | 0 | 0 | 0 | 0 | 0 | 0 | 0 | 0
1982 | 10 | 11 | 0 | 0 | 0 | 0 | 0 | 0 | 0 | 0 | 0 | 0 | 0 | 0 | 0
1982 | 10 | 12 | 0 | 0 | 0 | 0 | 0 | 0 | 0 | 0 | 0 | 0 | 0 | 0 | 0
1982 | 10 | 13 | 0.35 | 0.35 | 0.3 | 0 | 0.35 | 0.3 | 0 | 0 | 0 | 0 | 0 | 0 | 0
1982 | 10 | 14 | 0 | 0 | 0 | 0 | 0 | 0 | 0 | 0 | 0 | 0 | 0 | 0 | 0
1982 | 10 | 15 | 0.08 | 0.08 | 0.03 | 0 | 0.08 | 0.03 | 0 | 0 | 0 | 0 | 0 | 0 | 0
1982 | 10 | 16 | 0.02 | 0.02 | 0 | 0 | 0.02 | 0 | 0 | 0 | 0 | 0 | 0 | 0 | 0
1982 | 10 | 17 | 0 | 0 | 0 | 0 | 0 | 0 | 0 | 0 | 0 | 0 | 0 | 0 | 0
1982 | 10 | 18 | 0 | 0 | 0 | 0 | 0 | 0 | 0 | 0 | 0 | 0 | 0 | 0 | 0
1982 | 10 | 19 | 0 | 0 | 0 | 0 | 0 | 0 | 0 | 0 | 0 | 0 | 0 | 0 | 0
1982 | 10 | 20 | 0.01 | 0.01 | 0 | 0 | 0.01 | 0 | 0 | 0 | 0 | 0 | 0 | 0 | 0
1982 | 10 | 21 | 0.1 | 0.1 | 0.05 | 0 | 0.1 | 0.05 | 0 | 0 | 0 | 0 | 0 | 0 | 0
1982 | 10 | 22 | 0 | 0 | 0 | 0 | 0 | 0 | 0 | 0 | 0 | 0 | 0 | 0 | 0
1982 | 10 | 23 | 0 | 0 | 0 | 0 | 0 | 0 | 0 | 0 | 0 | 0 | 0 | 0 | 0
1982 | 10 | 24 | 0 | 0 | 0 | 0 | 0 | 0 | 0 | 0 | 0 | 0 | 0 | 0 | 0
1982 | 10 | 25 | 1.18 | 1 | 0.95 | 0 | 1 | 0.95 | 0 | 0 | 0 | 0 | 0 | 0 | 0
1982 | 10 | 26 | 0.01 | 0.01 | 0 | 0 | 0.01 | 0 | 0 | 0 | 0 | 0 | 0 | 0 | 0
1982 | 10 | 27 | 0 | 0 | 0 | 0 | 0 | 0 | 0 | 0 | 0 | 0 | 0 | 0 | 0
1982 | 10 | 28 | 0 | 0 | 0 | 0 | 0 | 0 | 0 | 0 | 0 | 0 | 0 | 0 | 0
1982 | 10 | 29 | 0 | 0 | 0 | 0 | 0 | 0 | 0 | 0 | 0 | 0 | 0 | 0 | 0
1982 | 10 | 30 | 0 | 0 | 0 | 0 | 0 | 0 | 0 | 0 | 0 | 0 | 0 | 0 | 0
1982 | 10 | 31 | 0 | 0 | 0 | 0 | 0 | 0 | 0 | 0 | 0 | 0 | 0 | 0 | 0
1982 | 11 | 1 | 0 | 0 | 0 | 0 | 0 | 0 | 0 | 0 | 0 | 0 | 0 | 0 | 0
1982 | 11 | 2 | 0 | 0 | 0 | 0 | 0 | 0 | 0 | 0 | 0 | 0 | 0 | 0 | 0
1982 | 11 | 3 | 0 | 0 | 0 | 0 | 0 | 0 | 0 | 0 | 0 | 0 | 0 | 0 | 0
1982 | 11 | 4 | 0.37 | 0.37 | 0.32 | 0 | 0.37 | 0.32 | 0 | 0 | 0 | 0 | 0 | 0 | 0
1982 | 11 | 5 | 0 | 0 | 0 | 0 | 0 | 0 | 0 | 0 | 0 | 0 | 0 | 0 | 0
1982 | 11 | 6 | 0 | 0 | 0 | 0 | 0 | 0 | 0 | 0 | 0 | 0 | 0 | 0 | 0
1982 | 11 | 7 | 0 | 0 | 0 | 0 | 0 | 0 | 0 | 0 | 0 | 0 | 0 | 0 | 0
1982 | 11 | 8 | 0 | 0 | 0 | 0 | 0 | 0 | 0 | 0 | 0 | 0 | 0 | 0 | 0
1982 | 11 | 9 | 0 | 0 | 0 | 0 | 0 | 0 | 0 | 0 | 0 | 0 | 0 | 0 | 0
1982 | 11 | 10 | 0 | 0 | 0 | 0 | 0 | 0 | 0 | 0 | 0 | 0 | 0 | 0 | 0
1982 | 11 | 11 | 0 | 0 | 0 | 0 | 0 | 0 | 0 | 0 | 0 | 0 | 0 | 0 | 0
1982 | 11 | 12 | 0.29 | 0.29 | 0.24 | 0 | 0.29 | 0.24 | 0 | 0 | 0 | 0 | 0 | 0 | 0
1982 | 11 | 13 | 0.53 | 0.53 | 0.48 | 0 | 0.53 | 0.48 | 0 | 0 | 0 | 0 | 0 | 0 | 0
1982 | 11 | 14 | 0 | 0 | 0 | 0 | 0 | 0 | 0 | 0 | 0 | 0 | 0 | 0 | 0
1982 | 11 | 15 | 0 | 0 | 0 | 0 | 0 | 0 | 0 | 0 | 0 | 0 | 0 | 0 | 0
1982 | 11 | 16 | 0 | 0 | 0 | 0 | 0 | 0 | 0 | 0 | 0 | 0 | 0 | 0 | 0
1982 | 11 | 17 | 0 | 0 | 0 | 0 | 0 | 0 | 0 | 0 | 0 | 0 | 0 | 0 | 0
1982 | 11 | 18 | 0 | 0 | 0 | 0 | 0 | 0 | 0 | 0 | 0 | 0 | 0 | 0 | 0
1982 | 11 | 19 | 0 | 0 | 0 | 0 | 0 | 0 | 0 | 0 | 0 | 0 | 0 | 0 | 0
1982 | 11 | 20 | 0.01 | 0.01 | 0 | 0 | 0.01 | 0 | 0 | 0 | 0 | 0 | 0 | 0 | 0
1982 | 11 | 21 | 0 | 0 | 0 | 0 | 0 | 0 | 0 | 0 | 0 | 0 | 0 | 0 | 0
1982 | 11 | 22 | 0 | 0 | 0 | 0 | 0 | 0 | 0 | 0 | 0 | 0 | 0 | 0 | 0
1982 | 11 | 23 | 0 | 0 | 0 | 0 | 0 | 0 | 0 | 0 | 0 | 0 | 0 | 0 | 0
1982 | 11 | 24 | 0.01 | 0.01 | 0 | 0 | 0.01 | 0 | 0 | 0 | 0 | 0 | 0 | 0 | 0
1982 | 11 | 25 | 0 | 0 | 0 | 0 | 0 | 0 | 0 | 0 | 0 | 0 | 0 | 0 | 0
1982 | 11 | 26 | 0 | 0 | 0 | 0 | 0 | 0 | 0 | 0 | 0 | 0 | 0 | 0 | 0
1982 | 11 | 27 | 0 | 0 | 0 | 0 | 0 | 0 | 0 | 0 | 0 | 0 | 0 | 0 | 0
1982 | 11 | 28 | 0.79 | 0.79 | 0.74 | 0 | 0.79 | 0.74 | 0 | 0 | 0 | 0 | 0 | 0 | 0
1982 | 11 | 29 | 0.96 | 0.96 | 0.91 | 0 | 0.96 | 0.91 | 0 | 0 | 0 | 0 | 0 | 0 | 0
1982 | 11 | 30 | 0 | 0 | 0 | 0 | 0 | 0 | 0 | 0 | 0 | 0 | 0 | 0 | 0
1982 | 12 | 1 | 0.46 | 0.46 | 0.41 | 0 | 0.46 | 0.41 | 0 | 0 | 0 | 0 | 0 | 0 | 0
1982 | 12 | 2 | 0 | 0 | 0 | 0 | 0 | 0 | 0 | 0 | 0 | 0 | 0 | 0 | 0
1982 | 12 | 3 | 0 | 0 | 0 | 0 | 0 | 0 | 0 | 0 | 0 | 0 | 0 | 0 | 0
1982 | 12 | 4 | 0 | 0 | 0 | 0 | 0 | 0 | 0 | 0 | 0 | 0 | 0 | 0 | 0
1982 | 12 | 5 | 0 | 0 | 0 | 0 | 0 | 0 | 0 | 0 | 0 | 0 | 0 | 0 | 0
1982 | 12 | 6 | 0 | 0 | 0 | 0 | 0 | 0 | 0 | 0 | 0 | 0 | 0 | 0 | 0
1982 | 12 | 7 | 0 | 0 | 0 | 0 | 0 | 0 | 0 | 0 | 0 | 0 | 0 | 0 | 0
1982 | 12 | 8 | 0 | 0 | 0 | 0 | 0 | 0 | 0 | 0 | 0 | 0 | 0 | 0 | 0
1982 | 12 | 9 | 0 | 0 | 0 | 0 | 0 | 0 | 0 | 0 | 0 | 0 | 0 | 0 | 0
1982 | 12 | 10 | 0.02 | 0.02 | 0 | 0 | 0.02 | 0 | 0 | 0 | 0 | 0 | 0 | 0 | 0
1982 | 12 | 11 | 0.06 | 0.06 | 0.01 | 0 | 0.06 | 0.01 | 0 | 0 | 0 | 0 | 0 | 0 | 0
1982 | 12 | 12 | 0.33 | 0.33 | 0.28 | 0 | 0.33 | 0.28 | 0 | 0 | 0 | 0 | 0 | 0 | 0
1982 | 12 | 13 | 0 | 0 | 0 | 0 | 0 | 0 | 0 | 0 | 0 | 0 | 0 | 0 | 0
1982 | 12 | 14 | 0 | 0 | 0 | 0 | 0 | 0 | 0 | 0 | 0 | 0 | 0 | 0 | 0
1982 | 12 | 15 | 0 | 0 | 0 | 0 | 0 | 0 | 0 | 0 | 0 | 0 | 0 | 0 | 0
1982 | 12 | 16 | 0.69 | 0.69 | 0.64 | 0 | 0.69 | 0.64 | 0 | 0 | 0 | 0 | 0 | 0 | 0
1982 | 12 | 17 | 0 | 0 | 0 | 0 | 0 | 0 | 0 | 0 | 0 | 0 | 0 | 0 | 0
1982 | 12 | 18 | 0 | 0 | 0 | 0 | 0 | 0 | 0 | 0 | 0 | 0 | 0 | 0 | 0
1982 | 12 | 19 | 0.1 | 0.1 | 0.05 | 0 | 0.1 | 0.05 | 0 | 0 | 0 | 0 | 0 | 0 | 0
1982 | 12 | 20 | 0 | 0 | 0 | 0 | 0 | 0 | 0 | 0 | 0 | 0 | 0 | 0 | 0
1982 | 12 | 21 | 0 | 0 | 0 | 0 | 0 | 0 | 0 | 0 | 0 | 0 | 0 | 0 | 0
1982 | 12 | 22 | 0 | 0 | 0 | 0 | 0 | 0 | 0 | 0 | 0 | 0 | 0 | 0 | 0
1982 | 12 | 23 | 0 | 0 | 0 | 0 | 0 | 0 | 0 | 0 | 0 | 0 | 0 | 0 | 0
1982 | 12 | 24 | 0 | 0 | 0 | 0 | 0 | 0 | 0 | 0 | 0 | 0 | 0 | 0 | 0
1982 | 12 | 25 | 0 | 0 | 0 | 0 | 0 | 0 | 0 | 0 | 0 | 0 | 0 | 0 | 0
1982 | 12 | 26 | 0.02 | 0.02 | 0 | 0 | 0.02 | 0 | 0 | 0 | 0 | 0 | 0 | 0 | 0
1982 | 12 | 27 | 0.01 | 0.01 | 0 | 0 | 0.01 | 0 | 0 | 0 | 0 | 0 | 0 | 0 | 0
1982 | 12 | 28 | 0 | 0 | 0 | 0 | 0 | 0 | 0 | 0 | 0 | 0 | 0 | 0 | 0
1982 | 12 | 29 | 0.05 | 0.05 | 0 | 0 | 0.05 | 0 | 0 | 0 | 0 | 0 | 0 | 0 | 0
1982 | 12 | 30 | 0 | 0 | 0 | 0 | 0 | 0 | 0 | 0 | 0 | 0 | 0 | 0 | 0
1982 | 12 | 31 | 0 | 0 | 0 | 0 | 0 | 0 | 0 | 0 | 0 | 0 | 0 | 0 | 0
1983 | 1 | 1 | 0 | 0 | 0 | 0 | 0 | 0 | 0 | 0 | 0 | 0 | 0 | 0 | 0
1983 | 1 | 2 | 0 | 0 | 0 | 0 | 0 | 0 | 0 | 0 | 0 | 0 | 0 | 0 | 0
1983 | 1 | 3 | 0 | 0 | 0 | 0 | 0 | 0 | 0 | 0 | 0 | 0 | 0 | 0 | 0
1983 | 1 | 4 | 0 | 0 | 0 | 0 | 0 | 0 | 0 | 0 | 0 | 0 | 0 | 0 | 0
1983 | 1 | 5 | 0.18 | 0.18 | 0.13 | 0 | 0.18 | 0.13 | 0 | 0 | 0 | 0 | 0 | 0 | 0
1983 | 1 | 6 | 0 | 0 | 0 | 0 | 0 | 0 | 0 | 0 | 0 | 0 | 0 | 0 | 0
1983 | 1 | 7 | 0 | 0 | 0 | 0 | 0 | 0 | 0 | 0 | 0 | 0 | 0 | 0 | 0
1983 | 1 | 8 | 0 | 0 | 0 | 0 | 0 | 0 | 0 | 0 | 0 | 0 | 0 | 0 | 0
1983 | 1 | 9 | 0.03 | 0.03 | 0 | 0 | 0.03 | 0 | 0 | 0 | 0 | 0 | 0 | 0 | 0
1983 | 1 | 10 | 0.7 | 0.7 | 0.65 | 0 | 0.7 | 0.65 | 0 | 0 | 0 | 0 | 0 | 0 | 0
1983 | 1 | 11 | 0.05 | 0.05 | 0 | 0 | 0.05 | 0 | 0 | 0 | 0 | 0 | 0 | 0 | 0
1983 | 1 | 12 | 0 | 0 | 0 | 0 | 0 | 0 | 0 | 0 | 0 | 0 | 0 | 0 | 0
1983 | 1 | 13 | 0 | 0 | 0 | 0 | 0 | 0 | 0 | 0 | 0 | 0 | 0 | 0 | 0
1983 | 1 | 14 | 0 | 0 | 0 | 0 | 0 | 0 | 0 | 0 | 0 | 0 | 0 | 0 | 0
1983 | 1 | 15 | 0 | 0 | 0 | 0 | 0 | 0 | 0 | 0 | 0 | 0 | 0 | 0 | 0
1983 | 1 | 16 | 0 | 0 | 0 | 0 | 0 | 0 | 0 | 0 | 0 | 0 | 0 | 0 | 0
1983 | 1 | 17 | 0 | 0 | 0 | 0 | 0 | 0 | 0 | 0 | 0 | 0 | 0 | 0 | 0
1983 | 1 | 18 | 0 | 0 | 0 | 0 | 0 | 0 | 0 | 0 | 0 | 0 | 0 | 0 | 0
1983 | 1 | 19 | 0 | 0 | 0 | 0 | 0 | 0 | 0 | 0 | 0 | 0 | 0 | 0 | 0
1983 | 1 | 20 | 0 | 0 | 0 | 0 | 0 | 0 | 0 | 0 | 0 | 0 | 0 | 0 | 0
1983 | 1 | 21 | 0 | 0 | 0 | 0 | 0 | 0 | 0 | 0 | 0 | 0 | 0 | 0 | 0
1983 | 1 | 22 | 0.22 | 0.22 | 0.17 | 0 | 0.22 | 0.17 | 0 | 0 | 0 | 0 | 0 | 0 | 0
1983 | 1 | 23 | 0.49 | 0.49 | 0.44 | 0 | 0.49 | 0.44 | 0 | 0 | 0 | 0 | 0 | 0 | 0
1983 | 1 | 24 | 0 | 0 | 0 | 0 | 0 | 0 | 0 | 0 | 0 | 0 | 0 | 0 | 0
1983 | 1 | 25 | 0 | 0 | 0 | 0 | 0 | 0 | 0 | 0 | 0 | 0 | 0 | 0 | 0
1983 | 1 | 26 | 0 | 0 | 0 | 0 | 0 | 0 | 0 | 0 | 0 | 0 | 0 | 0 | 0
1983 | 1 | 27 | 0 | 0 | 0 | 0 | 0 | 0 | 0 | 0 | 0 | 0 | 0 | 0 | 0
1983 | 1 | 28 | 0 | 0 | 0 | 0 | 0 | 0 | 0 | 0 | 0 | 0 | 0 | 0 | 0
1983 | 1 | 29 | 0 | 0 | 0 | 0 | 0 | 0 | 0 | 0 | 0 | 0 | 0 | 0 | 0
1983 | 1 | 30 | 0.02 | 0.02 | 0 | 0 | 0.02 | 0 | 0 | 0 | 0 | 0 | 0 | 0 | 0
1983 | 1 | 31 | 0 | 0 | 0 | 0 | 0 | 0 | 0 | 0 | 0 | 0 | 0 | 0 | 0
1983 | 2 | 1 | 0 | 0 | 0 | 0 | 0 | 0 | 0 | 0 | 0 | 0 | 0 | 0 | 0
1983 | 2 | 2 | 0.53 | 0.53 | 0.48 | 0 | 0.53 | 0.48 | 0 | 0 | 0 | 0 | 0 | 0 | 0
1983 | 2 | 3 | 0 | 0 | 0 | 0 | 0 | 0 | 0 | 0 | 0 | 0 | 0 | 0 | 0
1983 | 2 | 4 | 0 | 0 | 0 | 0 | 0 | 0 | 0 | 0 | 0 | 0 | 0 | 0 | 0
1983 | 2 | 5 | 0 | 0 | 0 | 0 | 0 | 0 | 0 | 0 | 0 | 0 | 0 | 0 | 0
1983 | 2 | 6 | 0.41 | 0.41 | 0.36 | 0 | 0.41 | 0.36 | 0 | 0 | 0 | 0 | 0 | 0 | 0
1983 | 2 | 7 | 0.01 | 0.01 | 0 | 0 | 0.01 | 0 | 0 | 0 | 0 | 0 | 0 | 0 | 0
1983 | 2 | 8 | 0 | 0 | 0 | 0 | 0 | 0 | 0 | 0 | 0 | 0 | 0 | 0 | 0
1983 | 2 | 9 | 0 | 0 | 0 | 0 | 0 | 0 | 0 | 0 | 0 | 0 | 0 | 0 | 0
1983 | 2 | 10 | 0.03 | 0.03 | 0 | 0 | 0.03 | 0 | 0 | 0 | 0 | 0 | 0 | 0 | 0
1983 | 2 | 11 | 1.91 | 1 | 0.95 | 0 | 1 | 0.95 | 0 | 0 | 0 | 0 | 0 | 0 | 0
1983 | 2 | 12 | 0 | 0 | 0 | 0 | 0 | 0 | 0 | 0 | 0 | 0 | 0 | 0 | 0
1983 | 2 | 13 | 0 | 0 | 0 | 0 | 0 | 0 | 0 | 0 | 0 | 0 | 0 | 0 | 0
1983 | 2 | 14 | 0 | 0 | 0 | 0 | 0 | 0 | 0 | 0 | 0 | 0 | 0 | 0 | 0
1983 | 2 | 15 | 0 | 0 | 0 | 0 | 0 | 0 | 0 | 0 | 0 | 0 | 0 | 0 | 0
1983 | 2 | 16 | 0 | 0 | 0 | 0 | 0 | 0 | 0 | 0 | 0 | 0 | 0 | 0 | 0
1983 | 2 | 17 | 0 | 0 | 0 | 0 | 0 | 0 | 0 | 0 | 0 | 0 | 0 | 0 | 0
1983 | 2 | 18 | 0 | 0 | 0 | 0 | 0 | 0 | 0 | 0 | 0 | 0 | 0 | 0 | 0
1983 | 2 | 19 | 0 | 0 | 0 | 0 | 0 | 0 | 0 | 0 | 0 | 0 | 0 | 0 | 0
1983 | 2 | 20 | 0 | 0 | 0 | 0 | 0 | 0 | 0 | 0 | 0 | 0 | 0 | 0 | 0
1983 | 2 | 21 | 0 | 0 | 0 | 0 | 0 | 0 | 0 | 0 | 0 | 0 | 0 | 0 | 0
1983 | 2 | 22 | 0 | 0 | 0 | 0 | 0 | 0 | 0 | 0 | 0 | 0 | 0 | 0 | 0
1983 | 2 | 23 | 0.18 | 0.18 | 0.13 | 0 | 0.18 | 0.13 | 0 | 0 | 0 | 0 | 0 | 0 | 0
1983 | 2 | 24 | 0 | 0 | 0 | 0 | 0 | 0 | 0 | 0 | 0 | 0 | 0 | 0 | 0
1983 | 2 | 25 | 0.02 | 0.02 | 0 | 0 | 0.02 | 0 | 0 | 0 | 0 | 0 | 0 | 0 | 0
1983 | 2 | 26 | 0 | 0 | 0 | 0 | 0 | 0 | 0 | 0 | 0 | 0 | 0 | 0 | 0
1983 | 2 | 27 | 0 | 0 | 0 | 0 | 0 | 0 | 0 | 0 | 0 | 0 | 0 | 0 | 0
1983 | 2 | 28 | 0 | 0 | 0 | 0 | 0 | 0 | 0 | 0 | 0 | 0 | 0 | 0 | 0
1983 | 3 | 1 | 0.62 | 0.62 | 0.57 | 0 | 0.62 | 0.57 | 0 | 0 | 0 | 0 | 0 | 0 | 0
1983 | 3 | 2 | 0 | 0 | 0 | 0 | 0 | 0 | 0 | 0 | 0 | 0 | 0 | 0 | 0
1983 | 3 | 3 | 0 | 0 | 0 | 0 | 0 | 0 | 0 | 0 | 0 | 0 | 0 | 0 | 0
1983 | 3 | 4 | 0 | 0 | 0 | 0 | 0 | 0 | 0 | 0 | 0 | 0 | 0 | 0 | 0
1983 | 3 | 5 | 0 | 0 | 0 | 0 | 0 | 0 | 0 | 0 | 0 | 0 | 0 | 0 | 0
1983 | 3 | 6 | 0.27 | 0.27 | 0.22 | 0 | 0.27 | 0.22 | 0 | 0 | 0 | 0 | 0 | 0 | 0
1983 | 3 | 7 | 0.3 | 0.3 | 0.25 | 0 | 0.3 | 0.25 | 0 | 0 | 0 | 0 | 0 | 0 | 0
1983 | 3 | 8 | 0.54 | 0.54 | 0.49 | 0 | 0.54 | 0.49 | 0 | 0 | 0 | 0 | 0 | 0 | 0
1983 | 3 | 9 | 0.12 | 0.12 | 0.07 | 0 | 0.12 | 0.07 | 0 | 0 | 0 | 0 | 0 | 0 | 0
1983 | 3 | 10 | 0.03 | 0.03 | 0 | 0 | 0.03 | 0 | 0 | 0 | 0 | 0 | 0 | 0 | 0
1983 | 3 | 11 | 0 | 0 | 0 | 0 | 0 | 0 | 0 | 0 | 0 | 0 | 0 | 0 | 0
1983 | 3 | 12 | 0 | 0 | 0 | 0 | 0 | 0 | 0 | 0 | 0 | 0 | 0 | 0 | 0
1983 | 3 | 13 | 0 | 0 | 0 | 0 | 0 | 0 | 0 | 0 | 0 | 0 | 0 | 0 | 0
1983 | 3 | 14 | 0 | 0 | 0 | 0 | 0 | 0 | 0 | 0 | 0 | 0 | 0 | 0 | 0
1983 | 3 | 15 | 0 | 0 | 0 | 0 | 0 | 0 | 0 | 0 | 0 | 0 | 0 | 0 | 0
1983 | 3 | 16 | 0 | 0 | 0 | 0 | 0 | 0 | 0 | 0 | 0 | 0 | 0 | 0 | 0
1983 | 3 | 17 | 0 | 0 | 0 | 0 | 0 | 0 | 0 | 0 | 0 | 0 | 0 | 0 | 0
1983 | 3 | 18 | 1 | 1 | 0.95 | 0 | 1 | 0.95 | 0 | 0 | 0 | 0 | 0 | 0 | 0
1983 | 3 | 19 | 0.02 | 0.02 | 0 | 0 | 0.02 | 0 | 0 | 0 | 0 | 0 | 0 | 0 | 0
1983 | 3 | 20 | 0 | 0 | 0 | 0 | 0 | 0 | 0 | 0 | 0 | 0 | 0 | 0 | 0
1983 | 3 | 21 | 0.96 | 0.96 | 0.91 | 0 | 0.96 | 0.91 | 0 | 0 | 0 | 0 | 0 | 0 | 0
1983 | 3 | 22 | 0 | 0 | 0 | 0 | 0 | 0 | 0 | 0 | 0 | 0 | 0 | 0 | 0
1983 | 3 | 23 | 0 | 0 | 0 | 0 | 0 | 0 | 0 | 0 | 0 | 0 | 0 | 0 | 0
1983 | 3 | 24 | 0 | 0 | 0 | 0 | 0 | 0 | 0 | 0 | 0 | 0 | 0 | 0 | 0
1983 | 3 | 25 | 0 | 0 | 0 | 0 | 0 | 0 | 0 | 0 | 0 | 0 | 0 | 0 | 0
1983 | 3 | 26 | 0 | 0 | 0 | 0 | 0 | 0 | 0 | 0 | 0 | 0 | 0 | 0 | 0
1983 | 3 | 27 | 0.93 | 0.93 | 0.88 | 0 | 0.93 | 0.88 | 0 | 0 | 0 | 0 | 0 | 0 | 0
1983 | 3 | 28 | 0.05 | 0.05 | 0 | 0 | 0.05 | 0 | 0 | 0 | 0 | 0 | 0 | 0 | 0
1983 | 3 | 29 | 0 | 0 | 0 | 0 | 0 | 0 | 0 | 0 | 0 | 0 | 0 | 0 | 0
1983 | 3 | 30 | 0 | 0 | 0 | 0 | 0 | 0 | 0 | 0 | 0 | 0 | 0 | 0 | 0
1983 | 3 | 31 | 0 | 0 | 0 | 0 | 0 | 0 | 0 | 0 | 0 | 0 | 0 | 0 | 0
1983 | 4 | 1 | 0 | 0 | 0 | 0 | 0 | 0 | 0 | 0 | 0 | 0 | 0 | 0 | 0
1983 | 4 | 2 | 0.58 | 0.58 | 0.53 | 0 | 0.58 | 0.53 | 0 | 0 | 0 | 0 | 0 | 0 | 0
1983 | 4 | 3 | 0.06 | 0.06 | 0.01 | 0 | 0.06 | 0.01 | 0 | 0 | 0 | 0 | 0 | 0 | 0
1983 | 4 | 4 | 0 | 0 | 0 | 0 | 0 | 0 | 0 | 0 | 0 | 0 | 0 | 0 | 0
1983 | 4 | 5 | 0 | 0 | 0 | 0 | 0 | 0 | 0 | 0 | 0 | 0 | 0 | 0 | 0
1983 | 4 | 6 | 0.12 | 0.12 | 0.07 | 0 | 0.12 | 0.07 | 0 | 0 | 0 | 0 | 0 | 0 | 0
1983 | 4 | 7 | 0.21 | 0.21 | 0.16 | 0 | 0.21 | 0.16 | 0 | 0 | 0 | 0 | 0 | 0 | 0
1983 | 4 | 8 | 0.22 | 0.22 | 0.17 | 0 | 0.22 | 0.17 | 0 | 0 | 0 | 0 | 0 | 0 | 0
1983 | 4 | 9 | 1.13 | 1 | 0.95 | 0 | 1 | 0.95 | 0 | 0 | 0 | 0 | 0 | 0 | 0
1983 | 4 | 10 | 0.75 | 0.75 | 0.7 | 0 | 0.75 | 0.7 | 0 | 0 | 0 | 0 | 0 | 0 | 0
1983 | 4 | 11 | 0.51 | 0.51 | 0.46 | 0 | 0.51 | 0.46 | 0 | 0 | 0 | 0 | 0 | 0 | 0
1983 | 4 | 12 | 0 | 0 | 0 | 0 | 0 | 0 | 0 | 0 | 0 | 0 | 0 | 0 | 0
1983 | 4 | 13 | 0 | 0 | 0 | 0 | 0 | 0 | 0 | 0 | 0 | 0 | 0 | 0 | 0
1983 | 4 | 14 | 0.05 | 0.05 | 0 | 0 | 0.05 | 0 | 0 | 0 | 0 | 0 | 0 | 0 | 0
1983 | 4 | 15 | 1.94 | 1 | 0.95 | 0 | 1 | 0.95 | 0 | 0 | 0 | 0 | 0 | 0 | 0
1983 | 4 | 16 | 0 | 0 | 0 | 0 | 0 | 0 | 0 | 0 | 0 | 0 | 0 | 0 | 0
1983 | 4 | 17 | 0.04 | 0.04 | 0 | 0 | 0.04 | 0 | 0 | 0 | 0 | 0 | 0 | 0 | 0
1983 | 4 | 18 | 0 | 0 | 0 | 0 | 0 | 0 | 0 | 0 | 0 | 0 | 0 | 0 | 0
1983 | 4 | 19 | 0 | 0 | 0 | 0 | 0 | 0 | 0 | 0 | 0 | 0 | 0 | 0 | 0
1983 | 4 | 20 | 0 | 0 | 0 | 0 | 0 | 0 | 0 | 0 | 0 | 0 | 0 | 0 | 0
1983 | 4 | 21 | 0 | 0 | 0 | 0 | 0 | 0 | 0 | 0 | 0 | 0 | 0 | 0 | 0
1983 | 4 | 22 | 0 | 0 | 0 | 0 | 0 | 0 | 0 | 0 | 0 | 0 | 0 | 0 | 0
1983 | 4 | 23 | 0.36 | 0.36 | 0.31 | 0 | 0.36 | 0.31 | 0 | 0 | 0 | 0 | 0 | 0 | 0
1983 | 4 | 24 | 0.82 | 0.82 | 0.77 | 0 | 0.82 | 0.77 | 0 | 0 | 0 | 0 | 0 | 0 | 0
1983 | 4 | 25 | 0.09 | 0.09 | 0.04 | 0 | 0.09 | 0.04 | 0 | 0 | 0 | 0 | 0 | 0 | 0
1983 | 4 | 26 | 0 | 0 | 0 | 0 | 0 | 0 | 0 | 0 | 0 | 0 | 0 | 0 | 0
1983 | 4 | 27 | 0 | 0 | 0 | 0 | 0 | 0 | 0 | 0 | 0 | 0 | 0 | 0 | 0
1983 | 4 | 28 | 0 | 0 | 0 | 0 | 0 | 0 | 0 | 0 | 0 | 0 | 0 | 0 | 0
1983 | 4 | 29 | 0 | 0 | 0 | 0 | 0 | 0 | 0 | 0 | 0 | 0 | 0 | 0 | 0
1983 | 4 | 30 | 0 | 0 | 0 | 0 | 0 | 0 | 0 | 0 | 0 | 0 | 0 | 0 | 0
1983 | 5 | 1 | 0 | 0 | 0 | 0 | 0 | 0 | 0 | 0 | 0 | 0 | 0 | 0 | 0
1983 | 5 | 2 | 0 | 0 | 0 | 0 | 0 | 0 | 0 | 0 | 0 | 0 | 0 | 0 | 0
1983 | 5 | 3 | 0.02 | 0.02 | 0 | 0 | 0.02 | 0 | 0 | 0 | 0 | 0 | 0 | 0 | 0
1983 | 5 | 4 | 0.01 | 0.01 | 0 | 0 | 0.01 | 0 | 0 | 0 | 0 | 0 | 0 | 0 | 0
1983 | 5 | 5 | 0 | 0 | 0 | 0 | 0 | 0 | 0 | 0 | 0 | 0 | 0 | 0 | 0
1983 | 5 | 6 | 0 | 0 | 0 | 0 | 0 | 0 | 0 | 0 | 0 | 0 | 0 | 0 | 0
1983 | 5 | 7 | 0 | 0 | 0 | 0 | 0 | 0 | 0 | 0 | 0 | 0 | 0 | 0 | 0
1983 | 5 | 8 | 0.15 | 0.15 | 0.1 | 0 | 0.15 | 0.1 | 0 | 0 | 0 | 0 | 0 | 0 | 0
1983 | 5 | 9 | 0 | 0 | 0 | 0 | 0 | 0 | 0 | 0 | 0 | 0 | 0 | 0 | 0
1983 | 5 | 10 | 0 | 0 | 0 | 0 | 0 | 0 | 0 | 0 | 0 | 0 | 0 | 0 | 0
1983 | 5 | 11 | 0 | 0 | 0 | 0 | 0 | 0 | 0 | 0 | 0 | 0 | 0 | 0 | 0
1983 | 5 | 12 | 0 | 0 | 0 | 0 | 0 | 0 | 0 | 0 | 0 | 0 | 0 | 0 | 0
1983 | 5 | 13 | 0 | 0 | 0 | 0 | 0 | 0 | 0 | 0 | 0 | 0 | 0 | 0 | 0
1983 | 5 | 14 | 0 | 0 | 0 | 0 | 0 | 0 | 0 | 0 | 0 | 0 | 0 | 0 | 0
1983 | 5 | 15 | 0.24 | 0.24 | 0.19 | 0 | 0.24 | 0.19 | 0 | 0 | 0 | 0 | 0 | 0 | 0
1983 | 5 | 16 | 1.91 | 1 | 0.95 | 0 | 1 | 0.95 | 0 | 0 | 0 | 0 | 0 | 0 | 0
1983 | 5 | 17 | 0 | 0 | 0 | 0 | 0 | 0 | 0 | 0 | 0 | 0 | 0 | 0 | 0
1983 | 5 | 18 | 0 | 0 | 0 | 0 | 0 | 0 | 0 | 0 | 0 | 0 | 0 | 0 | 0
1983 | 5 | 19 | 0.23 | 0.23 | 0.18 | 0 | 0.23 | 0.18 | 0 | 0 | 0 | 0 | 0 | 0 | 0
1983 | 5 | 20 | 0 | 0 | 0 | 0 | 0 | 0 | 0 | 0 | 0 | 0 | 0 | 0 | 0
1983 | 5 | 21 | 0.83 | 0.83 | 0.78 | 0 | 0.83 | 0.78 | 0 | 0 | 0 | 0 | 0 | 0 | 0
1983 | 5 | 22 | 0.25 | 0.25 | 0.2 | 0 | 0.25 | 0.2 | 0 | 0 | 0 | 0 | 0 | 0 | 0
1983 | 5 | 23 | 0 | 0 | 0 | 0 | 0 | 0 | 0 | 0 | 0 | 0 | 0 | 0 | 0
1983 | 5 | 24 | 0 | 0 | 0 | 0 | 0 | 0 | 0 | 0 | 0 | 0 | 0 | 0 | 0
1983 | 5 | 25 | 0 | 0 | 0 | 0 | 0 | 0 | 0 | 0 | 0 | 0 | 0 | 0 | 0
1983 | 5 | 26 | 0.21 | 0.21 | 0.16 | 0 | 0.21 | 0.16 | 0 | 0 | 0 | 0 | 0 | 0 | 0
1983 | 5 | 27 | 0 | 0 | 0 | 0 | 0 | 0 | 0 | 0 | 0 | 0 | 0 | 0 | 0
1983 | 5 | 28 | 0 | 0 | 0 | 0 | 0 | 0 | 0 | 0 | 0 | 0 | 0 | 0 | 0
1983 | 5 | 29 | 0.73 | 0.73 | 0.68 | 0 | 0.73 | 0.68 | 0 | 0 | 0 | 0 | 0 | 0 | 0
1983 | 5 | 30 | 0.04 | 0.04 | 0 | 0 | 0.04 | 0 | 0 | 0 | 0 | 0 | 0 | 0 | 0
1983 | 5 | 31 | 0 | 0 | 0 | 0 | 0 | 0 | 0 | 0 | 0 | 0 | 0 | 0 | 0
1983 | 6 | 1 | 0.03 | 0.03 | 0 | 0 | 0.03 | 0 | 0 | 0 | 0 | 0 | 0 | 0 | 0
1983 | 6 | 2 | 0 | 0 | 0 | 0 | 0 | 0 | 0 | 0 | 0 | 0 | 0 | 0 | 0
1983 | 6 | 3 | 0.42 | 0.42 | 0.37 | 0 | 0.42 | 0.37 | 0 | 0 | 0 | 0 | 0 | 0 | 0
1983 | 6 | 4 | 0.13 | 0.13 | 0.08 | 0 | 0.13 | 0.08 | 0 | 0 | 0 | 0 | 0 | 0 | 0
1983 | 6 | 5 | 0 | 0 | 0 | 0 | 0 | 0 | 0 | 0 | 0 | 0 | 0 | 0 | 0
1983 | 6 | 6 | 0.96 | 0.96 | 0.91 | 0 | 0.96 | 0.91 | 0 | 0 | 0 | 0 | 0 | 0 | 0
1983 | 6 | 7 | 0.02 | 0.02 | 0 | 0 | 0.02 | 0 | 0 | 0 | 0 | 0 | 0 | 0 | 0
1983 | 6 | 8 | 0 | 0 | 0 | 0 | 0 | 0 | 0 | 0 | 0 | 0 | 0 | 0 | 0
1983 | 6 | 9 | 0 | 0 | 0 | 0 | 0 | 0 | 0 | 0 | 0 | 0 | 0 | 0 | 0
1983 | 6 | 10 | 0 | 0 | 0 | 0 | 0 | 0 | 0 | 0 | 0 | 0 | 0 | 0 | 0
1983 | 6 | 11 | 0 | 0 | 0 | 0 | 0 | 0 | 0 | 0 | 0 | 0 | 0 | 0 | 0
1983 | 6 | 12 | 0.02 | 0.02 | 0 | 0 | 0.02 | 0 | 0 | 0 | 0 | 0 | 0 | 0 | 0
1983 | 6 | 13 | 0.03 | 0.03 | 0 | 0 | 0.03 | 0 | 0 | 0 | 0 | 0 | 0 | 0 | 0
1983 | 6 | 14 | 0 | 0 | 0 | 0 | 0 | 0 | 0 | 0 | 0 | 0 | 0 | 0 | 0
1983 | 6 | 15 | 0 | 0 | 0 | 0 | 0 | 0 | 0 | 0 | 0 | 0 | 0 | 0 | 0
1983 | 6 | 16 | 0 | 0 | 0 | 0 | 0 | 0 | 0 | 0 | 0 | 0 | 0 | 0 | 0
1983 | 6 | 17 | 0 | 0 | 0 | 0 | 0 | 0 | 0 | 0 | 0 | 0 | 0 | 0 | 0
1983 | 6 | 18 | 1.22 | 1 | 0.95 | 0 | 1 | 0.95 | 0 | 0 | 0 | 0 | 0 | 0 | 0
1983 | 6 | 19 | 0.32 | 0.32 | 0.27 | 0 | 0.32 | 0.27 | 0 | 0 | 0 | 0 | 0 | 0 | 0
1983 | 6 | 20 | 1.35 | 1 | 0.95 | 0 | 1 | 0.95 | 0 | 0 | 0 | 0 | 0 | 0 | 0
1983 | 6 | 21 | 0.15 | 0.15 | 0.1 | 0 | 0.15 | 0.1 | 0 | 0 | 0 | 0 | 0 | 0 | 0
1983 | 6 | 22 | 0 | 0 | 0 | 0 | 0 | 0 | 0 | 0 | 0 | 0 | 0 | 0 | 0
1983 | 6 | 23 | 0 | 0 | 0 | 0 | 0 | 0 | 0 | 0 | 0 | 0 | 0 | 0 | 0
1983 | 6 | 24 | 0 | 0 | 0 | 0 | 0 | 0 | 0 | 0 | 0 | 0 | 0 | 0 | 0
1983 | 6 | 25 | 0 | 0 | 0 | 0 | 0 | 0 | 0 | 0 | 0 | 0 | 0 | 0 | 0
1983 | 6 | 26 | 0 | 0 | 0 | 0 | 0 | 0 | 0 | 0 | 0 | 0 | 0 | 0 | 0
1983 | 6 | 27 | 0 | 0 | 0 | 0 | 0 | 0 | 0 | 0 | 0 | 0 | 0 | 0 | 0
1983 | 6 | 28 | 2.31 | 1 | 0.95 | 0 | 1 | 0.95 | 0 | 0 | 0 | 0 | 0 | 0 | 0
1983 | 6 | 29 | 0.13 | 0.13 | 0.08 | 0 | 0.13 | 0.08 | 0 | 0 | 0 | 0 | 0 | 0 | 0
1983 | 6 | 30 | 0 | 0 | 0 | 0 | 0 | 0 | 0 | 0 | 0 | 0 | 0 | 0 | 0
1983 | 7 | 1 | 0 | 0 | 0 | 0 | 0 | 0 | 0 | 0 | 0 | 0 | 0 | 0 | 0
1983 | 7 | 2 | 0 | 0 | 0 | 0 | 0 | 0 | 0 | 0 | 0 | 0 | 0 | 0 | 0
1983 | 7 | 3 | 0 | 0 | 0 | 0 | 0 | 0 | 0 | 0 | 0 | 0 | 0 | 0 | 0
1983 | 7 | 4 | 0.55 | 0.55 | 0.5 | 0 | 0.55 | 0.5 | 0 | 0 | 0 | 0 | 0 | 0 | 0
1983 | 7 | 5 | 0.03 | 0.03 | 0 | 0 | 0.03 | 0 | 0 | 0 | 0 | 0 | 0 | 0 | 0
1983 | 7 | 6 | 0 | 0 | 0 | 0 | 0 | 0 | 0 | 0 | 0 | 0 | 0 | 0 | 0
1983 | 7 | 7 | 0 | 0 | 0 | 0 | 0 | 0 | 0 | 0 | 0 | 0 | 0 | 0 | 0
1983 | 7 | 8 | 0 | 0 | 0 | 0 | 0 | 0 | 0 | 0 | 0 | 0 | 0 | 0 | 0
1983 | 7 | 9 | 0 | 0 | 0 | 0 | 0 | 0 | 0 | 0 | 0 | 0 | 0 | 0 | 0
1983 | 7 | 10 | 0 | 0 | 0 | 0 | 0 | 0 | 0 | 0 | 0 | 0 | 0 | 0 | 0
1983 | 7 | 11 | 0 | 0 | 0 | 0 | 0 | 0 | 0 | 0 | 0 | 0 | 0 | 0 | 0
1983 | 7 | 12 | 0 | 0 | 0 | 0 | 0 | 0 | 0 | 0 | 0 | 0 | 0 | 0 | 0
1983 | 7 | 13 | 0 | 0 | 0 | 0 | 0 | 0 | 0 | 0 | 0 | 0 | 0 | 0 | 0
1983 | 7 | 14 | 0 | 0 | 0 | 0 | 0 | 0 | 0 | 0 | 0 | 0 | 0 | 0 | 0
1983 | 7 | 15 | 0 | 0 | 0 | 0 | 0 | 0 | 0 | 0 | 0 | 0 | 0 | 0 | 0
1983 | 7 | 16 | 0 | 0 | 0 | 0 | 0 | 0 | 0 | 0 | 0 | 0 | 0 | 0 | 0
1983 | 7 | 17 | 0 | 0 | 0 | 0 | 0 | 0 | 0 | 0 | 0 | 0 | 0 | 0 | 0
1983 | 7 | 18 | 0 | 0 | 0 | 0 | 0 | 0 | 0 | 0 | 0 | 0 | 0 | 0 | 0
1983 | 7 | 19 | 0.06 | 0.06 | 0.01 | 0 | 0.06 | 0.01 | 0 | 0 | 0 | 0 | 0 | 0 | 0
1983 | 7 | 20 | 1.02 | 1 | 0.95 | 0 | 1 | 0.95 | 0 | 0 | 0 | 0 | 0 | 0 | 0
1983 | 7 | 21 | 0 | 0 | 0 | 0 | 0 | 0 | 0 | 0 | 0 | 0 | 0 | 0 | 0
1983 | 7 | 22 | 0 | 0 | 0 | 0 | 0 | 0 | 0 | 0 | 0 | 0 | 0 | 0 | 0
1983 | 7 | 23 | 0.12 | 0.12 | 0.07 | 0 | 0.12 | 0.07 | 0 | 0 | 0 | 0 | 0 | 0 | 0
1983 | 7 | 24 | 0 | 0 | 0 | 0 | 0 | 0 | 0 | 0 | 0 | 0 | 0 | 0 | 0
1983 | 7 | 25 | 0 | 0 | 0 | 0 | 0 | 0 | 0 | 0 | 0 | 0 | 0 | 0 | 0
1983 | 7 | 26 | 0 | 0 | 0 | 0 | 0 | 0 | 0 | 0 | 0 | 0 | 0 | 0 | 0
1983 | 7 | 27 | 0 | 0 | 0 | 0 | 0 | 0 | 0 | 0 | 0 | 0 | 0 | 0 | 0
1983 | 7 | 28 | 0 | 0 | 0 | 0 | 0 | 0 | 0 | 0 | 0 | 0 | 0 | 0 | 0
1983 | 7 | 29 | 0 | 0 | 0 | 0 | 0 | 0 | 0 | 0 | 0 | 0 | 0 | 0 | 0
1983 | 7 | 30 | 0 | 0 | 0 | 0 | 0 | 0 | 0 | 0 | 0 | 0 | 0 | 0 | 0
1983 | 7 | 31 | 0 | 0 | 0 | 0 | 0 | 0 | 0 | 0 | 0 | 0 | 0 | 0 | 0
1983 | 8 | 1 | 0.21 | 0.21 | 0.16 | 0 | 0.21 | 0.16 | 0 | 0 | 0 | 0 | 0 | 0 | 0
1983 | 8 | 2 | 0 | 0 | 0 | 0 | 0 | 0 | 0 | 0 | 0 | 0 | 0 | 0 | 0
1983 | 8 | 3 | 0 | 0 | 0 | 0 | 0 | 0 | 0 | 0 | 0 | 0 | 0 | 0 | 0
1983 | 8 | 4 | 0.04 | 0.04 | 0 | 0 | 0.04 | 0 | 0 | 0 | 0 | 0 | 0 | 0 | 0
1983 | 8 | 5 | 0.41 | 0.41 | 0.36 | 0 | 0.41 | 0.36 | 0 | 0 | 0 | 0 | 0 | 0 | 0
1983 | 8 | 6 | 0.17 | 0.17 | 0.12 | 0 | 0.17 | 0.12 | 0 | 0 | 0 | 0 | 0 | 0 | 0
1983 | 8 | 7 | 0.08 | 0.08 | 0.03 | 0 | 0.08 | 0.03 | 0 | 0 | 0 | 0 | 0 | 0 | 0
1983 | 8 | 8 | 0 | 0 | 0 | 0 | 0 | 0 | 0 | 0 | 0 | 0 | 0 | 0 | 0
1983 | 8 | 9 | 0 | 0 | 0 | 0 | 0 | 0 | 0 | 0 | 0 | 0 | 0 | 0 | 0
1983 | 8 | 10 | 0 | 0 | 0 | 0 | 0 | 0 | 0 | 0 | 0 | 0 | 0 | 0 | 0
1983 | 8 | 11 | 0.83 | 0.83 | 0.78 | 0 | 0.83 | 0.78 | 0 | 0 | 0 | 0 | 0 | 0 | 0
1983 | 8 | 12 | 0 | 0 | 0 | 0 | 0 | 0 | 0 | 0 | 0 | 0 | 0 | 0 | 0
1983 | 8 | 13 | 0 | 0 | 0 | 0 | 0 | 0 | 0 | 0 | 0 | 0 | 0 | 0 | 0
1983 | 8 | 14 | 0 | 0 | 0 | 0 | 0 | 0 | 0 | 0 | 0 | 0 | 0 | 0 | 0
1983 | 8 | 15 | 0 | 0 | 0 | 0 | 0 | 0 | 0 | 0 | 0 | 0 | 0 | 0 | 0
1983 | 8 | 16 | 0 | 0 | 0 | 0 | 0 | 0 | 0 | 0 | 0 | 0 | 0 | 0 | 0
1983 | 8 | 17 | 0 | 0 | 0 | 0 | 0 | 0 | 0 | 0 | 0 | 0 | 0 | 0 | 0
1983 | 8 | 18 | 0.11 | 0.11 | 0.06 | 0 | 0.11 | 0.06 | 0 | 0 | 0 | 0 | 0 | 0 | 0
1983 | 8 | 19 | 0 | 0 | 0 | 0 | 0 | 0 | 0 | 0 | 0 | 0 | 0 | 0 | 0
1983 | 8 | 20 | 0 | 0 | 0 | 0 | 0 | 0 | 0 | 0 | 0 | 0 | 0 | 0 | 0
1983 | 8 | 21 | 0 | 0 | 0 | 0 | 0 | 0 | 0 | 0 | 0 | 0 | 0 | 0 | 0
1983 | 8 | 22 | 0 | 0 | 0 | 0 | 0 | 0 | 0 | 0 | 0 | 0 | 0 | 0 | 0
1983 | 8 | 23 | 0.33 | 0.33 | 0.28 | 0 | 0.33 | 0.28 | 0 | 0 | 0 | 0 | 0 | 0 | 0
1983 | 8 | 24 | 0 | 0 | 0 | 0 | 0 | 0 | 0 | 0 | 0 | 0 | 0 | 0 | 0
1983 | 8 | 25 | 0 | 0 | 0 | 0 | 0 | 0 | 0 | 0 | 0 | 0 | 0 | 0 | 0
1983 | 8 | 26 | 0 | 0 | 0 | 0 | 0 | 0 | 0 | 0 | 0 | 0 | 0 | 0 | 0
1983 | 8 | 27 | 0 | 0 | 0 | 0 | 0 | 0 | 0 | 0 | 0 | 0 | 0 | 0 | 0
1983 | 8 | 28 | 0.93 | 0.93 | 0.88 | 0 | 0.93 | 0.88 | 0 | 0 | 0 | 0 | 0 | 0 | 0
1983 | 8 | 29 | 0 | 0 | 0 | 0 | 0 | 0 | 0 | 0 | 0 | 0 | 0 | 0 | 0
1983 | 8 | 30 | 0 | 0 | 0 | 0 | 0 | 0 | 0 | 0 | 0 | 0 | 0 | 0 | 0
1983 | 8 | 31 | 0 | 0 | 0 | 0 | 0 | 0 | 0 | 0 | 0 | 0 | 0 | 0 | 0
1983 | 9 | 1 | 0 | 0 | 0 | 0 | 0 | 0 | 0 | 0 | 0 | 0 | 0 | 0 | 0
1983 | 9 | 2 | 0 | 0 | 0 | 0 | 0 | 0 | 0 | 0 | 0 | 0 | 0 | 0 | 0
1983 | 9 | 3 | 0 | 0 | 0 | 0 | 0 | 0 | 0 | 0 | 0 | 0 | 0 | 0 | 0
1983 | 9 | 4 | 0 | 0 | 0 | 0 | 0 | 0 | 0 | 0 | 0 | 0 | 0 | 0 | 0
1983 | 9 | 5 | 0 | 0 | 0 | 0 | 0 | 0 | 0 | 0 | 0 | 0 | 0 | 0 | 0
1983 | 9 | 6 | 0 | 0 | 0 | 0 | 0 | 0 | 0 | 0 | 0 | 0 | 0 | 0 | 0
1983 | 9 | 7 | 0 | 0 | 0 | 0 | 0 | 0 | 0 | 0 | 0 | 0 | 0 | 0 | 0
1983 | 9 | 8 | 0 | 0 | 0 | 0 | 0 | 0 | 0 | 0 | 0 | 0 | 0 | 0 | 0
1983 | 9 | 9 | 0 | 0 | 0 | 0 | 0 | 0 | 0 | 0 | 0 | 0 | 0 | 0 | 0
1983 | 9 | 10 | 0 | 0 | 0 | 0 | 0 | 0 | 0 | 0 | 0 | 0 | 0 | 0 | 0
1983 | 9 | 11 | 0 | 0 | 0 | 0 | 0 | 0 | 0 | 0 | 0 | 0 | 0 | 0 | 0
1983 | 9 | 12 | 0.05 | 0.05 | 0 | 0 | 0.05 | 0 | 0 | 0 | 0 | 0 | 0 | 0 | 0
1983 | 9 | 13 | 1.27 | 1 | 0.95 | 0 | 1 | 0.95 | 0 | 0 | 0 | 0 | 0 | 0 | 0
1983 | 9 | 14 | 0 | 0 | 0 | 0 | 0 | 0 | 0 | 0 | 0 | 0 | 0 | 0 | 0
1983 | 9 | 15 | 0 | 0 | 0 | 0 | 0 | 0 | 0 | 0 | 0 | 0 | 0 | 0 | 0
1983 | 9 | 16 | 0 | 0 | 0 | 0 | 0 | 0 | 0 | 0 | 0 | 0 | 0 | 0 | 0
1983 | 9 | 17 | 0 | 0 | 0 | 0 | 0 | 0 | 0 | 0 | 0 | 0 | 0 | 0 | 0
1983 | 9 | 18 | 0 | 0 | 0 | 0 | 0 | 0 | 0 | 0 | 0 | 0 | 0 | 0 | 0
1983 | 9 | 19 | 0 | 0 | 0 | 0 | 0 | 0 | 0 | 0 | 0 | 0 | 0 | 0 | 0
1983 | 9 | 20 | 0 | 0 | 0 | 0 | 0 | 0 | 0 | 0 | 0 | 0 | 0 | 0 | 0
1983 | 9 | 21 | 1.02 | 1 | 0.95 | 0 | 1 | 0.95 | 0 | 0 | 0 | 0 | 0 | 0 | 0
1983 | 9 | 22 | 0 | 0 | 0 | 0 | 0 | 0 | 0 | 0 | 0 | 0 | 0 | 0 | 0
1983 | 9 | 23 | 0 | 0 | 0 | 0 | 0 | 0 | 0 | 0 | 0 | 0 | 0 | 0 | 0
1983 | 9 | 24 | 0 | 0 | 0 | 0 | 0 | 0 | 0 | 0 | 0 | 0 | 0 | 0 | 0
1983 | 9 | 25 | 0 | 0 | 0 | 0 | 0 | 0 | 0 | 0 | 0 | 0 | 0 | 0 | 0
1983 | 9 | 26 | 0 | 0 | 0 | 0 | 0 | 0 | 0 | 0 | 0 | 0 | 0 | 0 | 0
1983 | 9 | 27 | 0 | 0 | 0 | 0 | 0 | 0 | 0 | 0 | 0 | 0 | 0 | 0 | 0
1983 | 9 | 28 | 0 | 0 | 0 | 0 | 0 | 0 | 0 | 0 | 0 | 0 | 0 | 0 | 0
1983 | 9 | 29 | 0 | 0 | 0 | 0 | 0 | 0 | 0 | 0 | 0 | 0 | 0 | 0 | 0
1983 | 9 | 30 | 0.56 | 0.56 | 0.51 | 0 | 0.56 | 0.51 | 0 | 0 | 0 | 0 | 0 | 0 | 0
1983 | 10 | 1 | 0 | 0 | 0 | 0 | 0 | 0 | 0 | 0 | 0 | 0 | 0 | 0 | 0
1983 | 10 | 2 | 0 | 0 | 0 | 0 | 0 | 0 | 0 | 0 | 0 | 0 | 0 | 0 | 0
1983 | 10 | 3 | 0 | 0 | 0 | 0 | 0 | 0 | 0 | 0 | 0 | 0 | 0 | 0 | 0
1983 | 10 | 4 | 0 | 0 | 0 | 0 | 0 | 0 | 0 | 0 | 0 | 0 | 0 | 0 | 0
1983 | 10 | 5 | 0 | 0 | 0 | 0 | 0 | 0 | 0 | 0 | 0 | 0 | 0 | 0 | 0
1983 | 10 | 6 | 0 | 0 | 0 | 0 | 0 | 0 | 0 | 0 | 0 | 0 | 0 | 0 | 0
1983 | 10 | 7 | 0 | 0 | 0 | 0 | 0 | 0 | 0 | 0 | 0 | 0 | 0 | 0 | 0
1983 | 10 | 8 | 0 | 0 | 0 | 0 | 0 | 0 | 0 | 0 | 0 | 0 | 0 | 0 | 0
1983 | 10 | 9 | 0 | 0 | 0 | 0 | 0 | 0 | 0 | 0 | 0 | 0 | 0 | 0 | 0
1983 | 10 | 10 | 0 | 0 | 0 | 0 | 0 | 0 | 0 | 0 | 0 | 0 | 0 | 0 | 0
1983 | 10 | 11 | 0.3 | 0.3 | 0.25 | 0 | 0.3 | 0.25 | 0 | 0 | 0 | 0 | 0 | 0 | 0
1983 | 10 | 12 | 0.87 | 0.87 | 0.82 | 0 | 0.87 | 0.82 | 0 | 0 | 0 | 0 | 0 | 0 | 0
1983 | 10 | 13 | 0.63 | 0.63 | 0.58 | 0 | 0.63 | 0.58 | 0 | 0 | 0 | 0 | 0 | 0 | 0
1983 | 10 | 14 | 0 | 0 | 0 | 0 | 0 | 0 | 0 | 0 | 0 | 0 | 0 | 0 | 0
1983 | 10 | 15 | 0 | 0 | 0 | 0 | 0 | 0 | 0 | 0 | 0 | 0 | 0 | 0 | 0
1983 | 10 | 16 | 0 | 0 | 0 | 0 | 0 | 0 | 0 | 0 | 0 | 0 | 0 | 0 | 0
1983 | 10 | 17 | 0 | 0 | 0 | 0 | 0 | 0 | 0 | 0 | 0 | 0 | 0 | 0 | 0
1983 | 10 | 18 | 0 | 0 | 0 | 0 | 0 | 0 | 0 | 0 | 0 | 0 | 0 | 0 | 0
1983 | 10 | 19 | 0.15 | 0.15 | 0.1 | 0 | 0.15 | 0.1 | 0 | 0 | 0 | 0 | 0 | 0 | 0
1983 | 10 | 20 | 0.25 | 0.25 | 0.2 | 0 | 0.25 | 0.2 | 0 | 0 | 0 | 0 | 0 | 0 | 0
1983 | 10 | 21 | 0.16 | 0.16 | 0.11 | 0 | 0.16 | 0.11 | 0 | 0 | 0 | 0 | 0 | 0 | 0
1983 | 10 | 22 | 0.27 | 0.27 | 0.22 | 0 | 0.27 | 0.22 | 0 | 0 | 0 | 0 | 0 | 0 | 0
1983 | 10 | 23 | 1.81 | 1 | 0.95 | 0 | 1 | 0.95 | 0 | 0 | 0 | 0 | 0 | 0 | 0
1983 | 10 | 24 | 0.09 | 0.09 | 0.04 | 0 | 0.09 | 0.04 | 0 | 0 | 0 | 0 | 0 | 0 | 0
1983 | 10 | 25 | 0.34 | 0.34 | 0.29 | 0 | 0.34 | 0.29 | 0 | 0 | 0 | 0 | 0 | 0 | 0
1983 | 10 | 26 | 0 | 0 | 0 | 0 | 0 | 0 | 0 | 0 | 0 | 0 | 0 | 0 | 0
1983 | 10 | 27 | 0 | 0 | 0 | 0 | 0 | 0 | 0 | 0 | 0 | 0 | 0 | 0 | 0
1983 | 10 | 28 | 0 | 0 | 0 | 0 | 0 | 0 | 0 | 0 | 0 | 0 | 0 | 0 | 0
1983 | 10 | 29 | 0 | 0 | 0 | 0 | 0 | 0 | 0 | 0 | 0 | 0 | 0 | 0 | 0
1983 | 10 | 30 | 0 | 0 | 0 | 0 | 0 | 0 | 0 | 0 | 0 | 0 | 0 | 0 | 0
1983 | 10 | 31 | 0 | 0 | 0 | 0 | 0 | 0 | 0 | 0 | 0 | 0 | 0 | 0 | 0
1983 | 11 | 1 | 0 | 0 | 0 | 0 | 0 | 0 | 0 | 0 | 0 | 0 | 0 | 0 | 0
1983 | 11 | 2 | 0 | 0 | 0 | 0 | 0 | 0 | 0 | 0 | 0 | 0 | 0 | 0 | 0
1983 | 11 | 3 | 0.18 | 0.18 | 0.13 | 0 | 0.18 | 0.13 | 0 | 0 | 0 | 0 | 0 | 0 | 0
1983 | 11 | 4 | 0.04 | 0.04 | 0 | 0 | 0.04 | 0 | 0 | 0 | 0 | 0 | 0 | 0 | 0
1983 | 11 | 5 | 0.01 | 0.01 | 0 | 0 | 0.01 | 0 | 0 | 0 | 0 | 0 | 0 | 0 | 0
1983 | 11 | 6 | 0 | 0 | 0 | 0 | 0 | 0 | 0 | 0 | 0 | 0 | 0 | 0 | 0
1983 | 11 | 7 | 0 | 0 | 0 | 0 | 0 | 0 | 0 | 0 | 0 | 0 | 0 | 0 | 0
1983 | 11 | 8 | 0 | 0 | 0 | 0 | 0 | 0 | 0 | 0 | 0 | 0 | 0 | 0 | 0
1983 | 11 | 9 | 0 | 0 | 0 | 0 | 0 | 0 | 0 | 0 | 0 | 0 | 0 | 0 | 0
1983 | 11 | 10 | 1 | 1 | 0.95 | 0 | 1 | 0.95 | 0 | 0 | 0 | 0 | 0 | 0 | 0
1983 | 11 | 11 | 0.24 | 0.24 | 0.19 | 0 | 0.24 | 0.19 | 0 | 0 | 0 | 0 | 0 | 0 | 0
1983 | 11 | 12 | 0 | 0 | 0 | 0 | 0 | 0 | 0 | 0 | 0 | 0 | 0 | 0 | 0
1983 | 11 | 13 | 0 | 0 | 0 | 0 | 0 | 0 | 0 | 0 | 0 | 0 | 0 | 0 | 0
1983 | 11 | 14 | 0 | 0 | 0 | 0 | 0 | 0 | 0 | 0 | 0 | 0 | 0 | 0 | 0
1983 | 11 | 15 | 0.66 | 0.66 | 0.61 | 0 | 0.66 | 0.61 | 0 | 0 | 0 | 0 | 0 | 0 | 0
1983 | 11 | 16 | 0.03 | 0.03 | 0 | 0 | 0.03 | 0 | 0 | 0 | 0 | 0 | 0 | 0 | 0
1983 | 11 | 17 | 0 | 0 | 0 | 0 | 0 | 0 | 0 | 0 | 0 | 0 | 0 | 0 | 0
1983 | 11 | 18 | 0 | 0 | 0 | 0 | 0 | 0 | 0 | 0 | 0 | 0 | 0 | 0 | 0
1983 | 11 | 19 | 0 | 0 | 0 | 0 | 0 | 0 | 0 | 0 | 0 | 0 | 0 | 0 | 0
1983 | 11 | 20 | 0.97 | 0.97 | 0.92 | 0 | 0.97 | 0.92 | 0 | 0 | 0 | 0 | 0 | 0 | 0
1983 | 11 | 21 | 0 | 0 | 0 | 0 | 0 | 0 | 0 | 0 | 0 | 0 | 0 | 0 | 0
1983 | 11 | 22 | 0 | 0 | 0 | 0 | 0 | 0 | 0 | 0 | 0 | 0 | 0 | 0 | 0
1983 | 11 | 23 | 0 | 0 | 0 | 0 | 0 | 0 | 0 | 0 | 0 | 0 | 0 | 0 | 0
1983 | 11 | 24 | 0.67 | 0.67 | 0.62 | 0 | 0.67 | 0.62 | 0 | 0 | 0 | 0 | 0 | 0 | 0
1983 | 11 | 25 | 1.02 | 1 | 0.95 | 0 | 1 | 0.95 | 0 | 0 | 0 | 0 | 0 | 0 | 0
1983 | 11 | 26 | 0 | 0 | 0 | 0 | 0 | 0 | 0 | 0 | 0 | 0 | 0 | 0 | 0
1983 | 11 | 27 | 0 | 0 | 0 | 0 | 0 | 0 | 0 | 0 | 0 | 0 | 0 | 0 | 0
1983 | 11 | 28 | 0.27 | 0.27 | 0.22 | 0 | 0.27 | 0.22 | 0 | 0 | 0 | 0 | 0 | 0 | 0
1983 | 11 | 29 | 0 | 0 | 0 | 0 | 0 | 0 | 0 | 0 | 0 | 0 | 0 | 0 | 0
1983 | 11 | 30 | 0 | 0 | 0 | 0 | 0 | 0 | 0 | 0 | 0 | 0 | 0 | 0 | 0
1983 | 12 | 1 | 0 | 0 | 0 | 0 | 0 | 0 | 0 | 0 | 0 | 0 | 0 | 0 | 0
1983 | 12 | 2 | 0.02 | 0.02 | 0 | 0 | 0.02 | 0 | 0 | 0 | 0 | 0 | 0 | 0 | 0
1983 | 12 | 3 | 0.02 | 0.02 | 0 | 0 | 0.02 | 0 | 0 | 0 | 0 | 0 | 0 | 0 | 0
1983 | 12 | 4 | 1.17 | 1 | 0.95 | 0 | 1 | 0.95 | 0 | 0 | 0 | 0 | 0 | 0 | 0
1983 | 12 | 5 | 0 | 0 | 0 | 0 | 0 | 0 | 0 | 0 | 0 | 0 | 0 | 0 | 0
1983 | 12 | 6 | 0.67 | 0.67 | 0.62 | 0 | 0.67 | 0.62 | 0 | 0 | 0 | 0 | 0 | 0 | 0
1983 | 12 | 7 | 0 | 0 | 0 | 0 | 0 | 0 | 0 | 0 | 0 | 0 | 0 | 0 | 0
1983 | 12 | 8 | 0 | 0 | 0 | 0 | 0 | 0 | 0 | 0 | 0 | 0 | 0 | 0 | 0
1983 | 12 | 9 | 0.01 | 0.01 | 0 | 0 | 0.01 | 0 | 0 | 0 | 0 | 0 | 0 | 0 | 0
1983 | 12 | 10 | 0 | 0 | 0 | 0 | 0 | 0 | 0 | 0 | 0 | 0 | 0 | 0 | 0
1983 | 12 | 11 | 0 | 0 | 0 | 0 | 0 | 0 | 0 | 0 | 0 | 0 | 0 | 0 | 0
1983 | 12 | 12 | 0.73 | 0.73 | 0.68 | 0 | 0.73 | 0.68 | 0 | 0 | 0 | 0 | 0 | 0 | 0
1983 | 12 | 13 | 1.16 | 1 | 0.95 | 0 | 1 | 0.95 | 0 | 0 | 0 | 0 | 0 | 0 | 0
1983 | 12 | 14 | 0 | 0 | 0 | 0 | 0 | 0 | 0 | 0 | 0 | 0 | 0 | 0 | 0
1983 | 12 | 15 | 0 | 0 | 0 | 0 | 0 | 0 | 0 | 0 | 0 | 0 | 0 | 0 | 0
1983 | 12 | 16 | 0 | 0 | 0 | 0 | 0 | 0 | 0 | 0 | 0 | 0 | 0 | 0 | 0
1983 | 12 | 17 | 0 | 0 | 0 | 0 | 0 | 0 | 0 | 0 | 0 | 0 | 0 | 0 | 0
1983 | 12 | 18 | 0 | 0 | 0 | 0 | 0 | 0 | 0 | 0 | 0 | 0 | 0 | 0 | 0
1983 | 12 | 19 | 0 | 0 | 0 | 0 | 0 | 0 | 0 | 0 | 0 | 0 | 0 | 0 | 0
1983 | 12 | 20 | 0 | 0 | 0 | 0 | 0 | 0 | 0 | 0 | 0 | 0 | 0 | 0 | 0
1983 | 12 | 21 | 0.02 | 0.02 | 0 | 0 | 0.02 | 0 | 0 | 0 | 0 | 0 | 0 | 0 | 0
1983 | 12 | 22 | 1.16 | 1 | 0.95 | 0 | 1 | 0.95 | 0 | 0 | 0 | 0 | 0 | 0 | 0
1983 | 12 | 23 | 0 | 0 | 0 | 0 | 0 | 0 | 0 | 0 | 0 | 0 | 0 | 0 | 0
1983 | 12 | 24 | 0 | 0 | 0 | 0 | 0 | 0 | 0 | 0 | 0 | 0 | 0 | 0 | 0
1983 | 12 | 25 | 0 | 0 | 0 | 0 | 0 | 0 | 0 | 0 | 0 | 0 | 0 | 0 | 0
1983 | 12 | 26 | 0 | 0 | 0 | 0 | 0 | 0 | 0 | 0 | 0 | 0 | 0 | 0 | 0
1983 | 12 | 27 | 0 | 0 | 0 | 0 | 0 | 0 | 0 | 0 | 0 | 0 | 0 | 0 | 0
1983 | 12 | 28 | 0.95 | 0.95 | 0.9 | 0 | 0.95 | 0.9 | 0 | 0 | 0 | 0 | 0 | 0 | 0
1983 | 12 | 29 | 0 | 0 | 0 | 0 | 0 | 0 | 0 | 0 | 0 | 0 | 0 | 0 | 0
1983 | 12 | 30 | 0 | 0 | 0 | 0 | 0 | 0 | 0 | 0 | 0 | 0 | 0 | 0 | 0
1983 | 12 | 31 | 0 | 0 | 0 | 0 | 0 | 0 | 0 | 0 | 0 | 0 | 0 | 0 | 0
1984 | 1 | 1 | 0 | 0 | 0 | 0 | 0 | 0 | 0 | 0 | 0 | 0 | 0 | 0 | 0
1984 | 1 | 2 | 0 | 0 | 0 | 0 | 0 | 0 | 0 | 0 | 0 | 0 | 0 | 0 | 0
1984 | 1 | 3 | 0 | 0 | 0 | 0 | 0 | 0 | 0 | 0 | 0 | 0 | 0 | 0 | 0
1984 | 1 | 4 | 0 | 0 | 0 | 0 | 0 | 0 | 0 | 0 | 0 | 0 | 0 | 0 | 0
1984 | 1 | 5 | 0 | 0 | 0 | 0 | 0 | 0 | 0 | 0 | 0 | 0 | 0 | 0 | 0
1984 | 1 | 6 | 0 | 0 | 0 | 0 | 0 | 0 | 0 | 0 | 0 | 0 | 0 | 0 | 0
1984 | 1 | 7 | 0 | 0 | 0 | 0 | 0 | 0 | 0 | 0 | 0 | 0 | 0 | 0 | 0
1984 | 1 | 8 | 0 | 0 | 0 | 0 | 0 | 0 | 0 | 0 | 0 | 0 | 0 | 0 | 0
1984 | 1 | 9 | 0 | 0 | 0 | 0 | 0 | 0 | 0 | 0 | 0 | 0 | 0 | 0 | 0
1984 | 1 | 10 | 0.77 | 0.77 | 0.72 | 0 | 0.77 | 0.72 | 0 | 0 | 0 | 0 | 0 | 0 | 0
1984 | 1 | 11 | 0.02 | 0.02 | 0 | 0 | 0.02 | 0 | 0 | 0 | 0 | 0 | 0 | 0 | 0
1984 | 1 | 12 | 0 | 0 | 0 | 0 | 0 | 0 | 0 | 0 | 0 | 0 | 0 | 0 | 0
1984 | 1 | 13 | 0.02 | 0.02 | 0 | 0 | 0.02 | 0 | 0 | 0 | 0 | 0 | 0 | 0 | 0
1984 | 1 | 14 | 0 | 0 | 0 | 0 | 0 | 0 | 0 | 0 | 0 | 0 | 0 | 0 | 0
1984 | 1 | 15 | 0 | 0 | 0 | 0 | 0 | 0 | 0 | 0 | 0 | 0 | 0 | 0 | 0
1984 | 1 | 16 | 0.09 | 0.09 | 0.04 | 0 | 0.09 | 0.04 | 0 | 0 | 0 | 0 | 0 | 0 | 0
1984 | 1 | 17 | 0 | 0 | 0 | 0 | 0 | 0 | 0 | 0 | 0 | 0 | 0 | 0 | 0
1984 | 1 | 18 | 0.51 | 0.51 | 0.46 | 0 | 0.51 | 0.46 | 0 | 0 | 0 | 0 | 0 | 0 | 0
1984 | 1 | 19 | 0.04 | 0.04 | 0 | 0 | 0.04 | 0 | 0 | 0 | 0 | 0 | 0 | 0 | 0
1984 | 1 | 20 | 0 | 0 | 0 | 0 | 0 | 0 | 0 | 0 | 0 | 0 | 0 | 0 | 0
1984 | 1 | 21 | 0 | 0 | 0 | 0 | 0 | 0 | 0 | 0 | 0 | 0 | 0 | 0 | 0
1984 | 1 | 22 | 0 | 0 | 0 | 0 | 0 | 0 | 0 | 0 | 0 | 0 | 0 | 0 | 0
1984 | 1 | 23 | 0 | 0 | 0 | 0 | 0 | 0 | 0 | 0 | 0 | 0 | 0 | 0 | 0
1984 | 1 | 24 | 0.22 | 0.22 | 0.17 | 0 | 0.22 | 0.17 | 0 | 0 | 0 | 0 | 0 | 0 | 0
1984 | 1 | 25 | 0 | 0 | 0 | 0 | 0 | 0 | 0 | 0 | 0 | 0 | 0 | 0 | 0
1984 | 1 | 26 | 0 | 0 | 0 | 0 | 0 | 0 | 0 | 0 | 0 | 0 | 0 | 0 | 0
1984 | 1 | 27 | 0 | 0 | 0 | 0 | 0 | 0 | 0 | 0 | 0 | 0 | 0 | 0 | 0
1984 | 1 | 28 | 0 | 0 | 0 | 0 | 0 | 0 | 0 | 0 | 0 | 0 | 0 | 0 | 0
1984 | 1 | 29 | 0 | 0 | 0 | 0 | 0 | 0 | 0 | 0 | 0 | 0 | 0 | 0 | 0
1984 | 1 | 30 | 0.04 | 0.04 | 0 | 0 | 0.04 | 0 | 0 | 0 | 0 | 0 | 0 | 0 | 0
1984 | 1 | 31 | 0 | 0 | 0 | 0 | 0 | 0 | 0 | 0 | 0 | 0 | 0 | 0 | 0
1984 | 2 | 1 | 0 | 0 | 0 | 0 | 0 | 0 | 0 | 0 | 0 | 0 | 0 | 0 | 0
1984 | 2 | 2 | 0 | 0 | 0 | 0 | 0 | 0 | 0 | 0 | 0 | 0 | 0 | 0 | 0
1984 | 2 | 3 | 0.25 | 0.25 | 0.2 | 0 | 0.25 | 0.2 | 0 | 0 | 0 | 0 | 0 | 0 | 0
1984 | 2 | 4 | 0 | 0 | 0 | 0 | 0 | 0 | 0 | 0 | 0 | 0 | 0 | 0 | 0
1984 | 2 | 5 | 0.27 | 0.27 | 0.22 | 0 | 0.27 | 0.22 | 0 | 0 | 0 | 0 | 0 | 0 | 0
1984 | 2 | 6 | 0 | 0 | 0 | 0 | 0 | 0 | 0 | 0 | 0 | 0 | 0 | 0 | 0
1984 | 2 | 7 | 0 | 0 | 0 | 0 | 0 | 0 | 0 | 0 | 0 | 0 | 0 | 0 | 0
1984 | 2 | 8 | 0 | 0 | 0 | 0 | 0 | 0 | 0 | 0 | 0 | 0 | 0 | 0 | 0
1984 | 2 | 9 | 0 | 0 | 0 | 0 | 0 | 0 | 0 | 0 | 0 | 0 | 0 | 0 | 0
1984 | 2 | 10 | 0 | 0 | 0 | 0 | 0 | 0 | 0 | 0 | 0 | 0 | 0 | 0 | 0
1984 | 2 | 11 | 0.01 | 0.01 | 0 | 0 | 0.01 | 0 | 0 | 0 | 0 | 0 | 0 | 0 | 0
1984 | 2 | 12 | 0 | 0 | 0 | 0 | 0 | 0 | 0 | 0 | 0 | 0 | 0 | 0 | 0
1984 | 2 | 13 | 0.02 | 0.02 | 0 | 0 | 0.02 | 0 | 0 | 0 | 0 | 0 | 0 | 0 | 0
1984 | 2 | 14 | 0.93 | 0.93 | 0.88 | 0 | 0.93 | 0.88 | 0 | 0 | 0 | 0 | 0 | 0 | 0
1984 | 2 | 15 | 0.46 | 0.46 | 0.41 | 0 | 0.46 | 0.41 | 0 | 0 | 0 | 0 | 0 | 0 | 0
1984 | 2 | 16 | 0 | 0 | 0 | 0 | 0 | 0 | 0 | 0 | 0 | 0 | 0 | 0 | 0
1984 | 2 | 17 | 0.09 | 0.09 | 0.04 | 0 | 0.09 | 0.04 | 0 | 0 | 0 | 0 | 0 | 0 | 0
1984 | 2 | 18 | 0 | 0 | 0 | 0 | 0 | 0 | 0 | 0 | 0 | 0 | 0 | 0 | 0
1984 | 2 | 19 | 0 | 0 | 0 | 0 | 0 | 0 | 0 | 0 | 0 | 0 | 0 | 0 | 0
1984 | 2 | 20 | 0 | 0 | 0 | 0 | 0 | 0 | 0 | 0 | 0 | 0 | 0 | 0 | 0
1984 | 2 | 21 | 0 | 0 | 0 | 0 | 0 | 0 | 0 | 0 | 0 | 0 | 0 | 0 | 0
1984 | 2 | 22 | 0 | 0 | 0 | 0 | 0 | 0 | 0 | 0 | 0 | 0 | 0 | 0 | 0
1984 | 2 | 23 | 0.51 | 0.51 | 0.46 | 0 | 0.51 | 0.46 | 0 | 0 | 0 | 0 | 0 | 0 | 0
1984 | 2 | 24 | 0.22 | 0.22 | 0.17 | 0 | 0.22 | 0.17 | 0 | 0 | 0 | 0 | 0 | 0 | 0
1984 | 2 | 25 | 0.04 | 0.04 | 0 | 0 | 0.04 | 0 | 0 | 0 | 0 | 0 | 0 | 0 | 0
1984 | 2 | 26 | 0 | 0 | 0 | 0 | 0 | 0 | 0 | 0 | 0 | 0 | 0 | 0 | 0
1984 | 2 | 27 | 0.13 | 0.13 | 0.08 | 0 | 0.13 | 0.08 | 0 | 0 | 0 | 0 | 0 | 0 | 0
1984 | 2 | 28 | 0.5 | 0.5 | 0.45 | 0 | 0.5 | 0.45 | 0 | 0 | 0 | 0 | 0 | 0 | 0
1984 | 2 | 29 | 0 | 0 | 0 | 0 | 0 | 0 | 0 | 0 | 0 | 0 | 0 | 0 | 0
1984 | 3 | 1 | 0 | 0 | 0 | 0 | 0 | 0 | 0 | 0 | 0 | 0 | 0 | 0 | 0
1984 | 3 | 2 | 0 | 0 | 0 | 0 | 0 | 0 | 0 | 0 | 0 | 0 | 0 | 0 | 0
1984 | 3 | 3 | 0 | 0 | 0 | 0 | 0 | 0 | 0 | 0 | 0 | 0 | 0 | 0 | 0
1984 | 3 | 4 | 0 | 0 | 0 | 0 | 0 | 0 | 0 | 0 | 0 | 0 | 0 | 0 | 0
1984 | 3 | 5 | 0.36 | 0.36 | 0.31 | 0 | 0.36 | 0.31 | 0 | 0 | 0 | 0 | 0 | 0 | 0
1984 | 3 | 6 | 0.07 | 0.07 | 0.02 | 0 | 0.07 | 0.02 | 0 | 0 | 0 | 0 | 0 | 0 | 0
1984 | 3 | 7 | 0 | 0 | 0 | 0 | 0 | 0 | 0 | 0 | 0 | 0 | 0 | 0 | 0
1984 | 3 | 8 | 0.26 | 0.26 | 0.21 | 0 | 0.26 | 0.21 | 0 | 0 | 0 | 0 | 0 | 0 | 0
1984 | 3 | 9 | 0 | 0 | 0 | 0 | 0 | 0 | 0 | 0 | 0 | 0 | 0 | 0 | 0
1984 | 3 | 10 | 0 | 0 | 0 | 0 | 0 | 0 | 0 | 0 | 0 | 0 | 0 | 0 | 0
1984 | 3 | 11 | 0 | 0 | 0 | 0 | 0 | 0 | 0 | 0 | 0 | 0 | 0 | 0 | 0
1984 | 3 | 12 | 0 | 0 | 0 | 0 | 0 | 0 | 0 | 0 | 0 | 0 | 0 | 0 | 0
1984 | 3 | 13 | 0.72 | 0.72 | 0.67 | 0 | 0.72 | 0.67 | 0 | 0 | 0 | 0 | 0 | 0 | 0
1984 | 3 | 14 | 0 | 0 | 0 | 0 | 0 | 0 | 0 | 0 | 0 | 0 | 0 | 0 | 0
1984 | 3 | 15 | 0 | 0 | 0 | 0 | 0 | 0 | 0 | 0 | 0 | 0 | 0 | 0 | 0
1984 | 3 | 16 | 0 | 0 | 0 | 0 | 0 | 0 | 0 | 0 | 0 | 0 | 0 | 0 | 0
1984 | 3 | 17 | 0 | 0 | 0 | 0 | 0 | 0 | 0 | 0 | 0 | 0 | 0 | 0 | 0
1984 | 3 | 18 | 0 | 0 | 0 | 0 | 0 | 0 | 0 | 0 | 0 | 0 | 0 | 0 | 0
1984 | 3 | 19 | 0 | 0 | 0 | 0 | 0 | 0 | 0 | 0 | 0 | 0 | 0 | 0 | 0
1984 | 3 | 20 | 0 | 0 | 0 | 0 | 0 | 0 | 0 | 0 | 0 | 0 | 0 | 0 | 0
1984 | 3 | 21 | 0.61 | 0.61 | 0.56 | 0 | 0.61 | 0.56 | 0 | 0 | 0 | 0 | 0 | 0 | 0
1984 | 3 | 22 | 0 | 0 | 0 | 0 | 0 | 0 | 0 | 0 | 0 | 0 | 0 | 0 | 0
1984 | 3 | 23 | 0 | 0 | 0 | 0 | 0 | 0 | 0 | 0 | 0 | 0 | 0 | 0 | 0
1984 | 3 | 24 | 0 | 0 | 0 | 0 | 0 | 0 | 0 | 0 | 0 | 0 | 0 | 0 | 0
1984 | 3 | 25 | 0.89 | 0.89 | 0.84 | 0 | 0.89 | 0.84 | 0 | 0 | 0 | 0 | 0 | 0 | 0
1984 | 3 | 26 | 0.69 | 0.69 | 0.64 | 0 | 0.69 | 0.64 | 0 | 0 | 0 | 0 | 0 | 0 | 0
1984 | 3 | 27 | 0.01 | 0.01 | 0 | 0 | 0.01 | 0 | 0 | 0 | 0 | 0 | 0 | 0 | 0
1984 | 3 | 28 | 1.3 | 1 | 0.95 | 0 | 1 | 0.95 | 0 | 0 | 0 | 0 | 0 | 0 | 0
1984 | 3 | 29 | 1.23 | 1 | 0.95 | 0 | 1 | 0.95 | 0 | 0 | 0 | 0 | 0 | 0 | 0
1984 | 3 | 30 | 0 | 0 | 0 | 0 | 0 | 0 | 0 | 0 | 0 | 0 | 0 | 0 | 0
1984 | 3 | 31 | 0 | 0 | 0 | 0 | 0 | 0 | 0 | 0 | 0 | 0 | 0 | 0 | 0
1984 | 4 | 1 | 0 | 0 | 0 | 0 | 0 | 0 | 0 | 0 | 0 | 0 | 0 | 0 | 0
1984 | 4 | 2 | 0 | 0 | 0 | 0 | 0 | 0 | 0 | 0 | 0 | 0 | 0 | 0 | 0
1984 | 4 | 3 | 0 | 0 | 0 | 0 | 0 | 0 | 0 | 0 | 0 | 0 | 0 | 0 | 0
1984 | 4 | 4 | 0.97 | 0.97 | 0.92 | 0 | 0.97 | 0.92 | 0 | 0 | 0 | 0 | 0 | 0 | 0
1984 | 4 | 5 | 0.26 | 0.26 | 0.21 | 0 | 0.26 | 0.21 | 0 | 0 | 0 | 0 | 0 | 0 | 0
1984 | 4 | 6 | 0 | 0 | 0 | 0 | 0 | 0 | 0 | 0 | 0 | 0 | 0 | 0 | 0
1984 | 4 | 7 | 0 | 0 | 0 | 0 | 0 | 0 | 0 | 0 | 0 | 0 | 0 | 0 | 0
1984 | 4 | 8 | 0 | 0 | 0 | 0 | 0 | 0 | 0 | 0 | 0 | 0 | 0 | 0 | 0
1984 | 4 | 9 | 0 | 0 | 0 | 0 | 0 | 0 | 0 | 0 | 0 | 0 | 0 | 0 | 0
1984 | 4 | 10 | 0 | 0 | 0 | 0 | 0 | 0 | 0 | 0 | 0 | 0 | 0 | 0 | 0
1984 | 4 | 11 | 0 | 0 | 0 | 0 | 0 | 0 | 0 | 0 | 0 | 0 | 0 | 0 | 0
1984 | 4 | 12 | 0 | 0 | 0 | 0 | 0 | 0 | 0 | 0 | 0 | 0 | 0 | 0 | 0
1984 | 4 | 13 | 0.42 | 0.42 | 0.37 | 0 | 0.42 | 0.37 | 0 | 0 | 0 | 0 | 0 | 0 | 0
1984 | 4 | 14 | 0.25 | 0.25 | 0.2 | 0 | 0.25 | 0.2 | 0 | 0 | 0 | 0 | 0 | 0 | 0
1984 | 4 | 15 | 0.3 | 0.3 | 0.25 | 0 | 0.3 | 0.25 | 0 | 0 | 0 | 0 | 0 | 0 | 0
1984 | 4 | 16 | 0.25 | 0.25 | 0.2 | 0 | 0.25 | 0.2 | 0 | 0 | 0 | 0 | 0 | 0 | 0
1984 | 4 | 17 | 0.01 | 0.01 | 0 | 0 | 0.01 | 0 | 0 | 0 | 0 | 0 | 0 | 0 | 0
1984 | 4 | 18 | 0.02 | 0.02 | 0 | 0 | 0.02 | 0 | 0 | 0 | 0 | 0 | 0 | 0 | 0
1984 | 4 | 19 | 0 | 0 | 0 | 0 | 0 | 0 | 0 | 0 | 0 | 0 | 0 | 0 | 0
1984 | 4 | 20 | 0 | 0 | 0 | 0 | 0 | 0 | 0 | 0 | 0 | 0 | 0 | 0 | 0
1984 | 4 | 21 | 0 | 0 | 0 | 0 | 0 | 0 | 0 | 0 | 0 | 0 | 0 | 0 | 0
1984 | 4 | 22 | 0.4 | 0.4 | 0.35 | 0 | 0.4 | 0.35 | 0 | 0 | 0 | 0 | 0 | 0 | 0
1984 | 4 | 23 | 0.29 | 0.29 | 0.24 | 0 | 0.29 | 0.24 | 0 | 0 | 0 | 0 | 0 | 0 | 0
1984 | 4 | 24 | 0.03 | 0.03 | 0 | 0 | 0.03 | 0 | 0 | 0 | 0 | 0 | 0 | 0 | 0
1984 | 4 | 25 | 0 | 0 | 0 | 0 | 0 | 0 | 0 | 0 | 0 | 0 | 0 | 0 | 0
1984 | 4 | 26 | 0 | 0 | 0 | 0 | 0 | 0 | 0 | 0 | 0 | 0 | 0 | 0 | 0
1984 | 4 | 27 | 0 | 0 | 0 | 0 | 0 | 0 | 0 | 0 | 0 | 0 | 0 | 0 | 0
1984 | 4 | 28 | 0.31 | 0.31 | 0.26 | 0 | 0.31 | 0.26 | 0 | 0 | 0 | 0 | 0 | 0 | 0
1984 | 4 | 29 | 0.16 | 0.16 | 0.11 | 0 | 0.16 | 0.11 | 0 | 0 | 0 | 0 | 0 | 0 | 0
1984 | 4 | 30 | 0.04 | 0.04 | 0 | 0 | 0.04 | 0 | 0 | 0 | 0 | 0 | 0 | 0 | 0
1984 | 5 | 1 | 0 | 0 | 0 | 0 | 0 | 0 | 0 | 0 | 0 | 0 | 0 | 0 | 0
1984 | 5 | 2 | 0 | 0 | 0 | 0 | 0 | 0 | 0 | 0 | 0 | 0 | 0 | 0 | 0
1984 | 5 | 3 | 0.89 | 0.89 | 0.84 | 0 | 0.89 | 0.84 | 0 | 0 | 0 | 0 | 0 | 0 | 0
1984 | 5 | 4 | 0.08 | 0.08 | 0.03 | 0 | 0.08 | 0.03 | 0 | 0 | 0 | 0 | 0 | 0 | 0
1984 | 5 | 5 | 0 | 0 | 0 | 0 | 0 | 0 | 0 | 0 | 0 | 0 | 0 | 0 | 0
1984 | 5 | 6 | 0.16 | 0.16 | 0.11 | 0 | 0.16 | 0.11 | 0 | 0 | 0 | 0 | 0 | 0 | 0
1984 | 5 | 7 | 0.06 | 0.06 | 0.01 | 0 | 0.06 | 0.01 | 0 | 0 | 0 | 0 | 0 | 0 | 0
1984 | 5 | 8 | 0.61 | 0.61 | 0.56 | 0 | 0.61 | 0.56 | 0 | 0 | 0 | 0 | 0 | 0 | 0
1984 | 5 | 9 | 0 | 0 | 0 | 0 | 0 | 0 | 0 | 0 | 0 | 0 | 0 | 0 | 0
1984 | 5 | 10 | 0 | 0 | 0 | 0 | 0 | 0 | 0 | 0 | 0 | 0 | 0 | 0 | 0
1984 | 5 | 11 | 0 | 0 | 0 | 0 | 0 | 0 | 0 | 0 | 0 | 0 | 0 | 0 | 0
1984 | 5 | 12 | 0 | 0 | 0 | 0 | 0 | 0 | 0 | 0 | 0 | 0 | 0 | 0 | 0
1984 | 5 | 13 | 0 | 0 | 0 | 0 | 0 | 0 | 0 | 0 | 0 | 0 | 0 | 0 | 0
1984 | 5 | 14 | 0 | 0 | 0 | 0 | 0 | 0 | 0 | 0 | 0 | 0 | 0 | 0 | 0
1984 | 5 | 15 | 0 | 0 | 0 | 0 | 0 | 0 | 0 | 0 | 0 | 0 | 0 | 0 | 0
1984 | 5 | 16 | 0 | 0 | 0 | 0 | 0 | 0 | 0 | 0 | 0 | 0 | 0 | 0 | 0
1984 | 5 | 17 | 0 | 0 | 0 | 0 | 0 | 0 | 0 | 0 | 0 | 0 | 0 | 0 | 0
1984 | 5 | 18 | 0 | 0 | 0 | 0 | 0 | 0 | 0 | 0 | 0 | 0 | 0 | 0 | 0
1984 | 5 | 19 | 0.01 | 0.01 | 0 | 0 | 0.01 | 0 | 0 | 0 | 0 | 0 | 0 | 0 | 0
1984 | 5 | 20 | 0 | 0 | 0 | 0 | 0 | 0 | 0 | 0 | 0 | 0 | 0 | 0 | 0
1984 | 5 | 21 | 0 | 0 | 0 | 0 | 0 | 0 | 0 | 0 | 0 | 0 | 0 | 0 | 0
1984 | 5 | 22 | 0 | 0 | 0 | 0 | 0 | 0 | 0 | 0 | 0 | 0 | 0 | 0 | 0
1984 | 5 | 23 | 0.88 | 0.88 | 0.83 | 0 | 0.88 | 0.83 | 0 | 0 | 0 | 0 | 0 | 0 | 0
1984 | 5 | 24 | 0 | 0 | 0 | 0 | 0 | 0 | 0 | 0 | 0 | 0 | 0 | 0 | 0
1984 | 5 | 25 | 0 | 0 | 0 | 0 | 0 | 0 | 0 | 0 | 0 | 0 | 0 | 0 | 0
1984 | 5 | 26 | 0.44 | 0.44 | 0.39 | 0 | 0.44 | 0.39 | 0 | 0 | 0 | 0 | 0 | 0 | 0
1984 | 5 | 27 | 0.02 | 0.02 | 0 | 0 | 0.02 | 0 | 0 | 0 | 0 | 0 | 0 | 0 | 0
1984 | 5 | 28 | 0.02 | 0.02 | 0 | 0 | 0.02 | 0 | 0 | 0 | 0 | 0 | 0 | 0 | 0
1984 | 5 | 29 | 0.38 | 0.38 | 0.33 | 0 | 0.38 | 0.33 | 0 | 0 | 0 | 0 | 0 | 0 | 0
1984 | 5 | 30 | 0.25 | 0.25 | 0.2 | 0 | 0.25 | 0.2 | 0 | 0 | 0 | 0 | 0 | 0 | 0
1984 | 5 | 31 | 0 | 0 | 0 | 0 | 0 | 0 | 0 | 0 | 0 | 0 | 0 | 0 | 0
1984 | 6 | 1 | 0 | 0 | 0 | 0 | 0 | 0 | 0 | 0 | 0 | 0 | 0 | 0 | 0
1984 | 6 | 2 | 0 | 0 | 0 | 0 | 0 | 0 | 0 | 0 | 0 | 0 | 0 | 0 | 0
1984 | 6 | 3 | 0 | 0 | 0 | 0 | 0 | 0 | 0 | 0 | 0 | 0 | 0 | 0 | 0
1984 | 6 | 4 | 0 | 0 | 0 | 0 | 0 | 0 | 0 | 0 | 0 | 0 | 0 | 0 | 0
1984 | 6 | 5 | 0 | 0 | 0 | 0 | 0 | 0 | 0 | 0 | 0 | 0 | 0 | 0 | 0
1984 | 6 | 6 | 0 | 0 | 0 | 0 | 0 | 0 | 0 | 0 | 0 | 0 | 0 | 0 | 0
1984 | 6 | 7 | 0 | 0 | 0 | 0 | 0 | 0 | 0 | 0 | 0 | 0 | 0 | 0 | 0
1984 | 6 | 8 | 0 | 0 | 0 | 0 | 0 | 0 | 0 | 0 | 0 | 0 | 0 | 0 | 0
1984 | 6 | 9 | 0 | 0 | 0 | 0 | 0 | 0 | 0 | 0 | 0 | 0 | 0 | 0 | 0
1984 | 6 | 10 | 0 | 0 | 0 | 0 | 0 | 0 | 0 | 0 | 0 | 0 | 0 | 0 | 0
1984 | 6 | 11 | 0 | 0 | 0 | 0 | 0 | 0 | 0 | 0 | 0 | 0 | 0 | 0 | 0
1984 | 6 | 12 | 0 | 0 | 0 | 0 | 0 | 0 | 0 | 0 | 0 | 0 | 0 | 0 | 0
1984 | 6 | 13 | 0 | 0 | 0 | 0 | 0 | 0 | 0 | 0 | 0 | 0 | 0 | 0 | 0
1984 | 6 | 14 | 0.05 | 0.05 | 0 | 0 | 0.05 | 0 | 0 | 0 | 0 | 0 | 0 | 0 | 0
1984 | 6 | 15 | 0 | 0 | 0 | 0 | 0 | 0 | 0 | 0 | 0 | 0 | 0 | 0 | 0
1984 | 6 | 16 | 0.04 | 0.04 | 0 | 0 | 0.04 | 0 | 0 | 0 | 0 | 0 | 0 | 0 | 0
1984 | 6 | 17 | 0.01 | 0.01 | 0 | 0 | 0.01 | 0 | 0 | 0 | 0 | 0 | 0 | 0 | 0
1984 | 6 | 18 | 0.28 | 0.28 | 0.23 | 0 | 0.28 | 0.23 | 0 | 0 | 0 | 0 | 0 | 0 | 0
1984 | 6 | 19 | 0 | 0 | 0 | 0 | 0 | 0 | 0 | 0 | 0 | 0 | 0 | 0 | 0
1984 | 6 | 20 | 0 | 0 | 0 | 0 | 0 | 0 | 0 | 0 | 0 | 0 | 0 | 0 | 0
1984 | 6 | 21 | 0 | 0 | 0 | 0 | 0 | 0 | 0 | 0 | 0 | 0 | 0 | 0 | 0
1984 | 6 | 22 | 0 | 0 | 0 | 0 | 0 | 0 | 0 | 0 | 0 | 0 | 0 | 0 | 0
1984 | 6 | 23 | 0 | 0 | 0 | 0 | 0 | 0 | 0 | 0 | 0 | 0 | 0 | 0 | 0
1984 | 6 | 24 | 0.06 | 0.06 | 0.01 | 0 | 0.06 | 0.01 | 0 | 0 | 0 | 0 | 0 | 0 | 0
1984 | 6 | 25 | 0 | 0 | 0 | 0 | 0 | 0 | 0 | 0 | 0 | 0 | 0 | 0 | 0
1984 | 6 | 26 | 0 | 0 | 0 | 0 | 0 | 0 | 0 | 0 | 0 | 0 | 0 | 0 | 0
1984 | 6 | 27 | 0 | 0 | 0 | 0 | 0 | 0 | 0 | 0 | 0 | 0 | 0 | 0 | 0
1984 | 6 | 28 | 0.03 | 0.03 | 0 | 0 | 0.03 | 0 | 0 | 0 | 0 | 0 | 0 | 0 | 0
1984 | 6 | 29 | 0.31 | 0.31 | 0.26 | 0 | 0.31 | 0.26 | 0 | 0 | 0 | 0 | 0 | 0 | 0
1984 | 6 | 30 | 1.23 | 1 | 0.95 | 0 | 1 | 0.95 | 0 | 0 | 0 | 0 | 0 | 0 | 0
1984 | 7 | 1 | 0.55 | 0.55 | 0.5 | 0 | 0.55 | 0.5 | 0 | 0 | 0 | 0 | 0 | 0 | 0
1984 | 7 | 2 | 0.24 | 0.24 | 0.19 | 0 | 0.24 | 0.19 | 0 | 0 | 0 | 0 | 0 | 0 | 0
1984 | 7 | 3 | 0 | 0 | 0 | 0 | 0 | 0 | 0 | 0 | 0 | 0 | 0 | 0 | 0
1984 | 7 | 4 | 0 | 0 | 0 | 0 | 0 | 0 | 0 | 0 | 0 | 0 | 0 | 0 | 0
1984 | 7 | 5 | 0.37 | 0.37 | 0.32 | 0 | 0.37 | 0.32 | 0 | 0 | 0 | 0 | 0 | 0 | 0
1984 | 7 | 6 | 0.5 | 0.5 | 0.45 | 0 | 0.5 | 0.45 | 0 | 0 | 0 | 0 | 0 | 0 | 0
1984 | 7 | 7 | 0.08 | 0.08 | 0.03 | 0 | 0.08 | 0.03 | 0 | 0 | 0 | 0 | 0 | 0 | 0
1984 | 7 | 8 | 0 | 0 | 0 | 0 | 0 | 0 | 0 | 0 | 0 | 0 | 0 | 0 | 0
1984 | 7 | 9 | 0 | 0 | 0 | 0 | 0 | 0 | 0 | 0 | 0 | 0 | 0 | 0 | 0
1984 | 7 | 10 | 0.11 | 0.11 | 0.06 | 0 | 0.11 | 0.06 | 0 | 0 | 0 | 0 | 0 | 0 | 0
1984 | 7 | 11 | 0.06 | 0.06 | 0.01 | 0 | 0.06 | 0.01 | 0 | 0 | 0 | 0 | 0 | 0 | 0
1984 | 7 | 12 | 0 | 0 | 0 | 0 | 0 | 0 | 0 | 0 | 0 | 0 | 0 | 0 | 0
1984 | 7 | 13 | 0 | 0 | 0 | 0 | 0 | 0 | 0 | 0 | 0 | 0 | 0 | 0 | 0
1984 | 7 | 14 | 0 | 0 | 0 | 0 | 0 | 0 | 0 | 0 | 0 | 0 | 0 | 0 | 0
1984 | 7 | 15 | 0 | 0 | 0 | 0 | 0 | 0 | 0 | 0 | 0 | 0 | 0 | 0 | 0
1984 | 7 | 16 | 0.04 | 0.04 | 0 | 0 | 0.04 | 0 | 0 | 0 | 0 | 0 | 0 | 0 | 0
1984 | 7 | 17 | 0 | 0 | 0 | 0 | 0 | 0 | 0 | 0 | 0 | 0 | 0 | 0 | 0
1984 | 7 | 18 | 0.68 | 0.68 | 0.63 | 0 | 0.68 | 0.63 | 0 | 0 | 0 | 0 | 0 | 0 | 0
1984 | 7 | 19 | 0 | 0 | 0 | 0 | 0 | 0 | 0 | 0 | 0 | 0 | 0 | 0 | 0
1984 | 7 | 20 | 0 | 0 | 0 | 0 | 0 | 0 | 0 | 0 | 0 | 0 | 0 | 0 | 0
1984 | 7 | 21 | 1.15 | 1 | 0.95 | 0 | 1 | 0.95 | 0 | 0 | 0 | 0 | 0 | 0 | 0
1984 | 7 | 22 | 0.17 | 0.17 | 0.12 | 0 | 0.17 | 0.12 | 0 | 0 | 0 | 0 | 0 | 0 | 0
1984 | 7 | 23 | 0 | 0 | 0 | 0 | 0 | 0 | 0 | 0 | 0 | 0 | 0 | 0 | 0
1984 | 7 | 24 | 0 | 0 | 0 | 0 | 0 | 0 | 0 | 0 | 0 | 0 | 0 | 0 | 0
1984 | 7 | 25 | 0 | 0 | 0 | 0 | 0 | 0 | 0 | 0 | 0 | 0 | 0 | 0 | 0
1984 | 7 | 26 | 0.11 | 0.11 | 0.06 | 0 | 0.11 | 0.06 | 0 | 0 | 0 | 0 | 0 | 0 | 0
1984 | 7 | 27 | 0.02 | 0.02 | 0 | 0 | 0.02 | 0 | 0 | 0 | 0 | 0 | 0 | 0 | 0
1984 | 7 | 28 | 0 | 0 | 0 | 0 | 0 | 0 | 0 | 0 | 0 | 0 | 0 | 0 | 0
1984 | 7 | 29 | 0 | 0 | 0 | 0 | 0 | 0 | 0 | 0 | 0 | 0 | 0 | 0 | 0
1984 | 7 | 30 | 0.01 | 0.01 | 0 | 0 | 0.01 | 0 | 0 | 0 | 0 | 0 | 0 | 0 | 0
1984 | 7 | 31 | 0 | 0 | 0 | 0 | 0 | 0 | 0 | 0 | 0 | 0 | 0 | 0 | 0
1984 | 8 | 1 | 0.06 | 0.06 | 0.01 | 0 | 0.06 | 0.01 | 0 | 0 | 0 | 0 | 0 | 0 | 0
1984 | 8 | 2 | 0.22 | 0.22 | 0.17 | 0 | 0.22 | 0.17 | 0 | 0 | 0 | 0 | 0 | 0 | 0
1984 | 8 | 3 | 0.29 | 0.29 | 0.24 | 0 | 0.29 | 0.24 | 0 | 0 | 0 | 0 | 0 | 0 | 0
1984 | 8 | 4 | 0.02 | 0.02 | 0 | 0 | 0.02 | 0 | 0 | 0 | 0 | 0 | 0 | 0 | 0
1984 | 8 | 5 | 0 | 0 | 0 | 0 | 0 | 0 | 0 | 0 | 0 | 0 | 0 | 0 | 0
1984 | 8 | 6 | 0 | 0 | 0 | 0 | 0 | 0 | 0 | 0 | 0 | 0 | 0 | 0 | 0
1984 | 8 | 7 | 0.07 | 0.07 | 0.02 | 0 | 0.07 | 0.02 | 0 | 0 | 0 | 0 | 0 | 0 | 0
1984 | 8 | 8 | 0 | 0 | 0 | 0 | 0 | 0 | 0 | 0 | 0 | 0 | 0 | 0 | 0
1984 | 8 | 9 | 0.01 | 0.01 | 0 | 0 | 0.01 | 0 | 0 | 0 | 0 | 0 | 0 | 0 | 0
1984 | 8 | 10 | 0.03 | 0.03 | 0 | 0 | 0.03 | 0 | 0 | 0 | 0 | 0 | 0 | 0 | 0
1984 | 8 | 11 | 0 | 0 | 0 | 0 | 0 | 0 | 0 | 0 | 0 | 0 | 0 | 0 | 0
1984 | 8 | 12 | 0.19 | 0.19 | 0.14 | 0 | 0.19 | 0.14 | 0 | 0 | 0 | 0 | 0 | 0 | 0
1984 | 8 | 13 | 0.57 | 0.57 | 0.52 | 0 | 0.57 | 0.52 | 0 | 0 | 0 | 0 | 0 | 0 | 0
1984 | 8 | 14 | 0.13 | 0.13 | 0.08 | 0 | 0.13 | 0.08 | 0 | 0 | 0 | 0 | 0 | 0 | 0
1984 | 8 | 15 | 0 | 0 | 0 | 0 | 0 | 0 | 0 | 0 | 0 | 0 | 0 | 0 | 0
1984 | 8 | 16 | 0 | 0 | 0 | 0 | 0 | 0 | 0 | 0 | 0 | 0 | 0 | 0 | 0
1984 | 8 | 17 | 0 | 0 | 0 | 0 | 0 | 0 | 0 | 0 | 0 | 0 | 0 | 0 | 0
1984 | 8 | 18 | 0 | 0 | 0 | 0 | 0 | 0 | 0 | 0 | 0 | 0 | 0 | 0 | 0
1984 | 8 | 19 | 0.71 | 0.71 | 0.66 | 0 | 0.71 | 0.66 | 0 | 0 | 0 | 0 | 0 | 0 | 0
1984 | 8 | 20 | 0 | 0 | 0 | 0 | 0 | 0 | 0 | 0 | 0 | 0 | 0 | 0 | 0
1984 | 8 | 21 | 0 | 0 | 0 | 0 | 0 | 0 | 0 | 0 | 0 | 0 | 0 | 0 | 0
1984 | 8 | 22 | 0 | 0 | 0 | 0 | 0 | 0 | 0 | 0 | 0 | 0 | 0 | 0 | 0
1984 | 8 | 23 | 0 | 0 | 0 | 0 | 0 | 0 | 0 | 0 | 0 | 0 | 0 | 0 | 0
1984 | 8 | 24 | 0 | 0 | 0 | 0 | 0 | 0 | 0 | 0 | 0 | 0 | 0 | 0 | 0
1984 | 8 | 25 | 0 | 0 | 0 | 0 | 0 | 0 | 0 | 0 | 0 | 0 | 0 | 0 | 0
1984 | 8 | 26 | 0 | 0 | 0 | 0 | 0 | 0 | 0 | 0 | 0 | 0 | 0 | 0 | 0
1984 | 8 | 27 | 0 | 0 | 0 | 0 | 0 | 0 | 0 | 0 | 0 | 0 | 0 | 0 | 0
1984 | 8 | 28 | 0 | 0 | 0 | 0 | 0 | 0 | 0 | 0 | 0 | 0 | 0 | 0 | 0
1984 | 8 | 29 | 0 | 0 | 0 | 0 | 0 | 0 | 0 | 0 | 0 | 0 | 0 | 0 | 0
1984 | 8 | 30 | 0 | 0 | 0 | 0 | 0 | 0 | 0 | 0 | 0 | 0 | 0 | 0 | 0
1984 | 8 | 31 | 0 | 0 | 0 | 0 | 0 | 0 | 0 | 0 | 0 | 0 | 0 | 0 | 0
1984 | 9 | 1 | 0 | 0 | 0 | 0 | 0 | 0 | 0 | 0 | 0 | 0 | 0 | 0 | 0
1984 | 9 | 2 | 0 | 0 | 0 | 0 | 0 | 0 | 0 | 0 | 0 | 0 | 0 | 0 | 0
1984 | 9 | 3 | 0.73 | 0.73 | 0.68 | 0 | 0.73 | 0.68 | 0 | 0 | 0 | 0 | 0 | 0 | 0
1984 | 9 | 4 | 0.06 | 0.06 | 0.01 | 0 | 0.06 | 0.01 | 0 | 0 | 0 | 0 | 0 | 0 | 0
1984 | 9 | 5 | 0 | 0 | 0 | 0 | 0 | 0 | 0 | 0 | 0 | 0 | 0 | 0 | 0
1984 | 9 | 6 | 0 | 0 | 0 | 0 | 0 | 0 | 0 | 0 | 0 | 0 | 0 | 0 | 0
1984 | 9 | 7 | 0 | 0 | 0 | 0 | 0 | 0 | 0 | 0 | 0 | 0 | 0 | 0 | 0
1984 | 9 | 8 | 0 | 0 | 0 | 0 | 0 | 0 | 0 | 0 | 0 | 0 | 0 | 0 | 0
1984 | 9 | 9 | 0 | 0 | 0 | 0 | 0 | 0 | 0 | 0 | 0 | 0 | 0 | 0 | 0
1984 | 9 | 10 | 0.01 | 0.01 | 0 | 0 | 0.01 | 0 | 0 | 0 | 0 | 0 | 0 | 0 | 0
1984 | 9 | 11 | 0 | 0 | 0 | 0 | 0 | 0 | 0 | 0 | 0 | 0 | 0 | 0 | 0
1984 | 9 | 12 | 0 | 0 | 0 | 0 | 0 | 0 | 0 | 0 | 0 | 0 | 0 | 0 | 0
1984 | 9 | 13 | 0 | 0 | 0 | 0 | 0 | 0 | 0 | 0 | 0 | 0 | 0 | 0 | 0
1984 | 9 | 14 | 0.63 | 0.63 | 0.58 | 0 | 0.63 | 0.58 | 0 | 0 | 0 | 0 | 0 | 0 | 0
1984 | 9 | 15 | 0.03 | 0.03 | 0 | 0 | 0.03 | 0 | 0 | 0 | 0 | 0 | 0 | 0 | 0
1984 | 9 | 16 | 0 | 0 | 0 | 0 | 0 | 0 | 0 | 0 | 0 | 0 | 0 | 0 | 0
1984 | 9 | 17 | 0 | 0 | 0 | 0 | 0 | 0 | 0 | 0 | 0 | 0 | 0 | 0 | 0
1984 | 9 | 18 | 0 | 0 | 0 | 0 | 0 | 0 | 0 | 0 | 0 | 0 | 0 | 0 | 0
1984 | 9 | 19 | 0 | 0 | 0 | 0 | 0 | 0 | 0 | 0 | 0 | 0 | 0 | 0 | 0
1984 | 9 | 20 | 0 | 0 | 0 | 0 | 0 | 0 | 0 | 0 | 0 | 0 | 0 | 0 | 0
1984 | 9 | 21 | 0 | 0 | 0 | 0 | 0 | 0 | 0 | 0 | 0 | 0 | 0 | 0 | 0
1984 | 9 | 22 | 0 | 0 | 0 | 0 | 0 | 0 | 0 | 0 | 0 | 0 | 0 | 0 | 0
1984 | 9 | 23 | 0 | 0 | 0 | 0 | 0 | 0 | 0 | 0 | 0 | 0 | 0 | 0 | 0
1984 | 9 | 24 | 0 | 0 | 0 | 0 | 0 | 0 | 0 | 0 | 0 | 0 | 0 | 0 | 0
1984 | 9 | 25 | 0 | 0 | 0 | 0 | 0 | 0 | 0 | 0 | 0 | 0 | 0 | 0 | 0
1984 | 9 | 26 | 0 | 0 | 0 | 0 | 0 | 0 | 0 | 0 | 0 | 0 | 0 | 0 | 0
1984 | 9 | 27 | 0.24 | 0.24 | 0.19 | 0 | 0.24 | 0.19 | 0 | 0 | 0 | 0 | 0 | 0 | 0
1984 | 9 | 28 | 0.48 | 0.48 | 0.43 | 0 | 0.48 | 0.43 | 0 | 0 | 0 | 0 | 0 | 0 | 0
1984 | 9 | 29 | 0.02 | 0.02 | 0 | 0 | 0.02 | 0 | 0 | 0 | 0 | 0 | 0 | 0 | 0
1984 | 9 | 30 | 0.31 | 0.31 | 0.26 | 0 | 0.31 | 0.26 | 0 | 0 | 0 | 0 | 0 | 0 | 0
1984 | 10 | 1 | 1.28 | 1 | 0.95 | 0 | 1 | 0.95 | 0 | 0 | 0 | 0 | 0 | 0 | 0
1984 | 10 | 2 | 0 | 0 | 0 | 0 | 0 | 0 | 0 | 0 | 0 | 0 | 0 | 0 | 0
1984 | 10 | 3 | 0 | 0 | 0 | 0 | 0 | 0 | 0 | 0 | 0 | 0 | 0 | 0 | 0
1984 | 10 | 4 | 0 | 0 | 0 | 0 | 0 | 0 | 0 | 0 | 0 | 0 | 0 | 0 | 0
1984 | 10 | 5 | 0 | 0 | 0 | 0 | 0 | 0 | 0 | 0 | 0 | 0 | 0 | 0 | 0
1984 | 10 | 6 | 0 | 0 | 0 | 0 | 0 | 0 | 0 | 0 | 0 | 0 | 0 | 0 | 0
1984 | 10 | 7 | 0 | 0 | 0 | 0 | 0 | 0 | 0 | 0 | 0 | 0 | 0 | 0 | 0
1984 | 10 | 8 | 0 | 0 | 0 | 0 | 0 | 0 | 0 | 0 | 0 | 0 | 0 | 0 | 0
1984 | 10 | 9 | 0 | 0 | 0 | 0 | 0 | 0 | 0 | 0 | 0 | 0 | 0 | 0 | 0
1984 | 10 | 10 | 0 | 0 | 0 | 0 | 0 | 0 | 0 | 0 | 0 | 0 | 0 | 0 | 0
1984 | 10 | 11 | 0 | 0 | 0 | 0 | 0 | 0 | 0 | 0 | 0 | 0 | 0 | 0 | 0
1984 | 10 | 12 | 0 | 0 | 0 | 0 | 0 | 0 | 0 | 0 | 0 | 0 | 0 | 0 | 0
1984 | 10 | 13 | 0 | 0 | 0 | 0 | 0 | 0 | 0 | 0 | 0 | 0 | 0 | 0 | 0
1984 | 10 | 14 | 0 | 0 | 0 | 0 | 0 | 0 | 0 | 0 | 0 | 0 | 0 | 0 | 0
1984 | 10 | 15 | 0 | 0 | 0 | 0 | 0 | 0 | 0 | 0 | 0 | 0 | 0 | 0 | 0
1984 | 10 | 16 | 0.1 | 0.1 | 0.05 | 0 | 0.1 | 0.05 | 0 | 0 | 0 | 0 | 0 | 0 | 0
1984 | 10 | 17 | 0 | 0 | 0 | 0 | 0 | 0 | 0 | 0 | 0 | 0 | 0 | 0 | 0
1984 | 10 | 18 | 0 | 0 | 0 | 0 | 0 | 0 | 0 | 0 | 0 | 0 | 0 | 0 | 0
1984 | 10 | 19 | 0 | 0 | 0 | 0 | 0 | 0 | 0 | 0 | 0 | 0 | 0 | 0 | 0
1984 | 10 | 20 | 0 | 0 | 0 | 0 | 0 | 0 | 0 | 0 | 0 | 0 | 0 | 0 | 0
1984 | 10 | 21 | 0 | 0 | 0 | 0 | 0 | 0 | 0 | 0 | 0 | 0 | 0 | 0 | 0
1984 | 10 | 22 | 0.04 | 0.04 | 0 | 0 | 0.04 | 0 | 0 | 0 | 0 | 0 | 0 | 0 | 0
1984 | 10 | 23 | 0.7 | 0.7 | 0.65 | 0 | 0.7 | 0.65 | 0 | 0 | 0 | 0 | 0 | 0 | 0
1984 | 10 | 24 | 0.28 | 0.28 | 0.23 | 0 | 0.28 | 0.23 | 0 | 0 | 0 | 0 | 0 | 0 | 0
1984 | 10 | 25 | 0 | 0 | 0 | 0 | 0 | 0 | 0 | 0 | 0 | 0 | 0 | 0 | 0
1984 | 10 | 26 | 0 | 0 | 0 | 0 | 0 | 0 | 0 | 0 | 0 | 0 | 0 | 0 | 0
1984 | 10 | 27 | 0 | 0 | 0 | 0 | 0 | 0 | 0 | 0 | 0 | 0 | 0 | 0 | 0
1984 | 10 | 28 | 0.75 | 0.75 | 0.7 | 0 | 0.75 | 0.7 | 0 | 0 | 0 | 0 | 0 | 0 | 0
1984 | 10 | 29 | 0.03 | 0.03 | 0 | 0 | 0.03 | 0 | 0 | 0 | 0 | 0 | 0 | 0 | 0
1984 | 10 | 30 | 0 | 0 | 0 | 0 | 0 | 0 | 0 | 0 | 0 | 0 | 0 | 0 | 0
1984 | 10 | 31 | 0 | 0 | 0 | 0 | 0 | 0 | 0 | 0 | 0 | 0 | 0 | 0 | 0
1984 | 11 | 1 | 0 | 0 | 0 | 0 | 0 | 0 | 0 | 0 | 0 | 0 | 0 | 0 | 0
1984 | 11 | 2 | 0 | 0 | 0 | 0 | 0 | 0 | 0 | 0 | 0 | 0 | 0 | 0 | 0
1984 | 11 | 3 | 0 | 0 | 0 | 0 | 0 | 0 | 0 | 0 | 0 | 0 | 0 | 0 | 0
1984 | 11 | 4 | 0.47 | 0.47 | 0.42 | 0 | 0.47 | 0.42 | 0 | 0 | 0 | 0 | 0 | 0 | 0
1984 | 11 | 5 | 0.45 | 0.45 | 0.4 | 0 | 0.45 | 0.4 | 0 | 0 | 0 | 0 | 0 | 0 | 0
1984 | 11 | 6 | 0 | 0 | 0 | 0 | 0 | 0 | 0 | 0 | 0 | 0 | 0 | 0 | 0
1984 | 11 | 7 | 0 | 0 | 0 | 0 | 0 | 0 | 0 | 0 | 0 | 0 | 0 | 0 | 0
1984 | 11 | 8 | 0 | 0 | 0 | 0 | 0 | 0 | 0 | 0 | 0 | 0 | 0 | 0 | 0
1984 | 11 | 9 | 0 | 0 | 0 | 0 | 0 | 0 | 0 | 0 | 0 | 0 | 0 | 0 | 0
1984 | 11 | 10 | 0 | 0 | 0 | 0 | 0 | 0 | 0 | 0 | 0 | 0 | 0 | 0 | 0
1984 | 11 | 11 | 0.18 | 0.18 | 0.13 | 0 | 0.18 | 0.13 | 0 | 0 | 0 | 0 | 0 | 0 | 0
1984 | 11 | 12 | 0 | 0 | 0 | 0 | 0 | 0 | 0 | 0 | 0 | 0 | 0 | 0 | 0
1984 | 11 | 13 | 0 | 0 | 0 | 0 | 0 | 0 | 0 | 0 | 0 | 0 | 0 | 0 | 0
1984 | 11 | 14 | 0 | 0 | 0 | 0 | 0 | 0 | 0 | 0 | 0 | 0 | 0 | 0 | 0
1984 | 11 | 15 | 0 | 0 | 0 | 0 | 0 | 0 | 0 | 0 | 0 | 0 | 0 | 0 | 0
1984 | 11 | 16 | 0 | 0 | 0 | 0 | 0 | 0 | 0 | 0 | 0 | 0 | 0 | 0 | 0
1984 | 11 | 17 | 0 | 0 | 0 | 0 | 0 | 0 | 0 | 0 | 0 | 0 | 0 | 0 | 0
1984 | 11 | 18 | 0.42 | 0.42 | 0.37 | 0 | 0.42 | 0.37 | 0 | 0 | 0 | 0 | 0 | 0 | 0
1984 | 11 | 19 | 0.44 | 0.44 | 0.39 | 0 | 0.44 | 0.39 | 0 | 0 | 0 | 0 | 0 | 0 | 0
1984 | 11 | 20 | 0 | 0 | 0 | 0 | 0 | 0 | 0 | 0 | 0 | 0 | 0 | 0 | 0
1984 | 11 | 21 | 0 | 0 | 0 | 0 | 0 | 0 | 0 | 0 | 0 | 0 | 0 | 0 | 0
1984 | 11 | 22 | 0 | 0 | 0 | 0 | 0 | 0 | 0 | 0 | 0 | 0 | 0 | 0 | 0
1984 | 11 | 23 | 0 | 0 | 0 | 0 | 0 | 0 | 0 | 0 | 0 | 0 | 0 | 0 | 0
1984 | 11 | 24 | 0 | 0 | 0 | 0 | 0 | 0 | 0 | 0 | 0 | 0 | 0 | 0 | 0
1984 | 11 | 25 | 0 | 0 | 0 | 0 | 0 | 0 | 0 | 0 | 0 | 0 | 0 | 0 | 0
1984 | 11 | 26 | 0 | 0 | 0 | 0 | 0 | 0 | 0 | 0 | 0 | 0 | 0 | 0 | 0
1984 | 11 | 27 | 0 | 0 | 0 | 0 | 0 | 0 | 0 | 0 | 0 | 0 | 0 | 0 | 0
1984 | 11 | 28 | 1.7 | 1 | 0.95 | 0 | 1 | 0.95 | 0 | 0 | 0 | 0 | 0 | 0 | 0
1984 | 11 | 29 | 0 | 0 | 0 | 0 | 0 | 0 | 0 | 0 | 0 | 0 | 0 | 0 | 0
1984 | 11 | 30 | 0 | 0 | 0 | 0 | 0 | 0 | 0 | 0 | 0 | 0 | 0 | 0 | 0
1984 | 12 | 1 | 0 | 0 | 0 | 0 | 0 | 0 | 0 | 0 | 0 | 0 | 0 | 0 | 0
1984 | 12 | 2 | 0.06 | 0.06 | 0.01 | 0 | 0.06 | 0.01 | 0 | 0 | 0 | 0 | 0 | 0 | 0
1984 | 12 | 3 | 0.06 | 0.06 | 0.01 | 0 | 0.06 | 0.01 | 0 | 0 | 0 | 0 | 0 | 0 | 0
1984 | 12 | 4 | 0 | 0 | 0 | 0 | 0 | 0 | 0 | 0 | 0 | 0 | 0 | 0 | 0
1984 | 12 | 5 | 0.72 | 0.72 | 0.67 | 0 | 0.72 | 0.67 | 0 | 0 | 0 | 0 | 0 | 0 | 0
1984 | 12 | 6 | 0.14 | 0.14 | 0.09 | 0 | 0.14 | 0.09 | 0 | 0 | 0 | 0 | 0 | 0 | 0
1984 | 12 | 7 | 0 | 0 | 0 | 0 | 0 | 0 | 0 | 0 | 0 | 0 | 0 | 0 | 0
1984 | 12 | 8 | 0 | 0 | 0 | 0 | 0 | 0 | 0 | 0 | 0 | 0 | 0 | 0 | 0
1984 | 12 | 9 | 0 | 0 | 0 | 0 | 0 | 0 | 0 | 0 | 0 | 0 | 0 | 0 | 0
1984 | 12 | 10 | 0 | 0 | 0 | 0 | 0 | 0 | 0 | 0 | 0 | 0 | 0 | 0 | 0
1984 | 12 | 11 | 0 | 0 | 0 | 0 | 0 | 0 | 0 | 0 | 0 | 0 | 0 | 0 | 0
1984 | 12 | 12 | 0 | 0 | 0 | 0 | 0 | 0 | 0 | 0 | 0 | 0 | 0 | 0 | 0
1984 | 12 | 13 | 0 | 0 | 0 | 0 | 0 | 0 | 0 | 0 | 0 | 0 | 0 | 0 | 0
1984 | 12 | 14 | 0 | 0 | 0 | 0 | 0 | 0 | 0 | 0 | 0 | 0 | 0 | 0 | 0
1984 | 12 | 15 | 0 | 0 | 0 | 0 | 0 | 0 | 0 | 0 | 0 | 0 | 0 | 0 | 0
1984 | 12 | 16 | 0 | 0 | 0 | 0 | 0 | 0 | 0 | 0 | 0 | 0 | 0 | 0 | 0
1984 | 12 | 17 | 0 | 0 | 0 | 0 | 0 | 0 | 0 | 0 | 0 | 0 | 0 | 0 | 0
1984 | 12 | 18 | 0 | 0 | 0 | 0 | 0 | 0 | 0 | 0 | 0 | 0 | 0 | 0 | 0
1984 | 12 | 19 | 0 | 0 | 0 | 0 | 0 | 0 | 0 | 0 | 0 | 0 | 0 | 0 | 0
1984 | 12 | 20 | 0 | 0 | 0 | 0 | 0 | 0 | 0 | 0 | 0 | 0 | 0 | 0 | 0
1984 | 12 | 21 | 0.15 | 0.15 | 0.1 | 0 | 0.15 | 0.1 | 0 | 0 | 0 | 0 | 0 | 0 | 0
1984 | 12 | 22 | 0.01 | 0.01 | 0 | 0 | 0.01 | 0 | 0 | 0 | 0 | 0 | 0 | 0 | 0
1984 | 12 | 23 | 0 | 0 | 0 | 0 | 0 | 0 | 0 | 0 | 0 | 0 | 0 | 0 | 0
1984 | 12 | 24 | 0.02 | 0.02 | 0 | 0 | 0.02 | 0 | 0 | 0 | 0 | 0 | 0 | 0 | 0
1984 | 12 | 25 | 0 | 0 | 0 | 0 | 0 | 0 | 0 | 0 | 0 | 0 | 0 | 0 | 0
1984 | 12 | 26 | 0 | 0 | 0 | 0 | 0 | 0 | 0 | 0 | 0 | 0 | 0 | 0 | 0
1984 | 12 | 27 | 0 | 0 | 0 | 0 | 0 | 0 | 0 | 0 | 0 | 0 | 0 | 0 | 0
1984 | 12 | 28 | 0 | 0 | 0 | 0 | 0 | 0 | 0 | 0 | 0 | 0 | 0 | 0 | 0
1984 | 12 | 29 | 0 | 0 | 0 | 0 | 0 | 0 | 0 | 0 | 0 | 0 | 0 | 0 | 0
1984 | 12 | 30 | 0 | 0 | 0 | 0 | 0 | 0 | 0 | 0 | 0 | 0 | 0 | 0 | 0
1984 | 12 | 31 | 0.03 | 0.03 | 0 | 0 | 0.03 | 0 | 0 | 0 | 0 | 0 | 0 | 0 | 0
1985 | 1 | 1 | 0.01 | 0.01 | 0 | 0 | 0.01 | 0 | 0 | 0 | 0 | 0 | 0 | 0 | 0
1985 | 1 | 2 | 0.23 | 0.23 | 0.18 | 0 | 0.23 | 0.18 | 0 | 0 | 0 | 0 | 0 | 0 | 0
1985 | 1 | 3 | 0.42 | 0.42 | 0.37 | 0 | 0.42 | 0.37 | 0 | 0 | 0 | 0 | 0 | 0 | 0
1985 | 1 | 4 | 0.26 | 0.26 | 0.21 | 0 | 0.26 | 0.21 | 0 | 0 | 0 | 0 | 0 | 0 | 0
1985 | 1 | 5 | 0.19 | 0.19 | 0.14 | 0 | 0.19 | 0.14 | 0 | 0 | 0 | 0 | 0 | 0 | 0
1985 | 1 | 6 | 0 | 0 | 0 | 0 | 0 | 0 | 0 | 0 | 0 | 0 | 0 | 0 | 0
1985 | 1 | 7 | 0 | 0 | 0 | 0 | 0 | 0 | 0 | 0 | 0 | 0 | 0 | 0 | 0
1985 | 1 | 8 | 0 | 0 | 0 | 0 | 0 | 0 | 0 | 0 | 0 | 0 | 0 | 0 | 0
1985 | 1 | 9 | 0 | 0 | 0 | 0 | 0 | 0 | 0 | 0 | 0 | 0 | 0 | 0 | 0
1985 | 1 | 10 | 0.04 | 0.04 | 0 | 0 | 0.04 | 0 | 0 | 0 | 0 | 0 | 0 | 0 | 0
1985 | 1 | 11 | 0.08 | 0.08 | 0.03 | 0 | 0.08 | 0.03 | 0 | 0 | 0 | 0 | 0 | 0 | 0
1985 | 1 | 12 | 0 | 0 | 0 | 0 | 0 | 0 | 0 | 0 | 0 | 0 | 0 | 0 | 0
1985 | 1 | 13 | 0 | 0 | 0 | 0 | 0 | 0 | 0 | 0 | 0 | 0 | 0 | 0 | 0
1985 | 1 | 14 | 0 | 0 | 0 | 0 | 0 | 0 | 0 | 0 | 0 | 0 | 0 | 0 | 0
1985 | 1 | 15 | 0 | 0 | 0 | 0 | 0 | 0 | 0 | 0 | 0 | 0 | 0 | 0 | 0
1985 | 1 | 16 | 0 | 0 | 0 | 0 | 0 | 0 | 0 | 0 | 0 | 0 | 0 | 0 | 0
1985 | 1 | 17 | 0.27 | 0.27 | 0.22 | 0 | 0.27 | 0.22 | 0 | 0 | 0 | 0 | 0 | 0 | 0
1985 | 1 | 18 | 0.01 | 0.01 | 0 | 0 | 0.01 | 0 | 0 | 0 | 0 | 0 | 0 | 0 | 0
1985 | 1 | 19 | 0 | 0 | 0 | 0 | 0 | 0 | 0 | 0 | 0 | 0 | 0 | 0 | 0
1985 | 1 | 20 | 0.07 | 0.07 | 0.02 | 0 | 0.07 | 0.02 | 0 | 0 | 0 | 0 | 0 | 0 | 0
1985 | 1 | 21 | 0 | 0 | 0 | 0 | 0 | 0 | 0 | 0 | 0 | 0 | 0 | 0 | 0
1985 | 1 | 22 | 0 | 0 | 0 | 0 | 0 | 0 | 0 | 0 | 0 | 0 | 0 | 0 | 0
1985 | 1 | 23 | 0 | 0 | 0 | 0 | 0 | 0 | 0 | 0 | 0 | 0 | 0 | 0 | 0
1985 | 1 | 24 | 0 | 0 | 0 | 0 | 0 | 0 | 0 | 0 | 0 | 0 | 0 | 0 | 0
1985 | 1 | 25 | 0.02 | 0.02 | 0 | 0 | 0.02 | 0 | 0 | 0 | 0 | 0 | 0 | 0 | 0
1985 | 1 | 26 | 0.02 | 0.02 | 0 | 0 | 0.02 | 0 | 0 | 0 | 0 | 0 | 0 | 0 | 0
1985 | 1 | 27 | 0 | 0 | 0 | 0 | 0 | 0 | 0 | 0 | 0 | 0 | 0 | 0 | 0
1985 | 1 | 28 | 0 | 0 | 0 | 0 | 0 | 0 | 0 | 0 | 0 | 0 | 0 | 0 | 0
1985 | 1 | 29 | 0 | 0 | 0 | 0 | 0 | 0 | 0 | 0 | 0 | 0 | 0 | 0 | 0
1985 | 1 | 30 | 0 | 0 | 0 | 0 | 0 | 0 | 0 | 0 | 0 | 0 | 0 | 0 | 0
1985 | 1 | 31 | 0.49 | 0.49 | 0.44 | 0 | 0.49 | 0.44 | 0 | 0 | 0 | 0 | 0 | 0 | 0
1985 | 2 | 1 | 0.92 | 0.92 | 0.87 | 0 | 0.92 | 0.87 | 0 | 0 | 0 | 0 | 0 | 0 | 0
1985 | 2 | 2 | 0.46 | 0.46 | 0.41 | 0 | 0.46 | 0.41 | 0 | 0 | 0 | 0 | 0 | 0 | 0
1985 | 2 | 3 | 0 | 0 | 0 | 0 | 0 | 0 | 0 | 0 | 0 | 0 | 0 | 0 | 0
1985 | 2 | 4 | 0 | 0 | 0 | 0 | 0 | 0 | 0 | 0 | 0 | 0 | 0 | 0 | 0
1985 | 2 | 5 | 0.1 | 0.1 | 0.05 | 0 | 0.1 | 0.05 | 0 | 0 | 0 | 0 | 0 | 0 | 0
1985 | 2 | 6 | 0.04 | 0.04 | 0 | 0 | 0.04 | 0 | 0 | 0 | 0 | 0 | 0 | 0 | 0
1985 | 2 | 7 | 0 | 0 | 0 | 0 | 0 | 0 | 0 | 0 | 0 | 0 | 0 | 0 | 0
1985 | 2 | 8 | 0 | 0 | 0 | 0 | 0 | 0 | 0 | 0 | 0 | 0 | 0 | 0 | 0
1985 | 2 | 9 | 0 | 0 | 0 | 0 | 0 | 0 | 0 | 0 | 0 | 0 | 0 | 0 | 0
1985 | 2 | 10 | 0 | 0 | 0 | 0 | 0 | 0 | 0 | 0 | 0 | 0 | 0 | 0 | 0
1985 | 2 | 11 | 0 | 0 | 0 | 0 | 0 | 0 | 0 | 0 | 0 | 0 | 0 | 0 | 0
1985 | 2 | 12 | 1.37 | 1 | 0.95 | 0 | 1 | 0.95 | 0 | 0 | 0 | 0 | 0 | 0 | 0
1985 | 2 | 13 | 0 | 0 | 0 | 0 | 0 | 0 | 0 | 0 | 0 | 0 | 0 | 0 | 0
1985 | 2 | 14 | 0 | 0 | 0 | 0 | 0 | 0 | 0 | 0 | 0 | 0 | 0 | 0 | 0
1985 | 2 | 15 | 0 | 0 | 0 | 0 | 0 | 0 | 0 | 0 | 0 | 0 | 0 | 0 | 0
1985 | 2 | 16 | 0 | 0 | 0 | 0 | 0 | 0 | 0 | 0 | 0 | 0 | 0 | 0 | 0
1985 | 2 | 17 | 0 | 0 | 0 | 0 | 0 | 0 | 0 | 0 | 0 | 0 | 0 | 0 | 0
1985 | 2 | 18 | 0 | 0 | 0 | 0 | 0 | 0 | 0 | 0 | 0 | 0 | 0 | 0 | 0
1985 | 2 | 19 | 0 | 0 | 0 | 0 | 0 | 0 | 0 | 0 | 0 | 0 | 0 | 0 | 0
1985 | 2 | 20 | 0 | 0 | 0 | 0 | 0 | 0 | 0 | 0 | 0 | 0 | 0 | 0 | 0
1985 | 2 | 21 | 0 | 0 | 0 | 0 | 0 | 0 | 0 | 0 | 0 | 0 | 0 | 0 | 0
1985 | 2 | 22 | 0 | 0 | 0 | 0 | 0 | 0 | 0 | 0 | 0 | 0 | 0 | 0 | 0
1985 | 2 | 23 | 0 | 0 | 0 | 0 | 0 | 0 | 0 | 0 | 0 | 0 | 0 | 0 | 0
1985 | 2 | 24 | 0 | 0 | 0 | 0 | 0 | 0 | 0 | 0 | 0 | 0 | 0 | 0 | 0
1985 | 2 | 25 | 0.04 | 0.04 | 0 | 0 | 0.04 | 0 | 0 | 0 | 0 | 0 | 0 | 0 | 0
1985 | 2 | 26 | 0.14 | 0.14 | 0.09 | 0 | 0.14 | 0.09 | 0 | 0 | 0 | 0 | 0 | 0 | 0
1985 | 2 | 27 | 0 | 0 | 0 | 0 | 0 | 0 | 0 | 0 | 0 | 0 | 0 | 0 | 0
1985 | 2 | 28 | 0 | 0 | 0 | 0 | 0 | 0 | 0 | 0 | 0 | 0 | 0 | 0 | 0
1985 | 3 | 1 | 0 | 0 | 0 | 0 | 0 | 0 | 0 | 0 | 0 | 0 | 0 | 0 | 0
1985 | 3 | 2 | 0 | 0 | 0 | 0 | 0 | 0 | 0 | 0 | 0 | 0 | 0 | 0 | 0
1985 | 3 | 3 | 0 | 0 | 0 | 0 | 0 | 0 | 0 | 0 | 0 | 0 | 0 | 0 | 0
1985 | 3 | 4 | 0.03 | 0.03 | 0 | 0 | 0.03 | 0 | 0 | 0 | 0 | 0 | 0 | 0 | 0
1985 | 3 | 5 | 0.06 | 0.06 | 0.01 | 0 | 0.06 | 0.01 | 0 | 0 | 0 | 0 | 0 | 0 | 0
1985 | 3 | 6 | 0 | 0 | 0 | 0 | 0 | 0 | 0 | 0 | 0 | 0 | 0 | 0 | 0
1985 | 3 | 7 | 0 | 0 | 0 | 0 | 0 | 0 | 0 | 0 | 0 | 0 | 0 | 0 | 0
1985 | 3 | 8 | 0.04 | 0.04 | 0 | 0 | 0.04 | 0 | 0 | 0 | 0 | 0 | 0 | 0 | 0
1985 | 3 | 9 | 0 | 0 | 0 | 0 | 0 | 0 | 0 | 0 | 0 | 0 | 0 | 0 | 0
1985 | 3 | 10 | 0 | 0 | 0 | 0 | 0 | 0 | 0 | 0 | 0 | 0 | 0 | 0 | 0
1985 | 3 | 11 | 0.1 | 0.1 | 0.05 | 0 | 0.1 | 0.05 | 0 | 0 | 0 | 0 | 0 | 0 | 0
1985 | 3 | 12 | 0.02 | 0.02 | 0 | 0 | 0.02 | 0 | 0 | 0 | 0 | 0 | 0 | 0 | 0
1985 | 3 | 13 | 0 | 0 | 0 | 0 | 0 | 0 | 0 | 0 | 0 | 0 | 0 | 0 | 0
1985 | 3 | 14 | 0 | 0 | 0 | 0 | 0 | 0 | 0 | 0 | 0 | 0 | 0 | 0 | 0
1985 | 3 | 15 | 0 | 0 | 0 | 0 | 0 | 0 | 0 | 0 | 0 | 0 | 0 | 0 | 0
1985 | 3 | 16 | 0 | 0 | 0 | 0 | 0 | 0 | 0 | 0 | 0 | 0 | 0 | 0 | 0
1985 | 3 | 17 | 0 | 0 | 0 | 0 | 0 | 0 | 0 | 0 | 0 | 0 | 0 | 0 | 0
1985 | 3 | 18 | 0 | 0 | 0 | 0 | 0 | 0 | 0 | 0 | 0 | 0 | 0 | 0 | 0
1985 | 3 | 19 | 0 | 0 | 0 | 0 | 0 | 0 | 0 | 0 | 0 | 0 | 0 | 0 | 0
1985 | 3 | 20 | 0 | 0 | 0 | 0 | 0 | 0 | 0 | 0 | 0 | 0 | 0 | 0 | 0
1985 | 3 | 21 | 0 | 0 | 0 | 0 | 0 | 0 | 0 | 0 | 0 | 0 | 0 | 0 | 0
1985 | 3 | 22 | 0.23 | 0.23 | 0.18 | 0 | 0.23 | 0.18 | 0 | 0 | 0 | 0 | 0 | 0 | 0
1985 | 3 | 23 | 0.88 | 0.88 | 0.83 | 0 | 0.88 | 0.83 | 0 | 0 | 0 | 0 | 0 | 0 | 0
1985 | 3 | 24 | 0.25 | 0.25 | 0.2 | 0 | 0.25 | 0.2 | 0 | 0 | 0 | 0 | 0 | 0 | 0
1985 | 3 | 25 | 0.02 | 0.02 | 0 | 0 | 0.02 | 0 | 0 | 0 | 0 | 0 | 0 | 0 | 0
1985 | 3 | 26 | 0 | 0 | 0 | 0 | 0 | 0 | 0 | 0 | 0 | 0 | 0 | 0 | 0
1985 | 3 | 27 | 0 | 0 | 0 | 0 | 0 | 0 | 0 | 0 | 0 | 0 | 0 | 0 | 0
1985 | 3 | 28 | 0 | 0 | 0 | 0 | 0 | 0 | 0 | 0 | 0 | 0 | 0 | 0 | 0
1985 | 3 | 29 | 0.01 | 0.01 | 0 | 0 | 0.01 | 0 | 0 | 0 | 0 | 0 | 0 | 0 | 0
1985 | 3 | 30 | 0.14 | 0.14 | 0.09 | 0 | 0.14 | 0.09 | 0 | 0 | 0 | 0 | 0 | 0 | 0
1985 | 3 | 31 | 0.1 | 0.1 | 0.05 | 0 | 0.1 | 0.05 | 0 | 0 | 0 | 0 | 0 | 0 | 0
1985 | 4 | 1 | 0 | 0 | 0 | 0 | 0 | 0 | 0 | 0 | 0 | 0 | 0 | 0 | 0
1985 | 4 | 2 | 0 | 0 | 0 | 0 | 0 | 0 | 0 | 0 | 0 | 0 | 0 | 0 | 0
1985 | 4 | 3 | 0 | 0 | 0 | 0 | 0 | 0 | 0 | 0 | 0 | 0 | 0 | 0 | 0
1985 | 4 | 4 | 0 | 0 | 0 | 0 | 0 | 0 | 0 | 0 | 0 | 0 | 0 | 0 | 0
1985 | 4 | 5 | 0 | 0 | 0 | 0 | 0 | 0 | 0 | 0 | 0 | 0 | 0 | 0 | 0
1985 | 4 | 6 | 0 | 0 | 0 | 0 | 0 | 0 | 0 | 0 | 0 | 0 | 0 | 0 | 0
1985 | 4 | 7 | 0.02 | 0.02 | 0 | 0 | 0.02 | 0 | 0 | 0 | 0 | 0 | 0 | 0 | 0
1985 | 4 | 8 | 0 | 0 | 0 | 0 | 0 | 0 | 0 | 0 | 0 | 0 | 0 | 0 | 0
1985 | 4 | 9 | 0.01 | 0.01 | 0 | 0 | 0.01 | 0 | 0 | 0 | 0 | 0 | 0 | 0 | 0
1985 | 4 | 10 | 0 | 0 | 0 | 0 | 0 | 0 | 0 | 0 | 0 | 0 | 0 | 0 | 0
1985 | 4 | 11 | 0 | 0 | 0 | 0 | 0 | 0 | 0 | 0 | 0 | 0 | 0 | 0 | 0
1985 | 4 | 12 | 0 | 0 | 0 | 0 | 0 | 0 | 0 | 0 | 0 | 0 | 0 | 0 | 0
1985 | 4 | 13 | 0 | 0 | 0 | 0 | 0 | 0 | 0 | 0 | 0 | 0 | 0 | 0 | 0
1985 | 4 | 14 | 0 | 0 | 0 | 0 | 0 | 0 | 0 | 0 | 0 | 0 | 0 | 0 | 0
1985 | 4 | 15 | 0 | 0 | 0 | 0 | 0 | 0 | 0 | 0 | 0 | 0 | 0 | 0 | 0
1985 | 4 | 16 | 0 | 0 | 0 | 0 | 0 | 0 | 0 | 0 | 0 | 0 | 0 | 0 | 0
1985 | 4 | 17 | 0 | 0 | 0 | 0 | 0 | 0 | 0 | 0 | 0 | 0 | 0 | 0 | 0
1985 | 4 | 18 | 0 | 0 | 0 | 0 | 0 | 0 | 0 | 0 | 0 | 0 | 0 | 0 | 0
1985 | 4 | 19 | 0 | 0 | 0 | 0 | 0 | 0 | 0 | 0 | 0 | 0 | 0 | 0 | 0
1985 | 4 | 20 | 0 | 0 | 0 | 0 | 0 | 0 | 0 | 0 | 0 | 0 | 0 | 0 | 0
1985 | 4 | 21 | 0 | 0 | 0 | 0 | 0 | 0 | 0 | 0 | 0 | 0 | 0 | 0 | 0
1985 | 4 | 22 | 0 | 0 | 0 | 0 | 0 | 0 | 0 | 0 | 0 | 0 | 0 | 0 | 0
1985 | 4 | 23 | 0 | 0 | 0 | 0 | 0 | 0 | 0 | 0 | 0 | 0 | 0 | 0 | 0
1985 | 4 | 24 | 0 | 0 | 0 | 0 | 0 | 0 | 0 | 0 | 0 | 0 | 0 | 0 | 0
1985 | 4 | 25 | 0 | 0 | 0 | 0 | 0 | 0 | 0 | 0 | 0 | 0 | 0 | 0 | 0
1985 | 4 | 26 | 0 | 0 | 0 | 0 | 0 | 0 | 0 | 0 | 0 | 0 | 0 | 0 | 0
1985 | 4 | 27 | 0 | 0 | 0 | 0 | 0 | 0 | 0 | 0 | 0 | 0 | 0 | 0 | 0
1985 | 4 | 28 | 0 | 0 | 0 | 0 | 0 | 0 | 0 | 0 | 0 | 0 | 0 | 0 | 0
1985 | 4 | 29 | 0 | 0 | 0 | 0 | 0 | 0 | 0 | 0 | 0 | 0 | 0 | 0 | 0
1985 | 4 | 30 | 0 | 0 | 0 | 0 | 0 | 0 | 0 | 0 | 0 | 0 | 0 | 0 | 0
1985 | 5 | 1 | 0 | 0 | 0 | 0 | 0 | 0 | 0 | 0 | 0 | 0 | 0 | 0 | 0
1985 | 5 | 2 | 0.43 | 0.43 | 0.38 | 0 | 0.43 | 0.38 | 0 | 0 | 0 | 0 | 0 | 0 | 0
1985 | 5 | 3 | 0.47 | 0.47 | 0.42 | 0 | 0.47 | 0.42 | 0 | 0 | 0 | 0 | 0 | 0 | 0
1985 | 5 | 4 | 0 | 0 | 0 | 0 | 0 | 0 | 0 | 0 | 0 | 0 | 0 | 0 | 0
1985 | 5 | 5 | 0 | 0 | 0 | 0 | 0 | 0 | 0 | 0 | 0 | 0 | 0 | 0 | 0
1985 | 5 | 6 | 0 | 0 | 0 | 0 | 0 | 0 | 0 | 0 | 0 | 0 | 0 | 0 | 0
1985 | 5 | 7 | 0 | 0 | 0 | 0 | 0 | 0 | 0 | 0 | 0 | 0 | 0 | 0 | 0
1985 | 5 | 8 | 0 | 0 | 0 | 0 | 0 | 0 | 0 | 0 | 0 | 0 | 0 | 0 | 0
1985 | 5 | 9 | 0 | 0 | 0 | 0 | 0 | 0 | 0 | 0 | 0 | 0 | 0 | 0 | 0
1985 | 5 | 10 | 0 | 0 | 0 | 0 | 0 | 0 | 0 | 0 | 0 | 0 | 0 | 0 | 0
1985 | 5 | 11 | 0 | 0 | 0 | 0 | 0 | 0 | 0 | 0 | 0 | 0 | 0 | 0 | 0
1985 | 5 | 12 | 1.41 | 1 | 0.95 | 0 | 1 | 0.95 | 0 | 0 | 0 | 0 | 0 | 0 | 0
1985 | 5 | 13 | 0 | 0 | 0 | 0 | 0 | 0 | 0 | 0 | 0 | 0 | 0 | 0 | 0
1985 | 5 | 14 | 0 | 0 | 0 | 0 | 0 | 0 | 0 | 0 | 0 | 0 | 0 | 0 | 0
1985 | 5 | 15 | 0 | 0 | 0 | 0 | 0 | 0 | 0 | 0 | 0 | 0 | 0 | 0 | 0
1985 | 5 | 16 | 0.08 | 0.08 | 0.03 | 0 | 0.08 | 0.03 | 0 | 0 | 0 | 0 | 0 | 0 | 0
1985 | 5 | 17 | 0.68 | 0.68 | 0.63 | 0 | 0.68 | 0.63 | 0 | 0 | 0 | 0 | 0 | 0 | 0
1985 | 5 | 18 | 0.07 | 0.07 | 0.02 | 0 | 0.07 | 0.02 | 0 | 0 | 0 | 0 | 0 | 0 | 0
1985 | 5 | 19 | 0 | 0 | 0 | 0 | 0 | 0 | 0 | 0 | 0 | 0 | 0 | 0 | 0
1985 | 5 | 20 | 0 | 0 | 0 | 0 | 0 | 0 | 0 | 0 | 0 | 0 | 0 | 0 | 0
1985 | 5 | 21 | 1.02 | 1 | 0.95 | 0 | 1 | 0.95 | 0 | 0 | 0 | 0 | 0 | 0 | 0
1985 | 5 | 22 | 0 | 0 | 0 | 0 | 0 | 0 | 0 | 0 | 0 | 0 | 0 | 0 | 0
1985 | 5 | 23 | 0.62 | 0.62 | 0.57 | 0 | 0.62 | 0.57 | 0 | 0 | 0 | 0 | 0 | 0 | 0
1985 | 5 | 24 | 0.09 | 0.09 | 0.04 | 0 | 0.09 | 0.04 | 0 | 0 | 0 | 0 | 0 | 0 | 0
1985 | 5 | 25 | 0 | 0 | 0 | 0 | 0 | 0 | 0 | 0 | 0 | 0 | 0 | 0 | 0
1985 | 5 | 26 | 0 | 0 | 0 | 0 | 0 | 0 | 0 | 0 | 0 | 0 | 0 | 0 | 0
1985 | 5 | 27 | 0 | 0 | 0 | 0 | 0 | 0 | 0 | 0 | 0 | 0 | 0 | 0 | 0
1985 | 5 | 28 | 0.59 | 0.59 | 0.54 | 0 | 0.59 | 0.54 | 0 | 0 | 0 | 0 | 0 | 0 | 0
1985 | 5 | 29 | 0 | 0 | 0 | 0 | 0 | 0 | 0 | 0 | 0 | 0 | 0 | 0 | 0
1985 | 5 | 30 | 0 | 0 | 0 | 0 | 0 | 0 | 0 | 0 | 0 | 0 | 0 | 0 | 0
1985 | 5 | 31 | 0.33 | 0.33 | 0.28 | 0 | 0.33 | 0.28 | 0 | 0 | 0 | 0 | 0 | 0 | 0
1985 | 6 | 1 | 0 | 0 | 0 | 0 | 0 | 0 | 0 | 0 | 0 | 0 | 0 | 0 | 0
1985 | 6 | 2 | 0 | 0 | 0 | 0 | 0 | 0 | 0 | 0 | 0 | 0 | 0 | 0 | 0
1985 | 6 | 3 | 0 | 0 | 0 | 0 | 0 | 0 | 0 | 0 | 0 | 0 | 0 | 0 | 0
1985 | 6 | 4 | 0.01 | 0.01 | 0 | 0 | 0.01 | 0 | 0 | 0 | 0 | 0 | 0 | 0 | 0
1985 | 6 | 5 | 1.24 | 1 | 0.95 | 0 | 1 | 0.95 | 0 | 0 | 0 | 0 | 0 | 0 | 0
1985 | 6 | 6 | 0.02 | 0.02 | 0 | 0 | 0.02 | 0 | 0 | 0 | 0 | 0 | 0 | 0 | 0
1985 | 6 | 7 | 0.09 | 0.09 | 0.04 | 0 | 0.09 | 0.04 | 0 | 0 | 0 | 0 | 0 | 0 | 0
1985 | 6 | 8 | 0.07 | 0.07 | 0.02 | 0 | 0.07 | 0.02 | 0 | 0 | 0 | 0 | 0 | 0 | 0
1985 | 6 | 9 | 0 | 0 | 0 | 0 | 0 | 0 | 0 | 0 | 0 | 0 | 0 | 0 | 0
1985 | 6 | 10 | 0 | 0 | 0 | 0 | 0 | 0 | 0 | 0 | 0 | 0 | 0 | 0 | 0
1985 | 6 | 11 | 0.12 | 0.12 | 0.07 | 0 | 0.12 | 0.07 | 0 | 0 | 0 | 0 | 0 | 0 | 0
1985 | 6 | 12 | 0.05 | 0.05 | 0 | 0 | 0.05 | 0 | 0 | 0 | 0 | 0 | 0 | 0 | 0
1985 | 6 | 13 | 0 | 0 | 0 | 0 | 0 | 0 | 0 | 0 | 0 | 0 | 0 | 0 | 0
1985 | 6 | 14 | 0 | 0 | 0 | 0 | 0 | 0 | 0 | 0 | 0 | 0 | 0 | 0 | 0
1985 | 6 | 15 | 0.17 | 0.17 | 0.12 | 0 | 0.17 | 0.12 | 0 | 0 | 0 | 0 | 0 | 0 | 0
1985 | 6 | 16 | 0 | 0 | 0 | 0 | 0 | 0 | 0 | 0 | 0 | 0 | 0 | 0 | 0
1985 | 6 | 17 | 0 | 0 | 0 | 0 | 0 | 0 | 0 | 0 | 0 | 0 | 0 | 0 | 0
1985 | 6 | 18 | 0 | 0 | 0 | 0 | 0 | 0 | 0 | 0 | 0 | 0 | 0 | 0 | 0
1985 | 6 | 19 | 0.03 | 0.03 | 0 | 0 | 0.03 | 0 | 0 | 0 | 0 | 0 | 0 | 0 | 0
1985 | 6 | 20 | 0.07 | 0.07 | 0.02 | 0 | 0.07 | 0.02 | 0 | 0 | 0 | 0 | 0 | 0 | 0
1985 | 6 | 21 | 0 | 0 | 0 | 0 | 0 | 0 | 0 | 0 | 0 | 0 | 0 | 0 | 0
1985 | 6 | 22 | 0 | 0 | 0 | 0 | 0 | 0 | 0 | 0 | 0 | 0 | 0 | 0 | 0
1985 | 6 | 23 | 0 | 0 | 0 | 0 | 0 | 0 | 0 | 0 | 0 | 0 | 0 | 0 | 0
1985 | 6 | 24 | 0.16 | 0.16 | 0.11 | 0 | 0.16 | 0.11 | 0 | 0 | 0 | 0 | 0 | 0 | 0
1985 | 6 | 25 | 0 | 0 | 0 | 0 | 0 | 0 | 0 | 0 | 0 | 0 | 0 | 0 | 0
1985 | 6 | 26 | 0 | 0 | 0 | 0 | 0 | 0 | 0 | 0 | 0 | 0 | 0 | 0 | 0
1985 | 6 | 27 | 0 | 0 | 0 | 0 | 0 | 0 | 0 | 0 | 0 | 0 | 0 | 0 | 0
1985 | 6 | 28 | 0.02 | 0.02 | 0 | 0 | 0.02 | 0 | 0 | 0 | 0 | 0 | 0 | 0 | 0
1985 | 6 | 29 | 0 | 0 | 0 | 0 | 0 | 0 | 0 | 0 | 0 | 0 | 0 | 0 | 0
1985 | 6 | 30 | 0 | 0 | 0 | 0 | 0 | 0 | 0 | 0 | 0 | 0 | 0 | 0 | 0
1985 | 7 | 1 | 0.04 | 0.04 | 0 | 0 | 0.04 | 0 | 0 | 0 | 0 | 0 | 0 | 0 | 0
1985 | 7 | 2 | 0 | 0 | 0 | 0 | 0 | 0 | 0 | 0 | 0 | 0 | 0 | 0 | 0
1985 | 7 | 3 | 0.15 | 0.15 | 0.1 | 0 | 0.15 | 0.1 | 0 | 0 | 0 | 0 | 0 | 0 | 0
1985 | 7 | 4 | 0 | 0 | 0 | 0 | 0 | 0 | 0 | 0 | 0 | 0 | 0 | 0 | 0
1985 | 7 | 5 | 0 | 0 | 0 | 0 | 0 | 0 | 0 | 0 | 0 | 0 | 0 | 0 | 0
1985 | 7 | 6 | 0 | 0 | 0 | 0 | 0 | 0 | 0 | 0 | 0 | 0 | 0 | 0 | 0
1985 | 7 | 7 | 0 | 0 | 0 | 0 | 0 | 0 | 0 | 0 | 0 | 0 | 0 | 0 | 0
1985 | 7 | 8 | 0 | 0 | 0 | 0 | 0 | 0 | 0 | 0 | 0 | 0 | 0 | 0 | 0
1985 | 7 | 9 | 0.01 | 0.01 | 0 | 0 | 0.01 | 0 | 0 | 0 | 0 | 0 | 0 | 0 | 0
1985 | 7 | 10 | 0.07 | 0.07 | 0.02 | 0 | 0.07 | 0.02 | 0 | 0 | 0 | 0 | 0 | 0 | 0
1985 | 7 | 11 | 0 | 0 | 0 | 0 | 0 | 0 | 0 | 0 | 0 | 0 | 0 | 0 | 0
1985 | 7 | 12 | 0.88 | 0.88 | 0.83 | 0 | 0.88 | 0.83 | 0 | 0 | 0 | 0 | 0 | 0 | 0
1985 | 7 | 13 | 0 | 0 | 0 | 0 | 0 | 0 | 0 | 0 | 0 | 0 | 0 | 0 | 0
1985 | 7 | 14 | 0 | 0 | 0 | 0 | 0 | 0 | 0 | 0 | 0 | 0 | 0 | 0 | 0
1985 | 7 | 15 | 0.06 | 0.06 | 0.01 | 0 | 0.06 | 0.01 | 0 | 0 | 0 | 0 | 0 | 0 | 0
1985 | 7 | 16 | 0 | 0 | 0 | 0 | 0 | 0 | 0 | 0 | 0 | 0 | 0 | 0 | 0
1985 | 7 | 17 | 0 | 0 | 0 | 0 | 0 | 0 | 0 | 0 | 0 | 0 | 0 | 0 | 0
1985 | 7 | 18 | 0 | 0 | 0 | 0 | 0 | 0 | 0 | 0 | 0 | 0 | 0 | 0 | 0
1985 | 7 | 19 | 0 | 0 | 0 | 0 | 0 | 0 | 0 | 0 | 0 | 0 | 0 | 0 | 0
1985 | 7 | 20 | 0 | 0 | 0 | 0 | 0 | 0 | 0 | 0 | 0 | 0 | 0 | 0 | 0
1985 | 7 | 21 | 0 | 0 | 0 | 0 | 0 | 0 | 0 | 0 | 0 | 0 | 0 | 0 | 0
1985 | 7 | 22 | 0 | 0 | 0 | 0 | 0 | 0 | 0 | 0 | 0 | 0 | 0 | 0 | 0
1985 | 7 | 23 | 0 | 0 | 0 | 0 | 0 | 0 | 0 | 0 | 0 | 0 | 0 | 0 | 0
1985 | 7 | 24 | 0 | 0 | 0 | 0 | 0 | 0 | 0 | 0 | 0 | 0 | 0 | 0 | 0
1985 | 7 | 25 | 1.02 | 1 | 0.95 | 0 | 1 | 0.95 | 0 | 0 | 0 | 0 | 0 | 0 | 0
1985 | 7 | 26 | 0.04 | 0.04 | 0 | 0 | 0.04 | 0 | 0 | 0 | 0 | 0 | 0 | 0 | 0
1985 | 7 | 27 | 0.25 | 0.25 | 0.2 | 0 | 0.25 | 0.2 | 0 | 0 | 0 | 0 | 0 | 0 | 0
1985 | 7 | 28 | 0 | 0 | 0 | 0 | 0 | 0 | 0 | 0 | 0 | 0 | 0 | 0 | 0
1985 | 7 | 29 | 0.03 | 0.03 | 0 | 0 | 0.03 | 0 | 0 | 0 | 0 | 0 | 0 | 0 | 0
1985 | 7 | 30 | 0 | 0 | 0 | 0 | 0 | 0 | 0 | 0 | 0 | 0 | 0 | 0 | 0
1985 | 7 | 31 | 0.36 | 0.36 | 0.31 | 0 | 0.36 | 0.31 | 0 | 0 | 0 | 0 | 0 | 0 | 0
1985 | 8 | 1 | 0.01 | 0.01 | 0 | 0 | 0.01 | 0 | 0 | 0 | 0 | 0 | 0 | 0 | 0
1985 | 8 | 2 | 0 | 0 | 0 | 0 | 0 | 0 | 0 | 0 | 0 | 0 | 0 | 0 | 0
1985 | 8 | 3 | 0 | 0 | 0 | 0 | 0 | 0 | 0 | 0 | 0 | 0 | 0 | 0 | 0
1985 | 8 | 4 | 0 | 0 | 0 | 0 | 0 | 0 | 0 | 0 | 0 | 0 | 0 | 0 | 0
1985 | 8 | 5 | 0 | 0 | 0 | 0 | 0 | 0 | 0 | 0 | 0 | 0 | 0 | 0 | 0
1985 | 8 | 6 | 0 | 0 | 0 | 0 | 0 | 0 | 0 | 0 | 0 | 0 | 0 | 0 | 0
1985 | 8 | 7 | 0.23 | 0.23 | 0.18 | 0 | 0.23 | 0.18 | 0 | 0 | 0 | 0 | 0 | 0 | 0
1985 | 8 | 8 | 0.09 | 0.09 | 0.04 | 0 | 0.09 | 0.04 | 0 | 0 | 0 | 0 | 0 | 0 | 0
1985 | 8 | 9 | 0 | 0 | 0 | 0 | 0 | 0 | 0 | 0 | 0 | 0 | 0 | 0 | 0
1985 | 8 | 10 | 0 | 0 | 0 | 0 | 0 | 0 | 0 | 0 | 0 | 0 | 0 | 0 | 0
1985 | 8 | 11 | 0 | 0 | 0 | 0 | 0 | 0 | 0 | 0 | 0 | 0 | 0 | 0 | 0
1985 | 8 | 12 | 0 | 0 | 0 | 0 | 0 | 0 | 0 | 0 | 0 | 0 | 0 | 0 | 0
1985 | 8 | 13 | 0 | 0 | 0 | 0 | 0 | 0 | 0 | 0 | 0 | 0 | 0 | 0 | 0
1985 | 8 | 14 | 0 | 0 | 0 | 0 | 0 | 0 | 0 | 0 | 0 | 0 | 0 | 0 | 0
1985 | 8 | 15 | 0 | 0 | 0 | 0 | 0 | 0 | 0 | 0 | 0 | 0 | 0 | 0 | 0
1985 | 8 | 16 | 0 | 0 | 0 | 0 | 0 | 0 | 0 | 0 | 0 | 0 | 0 | 0 | 0
1985 | 8 | 17 | 0 | 0 | 0 | 0 | 0 | 0 | 0 | 0 | 0 | 0 | 0 | 0 | 0
1985 | 8 | 18 | 0.83 | 0.83 | 0.78 | 0 | 0.83 | 0.78 | 0 | 0 | 0 | 0 | 0 | 0 | 0
1985 | 8 | 19 | 0 | 0 | 0 | 0 | 0 | 0 | 0 | 0 | 0 | 0 | 0 | 0 | 0
1985 | 8 | 20 | 0.17 | 0.17 | 0.12 | 0 | 0.17 | 0.12 | 0 | 0 | 0 | 0 | 0 | 0 | 0
1985 | 8 | 21 | 0.03 | 0.03 | 0 | 0 | 0.03 | 0 | 0 | 0 | 0 | 0 | 0 | 0 | 0
1985 | 8 | 22 | 0 | 0 | 0 | 0 | 0 | 0 | 0 | 0 | 0 | 0 | 0 | 0 | 0
1985 | 8 | 23 | 0 | 0 | 0 | 0 | 0 | 0 | 0 | 0 | 0 | 0 | 0 | 0 | 0
1985 | 8 | 24 | 0.05 | 0.05 | 0 | 0 | 0.05 | 0 | 0 | 0 | 0 | 0 | 0 | 0 | 0
1985 | 8 | 25 | 0.77 | 0.77 | 0.72 | 0 | 0.77 | 0.72 | 0 | 0 | 0 | 0 | 0 | 0 | 0
1985 | 8 | 26 | 0.01 | 0.01 | 0 | 0 | 0.01 | 0 | 0 | 0 | 0 | 0 | 0 | 0 | 0
1985 | 8 | 27 | 0 | 0 | 0 | 0 | 0 | 0 | 0 | 0 | 0 | 0 | 0 | 0 | 0
1985 | 8 | 28 | 0 | 0 | 0 | 0 | 0 | 0 | 0 | 0 | 0 | 0 | 0 | 0 | 0
1985 | 8 | 29 | 0 | 0 | 0 | 0 | 0 | 0 | 0 | 0 | 0 | 0 | 0 | 0 | 0
1985 | 8 | 30 | 0.15 | 0.15 | 0.1 | 0 | 0.15 | 0.1 | 0 | 0 | 0 | 0 | 0 | 0 | 0
1985 | 8 | 31 | 0.01 | 0.01 | 0 | 0 | 0.01 | 0 | 0 | 0 | 0 | 0 | 0 | 0 | 0
1985 | 9 | 1 | 0 | 0 | 0 | 0 | 0 | 0 | 0 | 0 | 0 | 0 | 0 | 0 | 0
1985 | 9 | 2 | 0 | 0 | 0 | 0 | 0 | 0 | 0 | 0 | 0 | 0 | 0 | 0 | 0
1985 | 9 | 3 | 0 | 0 | 0 | 0 | 0 | 0 | 0 | 0 | 0 | 0 | 0 | 0 | 0
1985 | 9 | 4 | 0 | 0 | 0 | 0 | 0 | 0 | 0 | 0 | 0 | 0 | 0 | 0 | 0
1985 | 9 | 5 | 0 | 0 | 0 | 0 | 0 | 0 | 0 | 0 | 0 | 0 | 0 | 0 | 0
1985 | 9 | 6 | 0 | 0 | 0 | 0 | 0 | 0 | 0 | 0 | 0 | 0 | 0 | 0 | 0
1985 | 9 | 7 | 0 | 0 | 0 | 0 | 0 | 0 | 0 | 0 | 0 | 0 | 0 | 0 | 0
1985 | 9 | 8 | 0.16 | 0.16 | 0.11 | 0 | 0.16 | 0.11 | 0 | 0 | 0 | 0 | 0 | 0 | 0
1985 | 9 | 9 | 0.13 | 0.13 | 0.08 | 0 | 0.13 | 0.08 | 0 | 0 | 0 | 0 | 0 | 0 | 0
1985 | 9 | 10 | 2 | 1 | 0.95 | 0 | 1 | 0.95 | 0 | 0 | 0 | 0 | 0 | 0 | 0
1985 | 9 | 11 | 0 | 0 | 0 | 0 | 0 | 0 | 0 | 0 | 0 | 0 | 0 | 0 | 0
1985 | 9 | 12 | 0 | 0 | 0 | 0 | 0 | 0 | 0 | 0 | 0 | 0 | 0 | 0 | 0
1985 | 9 | 13 | 0 | 0 | 0 | 0 | 0 | 0 | 0 | 0 | 0 | 0 | 0 | 0 | 0
1985 | 9 | 14 | 0 | 0 | 0 | 0 | 0 | 0 | 0 | 0 | 0 | 0 | 0 | 0 | 0
1985 | 9 | 15 | 0 | 0 | 0 | 0 | 0 | 0 | 0 | 0 | 0 | 0 | 0 | 0 | 0
1985 | 9 | 16 | 0 | 0 | 0 | 0 | 0 | 0 | 0 | 0 | 0 | 0 | 0 | 0 | 0
1985 | 9 | 17 | 0 | 0 | 0 | 0 | 0 | 0 | 0 | 0 | 0 | 0 | 0 | 0 | 0
1985 | 9 | 18 | 0 | 0 | 0 | 0 | 0 | 0 | 0 | 0 | 0 | 0 | 0 | 0 | 0
1985 | 9 | 19 | 0 | 0 | 0 | 0 | 0 | 0 | 0 | 0 | 0 | 0 | 0 | 0 | 0
1985 | 9 | 20 | 0 | 0 | 0 | 0 | 0 | 0 | 0 | 0 | 0 | 0 | 0 | 0 | 0
1985 | 9 | 21 | 0 | 0 | 0 | 0 | 0 | 0 | 0 | 0 | 0 | 0 | 0 | 0 | 0
1985 | 9 | 22 | 0.39 | 0.39 | 0.34 | 0 | 0.39 | 0.34 | 0 | 0 | 0 | 0 | 0 | 0 | 0
1985 | 9 | 23 | 0.03 | 0.03 | 0 | 0 | 0.03 | 0 | 0 | 0 | 0 | 0 | 0 | 0 | 0
1985 | 9 | 24 | 0 | 0 | 0 | 0 | 0 | 0 | 0 | 0 | 0 | 0 | 0 | 0 | 0
1985 | 9 | 25 | 0 | 0 | 0 | 0 | 0 | 0 | 0 | 0 | 0 | 0 | 0 | 0 | 0
1985 | 9 | 26 | 0.79 | 0.79 | 0.74 | 0 | 0.79 | 0.74 | 0 | 0 | 0 | 0 | 0 | 0 | 0
1985 | 9 | 27 | 3.17 | 1 | 0.95 | 0 | 1 | 0.95 | 0 | 0 | 0 | 0 | 0 | 0 | 0
1985 | 9 | 28 | 0 | 0 | 0 | 0 | 0 | 0 | 0 | 0 | 0 | 0 | 0 | 0 | 0
1985 | 9 | 29 | 0 | 0 | 0 | 0 | 0 | 0 | 0 | 0 | 0 | 0 | 0 | 0 | 0
1985 | 9 | 30 | 0 | 0 | 0 | 0 | 0 | 0 | 0 | 0 | 0 | 0 | 0 | 0 | 0
1985 | 10 | 1 | 0 | 0 | 0 | 0 | 0 | 0 | 0 | 0 | 0 | 0 | 0 | 0 | 0
1985 | 10 | 2 | 0.2 | 0.2 | 0.15 | 0 | 0.2 | 0.15 | 0 | 0 | 0 | 0 | 0 | 0 | 0
1985 | 10 | 3 | 1.22 | 1 | 0.95 | 0 | 1 | 0.95 | 0 | 0 | 0 | 0 | 0 | 0 | 0
1985 | 10 | 4 | 0 | 0 | 0 | 0 | 0 | 0 | 0 | 0 | 0 | 0 | 0 | 0 | 0
1985 | 10 | 5 | 0 | 0 | 0 | 0 | 0 | 0 | 0 | 0 | 0 | 0 | 0 | 0 | 0
1985 | 10 | 6 | 0 | 0 | 0 | 0 | 0 | 0 | 0 | 0 | 0 | 0 | 0 | 0 | 0
1985 | 10 | 7 | 0 | 0 | 0 | 0 | 0 | 0 | 0 | 0 | 0 | 0 | 0 | 0 | 0
1985 | 10 | 8 | 0 | 0 | 0 | 0 | 0 | 0 | 0 | 0 | 0 | 0 | 0 | 0 | 0
1985 | 10 | 9 | 0 | 0 | 0 | 0 | 0 | 0 | 0 | 0 | 0 | 0 | 0 | 0 | 0
1985 | 10 | 10 | 0 | 0 | 0 | 0 | 0 | 0 | 0 | 0 | 0 | 0 | 0 | 0 | 0
1985 | 10 | 11 | 0 | 0 | 0 | 0 | 0 | 0 | 0 | 0 | 0 | 0 | 0 | 0 | 0
1985 | 10 | 12 | 0 | 0 | 0 | 0 | 0 | 0 | 0 | 0 | 0 | 0 | 0 | 0 | 0
1985 | 10 | 13 | 0 | 0 | 0 | 0 | 0 | 0 | 0 | 0 | 0 | 0 | 0 | 0 | 0
1985 | 10 | 14 | 0.16 | 0.16 | 0.11 | 0 | 0.16 | 0.11 | 0 | 0 | 0 | 0 | 0 | 0 | 0
1985 | 10 | 15 | 0.08 | 0.08 | 0.03 | 0 | 0.08 | 0.03 | 0 | 0 | 0 | 0 | 0 | 0 | 0
1985 | 10 | 16 | 0 | 0 | 0 | 0 | 0 | 0 | 0 | 0 | 0 | 0 | 0 | 0 | 0
1985 | 10 | 17 | 0 | 0 | 0 | 0 | 0 | 0 | 0 | 0 | 0 | 0 | 0 | 0 | 0
1985 | 10 | 18 | 0 | 0 | 0 | 0 | 0 | 0 | 0 | 0 | 0 | 0 | 0 | 0 | 0
1985 | 10 | 19 | 0 | 0 | 0 | 0 | 0 | 0 | 0 | 0 | 0 | 0 | 0 | 0 | 0
1985 | 10 | 20 | 0.27 | 0.27 | 0.22 | 0 | 0.27 | 0.22 | 0 | 0 | 0 | 0 | 0 | 0 | 0
1985 | 10 | 21 | 1.12 | 1 | 0.95 | 0 | 1 | 0.95 | 0 | 0 | 0 | 0 | 0 | 0 | 0
1985 | 10 | 22 | 0.78 | 0.78 | 0.73 | 0 | 0.78 | 0.73 | 0 | 0 | 0 | 0 | 0 | 0 | 0
1985 | 10 | 23 | 0.01 | 0.01 | 0 | 0 | 0.01 | 0 | 0 | 0 | 0 | 0 | 0 | 0 | 0
1985 | 10 | 24 | 0.01 | 0.01 | 0 | 0 | 0.01 | 0 | 0 | 0 | 0 | 0 | 0 | 0 | 0
1985 | 10 | 25 | 0 | 0 | 0 | 0 | 0 | 0 | 0 | 0 | 0 | 0 | 0 | 0 | 0
1985 | 10 | 26 | 0 | 0 | 0 | 0 | 0 | 0 | 0 | 0 | 0 | 0 | 0 | 0 | 0
1985 | 10 | 27 | 0 | 0 | 0 | 0 | 0 | 0 | 0 | 0 | 0 | 0 | 0 | 0 | 0
1985 | 10 | 28 | 0 | 0 | 0 | 0 | 0 | 0 | 0 | 0 | 0 | 0 | 0 | 0 | 0
1985 | 10 | 29 | 0 | 0 | 0 | 0 | 0 | 0 | 0 | 0 | 0 | 0 | 0 | 0 | 0
1985 | 10 | 30 | 0 | 0 | 0 | 0 | 0 | 0 | 0 | 0 | 0 | 0 | 0 | 0 | 0
1985 | 10 | 31 | 0 | 0 | 0 | 0 | 0 | 0 | 0 | 0 | 0 | 0 | 0 | 0 | 0
1985 | 11 | 1 | 0.06 | 0.06 | 0.01 | 0 | 0.06 | 0.01 | 0 | 0 | 0 | 0 | 0 | 0 | 0
1985 | 11 | 2 | 0.03 | 0.03 | 0 | 0 | 0.03 | 0 | 0 | 0 | 0 | 0 | 0 | 0 | 0
1985 | 11 | 3 | 0.03 | 0.03 | 0 | 0 | 0.03 | 0 | 0 | 0 | 0 | 0 | 0 | 0 | 0
1985 | 11 | 4 | 0.97 | 0.97 | 0.92 | 0 | 0.97 | 0.92 | 0 | 0 | 0 | 0 | 0 | 0 | 0
1985 | 11 | 5 | 0.01 | 0.01 | 0 | 0 | 0.01 | 0 | 0 | 0 | 0 | 0 | 0 | 0 | 0
1985 | 11 | 6 | 0.01 | 0.01 | 0 | 0 | 0.01 | 0 | 0 | 0 | 0 | 0 | 0 | 0 | 0
1985 | 11 | 7 | 0 | 0 | 0 | 0 | 0 | 0 | 0 | 0 | 0 | 0 | 0 | 0 | 0
1985 | 11 | 8 | 0 | 0 | 0 | 0 | 0 | 0 | 0 | 0 | 0 | 0 | 0 | 0 | 0
1985 | 11 | 9 | 0 | 0 | 0 | 0 | 0 | 0 | 0 | 0 | 0 | 0 | 0 | 0 | 0
1985 | 11 | 10 | 0 | 0 | 0 | 0 | 0 | 0 | 0 | 0 | 0 | 0 | 0 | 0 | 0
1985 | 11 | 11 | 0 | 0 | 0 | 0 | 0 | 0 | 0 | 0 | 0 | 0 | 0 | 0 | 0
1985 | 11 | 12 | 0 | 0 | 0 | 0 | 0 | 0 | 0 | 0 | 0 | 0 | 0 | 0 | 0
1985 | 11 | 13 | 0 | 0 | 0 | 0 | 0 | 0 | 0 | 0 | 0 | 0 | 0 | 0 | 0
1985 | 11 | 14 | 0 | 0 | 0 | 0 | 0 | 0 | 0 | 0 | 0 | 0 | 0 | 0 | 0
1985 | 11 | 15 | 0 | 0 | 0 | 0 | 0 | 0 | 0 | 0 | 0 | 0 | 0 | 0 | 0
1985 | 11 | 16 | 0.35 | 0.35 | 0.3 | 0 | 0.35 | 0.3 | 0 | 0 | 0 | 0 | 0 | 0 | 0
1985 | 11 | 17 | 0 | 0 | 0 | 0 | 0 | 0 | 0 | 0 | 0 | 0 | 0 | 0 | 0
1985 | 11 | 18 | 0 | 0 | 0 | 0 | 0 | 0 | 0 | 0 | 0 | 0 | 0 | 0 | 0
1985 | 11 | 19 | 0 | 0 | 0 | 0 | 0 | 0 | 0 | 0 | 0 | 0 | 0 | 0 | 0
1985 | 11 | 20 | 0 | 0 | 0 | 0 | 0 | 0 | 0 | 0 | 0 | 0 | 0 | 0 | 0
1985 | 11 | 21 | 0 | 0 | 0 | 0 | 0 | 0 | 0 | 0 | 0 | 0 | 0 | 0 | 0
1985 | 11 | 22 | 1.23 | 1 | 0.95 | 0 | 1 | 0.95 | 0 | 0 | 0 | 0 | 0 | 0 | 0
1985 | 11 | 23 | 0 | 0 | 0 | 0 | 0 | 0 | 0 | 0 | 0 | 0 | 0 | 0 | 0
1985 | 11 | 24 | 0 | 0 | 0 | 0 | 0 | 0 | 0 | 0 | 0 | 0 | 0 | 0 | 0
1985 | 11 | 25 | 0 | 0 | 0 | 0 | 0 | 0 | 0 | 0 | 0 | 0 | 0 | 0 | 0
1985 | 11 | 26 | 0.01 | 0.01 | 0 | 0 | 0.01 | 0 | 0 | 0 | 0 | 0 | 0 | 0 | 0
1985 | 11 | 27 | 0.06 | 0.06 | 0.01 | 0 | 0.06 | 0.01 | 0 | 0 | 0 | 0 | 0 | 0 | 0
1985 | 11 | 28 | 0.67 | 0.67 | 0.62 | 0 | 0.67 | 0.62 | 0 | 0 | 0 | 0 | 0 | 0 | 0
1985 | 11 | 29 | 0.02 | 0.02 | 0 | 0 | 0.02 | 0 | 0 | 0 | 0 | 0 | 0 | 0 | 0
1985 | 11 | 30 | 1.02 | 1 | 0.95 | 0 | 1 | 0.95 | 0 | 0 | 0 | 0 | 0 | 0 | 0
1985 | 12 | 1 | 0.03 | 0.03 | 0 | 0 | 0.03 | 0 | 0 | 0 | 0 | 0 | 0 | 0 | 0
1985 | 12 | 2 | 0 | 0 | 0 | 0 | 0 | 0 | 0 | 0 | 0 | 0 | 0 | 0 | 0
1985 | 12 | 3 | 0 | 0 | 0 | 0 | 0 | 0 | 0 | 0 | 0 | 0 | 0 | 0 | 0
1985 | 12 | 4 | 0 | 0 | 0 | 0 | 0 | 0 | 0 | 0 | 0 | 0 | 0 | 0 | 0
1985 | 12 | 5 | 0 | 0 | 0 | 0 | 0 | 0 | 0 | 0 | 0 | 0 | 0 | 0 | 0
1985 | 12 | 6 | 0 | 0 | 0 | 0 | 0 | 0 | 0 | 0 | 0 | 0 | 0 | 0 | 0
1985 | 12 | 7 | 0 | 0 | 0 | 0 | 0 | 0 | 0 | 0 | 0 | 0 | 0 | 0 | 0
1985 | 12 | 8 | 0 | 0 | 0 | 0 | 0 | 0 | 0 | 0 | 0 | 0 | 0 | 0 | 0
1985 | 12 | 9 | 0 | 0 | 0 | 0 | 0 | 0 | 0 | 0 | 0 | 0 | 0 | 0 | 0
1985 | 12 | 10 | 0 | 0 | 0 | 0 | 0 | 0 | 0 | 0 | 0 | 0 | 0 | 0 | 0
1985 | 12 | 11 | 0.03 | 0.03 | 0 | 0 | 0.03 | 0 | 0 | 0 | 0 | 0 | 0 | 0 | 0
1985 | 12 | 12 | 0 | 0 | 0 | 0 | 0 | 0 | 0 | 0 | 0 | 0 | 0 | 0 | 0
1985 | 12 | 13 | 0.44 | 0.44 | 0.39 | 0 | 0.44 | 0.39 | 0 | 0 | 0 | 0 | 0 | 0 | 0
1985 | 12 | 14 | 0 | 0 | 0 | 0 | 0 | 0 | 0 | 0 | 0 | 0 | 0 | 0 | 0
1985 | 12 | 15 | 0 | 0 | 0 | 0 | 0 | 0 | 0 | 0 | 0 | 0 | 0 | 0 | 0
1985 | 12 | 16 | 0 | 0 | 0 | 0 | 0 | 0 | 0 | 0 | 0 | 0 | 0 | 0 | 0
1985 | 12 | 17 | 0 | 0 | 0 | 0 | 0 | 0 | 0 | 0 | 0 | 0 | 0 | 0 | 0
1985 | 12 | 18 | 0 | 0 | 0 | 0 | 0 | 0 | 0 | 0 | 0 | 0 | 0 | 0 | 0
1985 | 12 | 19 | 0 | 0 | 0 | 0 | 0 | 0 | 0 | 0 | 0 | 0 | 0 | 0 | 0
1985 | 12 | 20 | 0.06 | 0.06 | 0.01 | 0 | 0.06 | 0.01 | 0 | 0 | 0 | 0 | 0 | 0 | 0
1985 | 12 | 21 | 0 | 0 | 0 | 0 | 0 | 0 | 0 | 0 | 0 | 0 | 0 | 0 | 0
1985 | 12 | 22 | 0 | 0 | 0 | 0 | 0 | 0 | 0 | 0 | 0 | 0 | 0 | 0 | 0
1985 | 12 | 23 | 0 | 0 | 0 | 0 | 0 | 0 | 0 | 0 | 0 | 0 | 0 | 0 | 0
1985 | 12 | 24 | 0.08 | 0.08 | 0.03 | 0 | 0.08 | 0.03 | 0 | 0 | 0 | 0 | 0 | 0 | 0
1985 | 12 | 25 | 0.02 | 0.02 | 0 | 0 | 0.02 | 0 | 0 | 0 | 0 | 0 | 0 | 0 | 0
1985 | 12 | 26 | 0 | 0 | 0 | 0 | 0 | 0 | 0 | 0 | 0 | 0 | 0 | 0 | 0
1985 | 12 | 27 | 0 | 0 | 0 | 0 | 0 | 0 | 0 | 0 | 0 | 0 | 0 | 0 | 0
1985 | 12 | 28 | 0 | 0 | 0 | 0 | 0 | 0 | 0 | 0 | 0 | 0 | 0 | 0 | 0
1985 | 12 | 29 | 0 | 0 | 0 | 0 | 0 | 0 | 0 | 0 | 0 | 0 | 0 | 0 | 0
1985 | 12 | 30 | 0 | 0 | 0 | 0 | 0 | 0 | 0 | 0 | 0 | 0 | 0 | 0 | 0
1985 | 12 | 31 | 0.02 | 0.02 | 0 | 0 | 0.02 | 0 | 0 | 0 | 0 | 0 | 0 | 0 | 0
1986 | 1 | 1 | 0 | 0 | 0 | 0 | 0 | 0 | 0 | 0 | 0 | 0 | 0 | 0 | 0
1986 | 1 | 2 | 0 | 0 | 0 | 0 | 0 | 0 | 0 | 0 | 0 | 0 | 0 | 0 | 0
1986 | 1 | 3 | 0.02 | 0.02 | 0 | 0 | 0.02 | 0 | 0 | 0 | 0 | 0 | 0 | 0 | 0
1986 | 1 | 4 | 0 | 0 | 0 | 0 | 0 | 0 | 0 | 0 | 0 | 0 | 0 | 0 | 0
1986 | 1 | 5 | 0 | 0 | 0 | 0 | 0 | 0 | 0 | 0 | 0 | 0 | 0 | 0 | 0
1986 | 1 | 6 | 0 | 0 | 0 | 0 | 0 | 0 | 0 | 0 | 0 | 0 | 0 | 0 | 0
1986 | 1 | 7 | 0 | 0 | 0 | 0 | 0 | 0 | 0 | 0 | 0 | 0 | 0 | 0 | 0
1986 | 1 | 8 | 0 | 0 | 0 | 0 | 0 | 0 | 0 | 0 | 0 | 0 | 0 | 0 | 0
1986 | 1 | 9 | 0 | 0 | 0 | 0 | 0 | 0 | 0 | 0 | 0 | 0 | 0 | 0 | 0
1986 | 1 | 10 | 0 | 0 | 0 | 0 | 0 | 0 | 0 | 0 | 0 | 0 | 0 | 0 | 0
1986 | 1 | 11 | 0 | 0 | 0 | 0 | 0 | 0 | 0 | 0 | 0 | 0 | 0 | 0 | 0
1986 | 1 | 12 | 0 | 0 | 0 | 0 | 0 | 0 | 0 | 0 | 0 | 0 | 0 | 0 | 0
1986 | 1 | 13 | 0 | 0 | 0 | 0 | 0 | 0 | 0 | 0 | 0 | 0 | 0 | 0 | 0
1986 | 1 | 14 | 0.04 | 0.04 | 0 | 0 | 0.04 | 0 | 0 | 0 | 0 | 0 | 0 | 0 | 0
1986 | 1 | 15 | 0 | 0 | 0 | 0 | 0 | 0 | 0 | 0 | 0 | 0 | 0 | 0 | 0
1986 | 1 | 16 | 0 | 0 | 0 | 0 | 0 | 0 | 0 | 0 | 0 | 0 | 0 | 0 | 0
1986 | 1 | 17 | 0 | 0 | 0 | 0 | 0 | 0 | 0 | 0 | 0 | 0 | 0 | 0 | 0
1986 | 1 | 18 | 0 | 0 | 0 | 0 | 0 | 0 | 0 | 0 | 0 | 0 | 0 | 0 | 0
1986 | 1 | 19 | 0.7 | 0.7 | 0.65 | 0 | 0.7 | 0.65 | 0 | 0 | 0 | 0 | 0 | 0 | 0
1986 | 1 | 20 | 0.03 | 0.03 | 0 | 0 | 0.03 | 0 | 0 | 0 | 0 | 0 | 0 | 0 | 0
1986 | 1 | 21 | 0 | 0 | 0 | 0 | 0 | 0 | 0 | 0 | 0 | 0 | 0 | 0 | 0
1986 | 1 | 22 | 0 | 0 | 0 | 0 | 0 | 0 | 0 | 0 | 0 | 0 | 0 | 0 | 0
1986 | 1 | 23 | 0 | 0 | 0 | 0 | 0 | 0 | 0 | 0 | 0 | 0 | 0 | 0 | 0
1986 | 1 | 24 | 0 | 0 | 0 | 0 | 0 | 0 | 0 | 0 | 0 | 0 | 0 | 0 | 0
1986 | 1 | 25 | 0.78 | 0.78 | 0.73 | 0 | 0.78 | 0.73 | 0 | 0 | 0 | 0 | 0 | 0 | 0
1986 | 1 | 26 | 0.67 | 0.67 | 0.62 | 0 | 0.67 | 0.62 | 0 | 0 | 0 | 0 | 0 | 0 | 0
1986 | 1 | 27 | 0.04 | 0.04 | 0 | 0 | 0.04 | 0 | 0 | 0 | 0 | 0 | 0 | 0 | 0
1986 | 1 | 28 | 0 | 0 | 0 | 0 | 0 | 0 | 0 | 0 | 0 | 0 | 0 | 0 | 0
1986 | 1 | 29 | 0.1 | 0.1 | 0.05 | 0 | 0.1 | 0.05 | 0 | 0 | 0 | 0 | 0 | 0 | 0
1986 | 1 | 30 | 0 | 0 | 0 | 0 | 0 | 0 | 0 | 0 | 0 | 0 | 0 | 0 | 0
1986 | 1 | 31 | 0 | 0 | 0 | 0 | 0 | 0 | 0 | 0 | 0 | 0 | 0 | 0 | 0
1986 | 2 | 1 | 0 | 0 | 0 | 0 | 0 | 0 | 0 | 0 | 0 | 0 | 0 | 0 | 0
1986 | 2 | 2 | 0.01 | 0.01 | 0 | 0 | 0.01 | 0 | 0 | 0 | 0 | 0 | 0 | 0 | 0
1986 | 2 | 3 | 0.15 | 0.15 | 0.1 | 0 | 0.15 | 0.1 | 0 | 0 | 0 | 0 | 0 | 0 | 0
1986 | 2 | 4 | 0.57 | 0.57 | 0.52 | 0 | 0.57 | 0.52 | 0 | 0 | 0 | 0 | 0 | 0 | 0
1986 | 2 | 5 | 0.03 | 0.03 | 0 | 0 | 0.03 | 0 | 0 | 0 | 0 | 0 | 0 | 0 | 0
1986 | 2 | 6 | 0.14 | 0.14 | 0.09 | 0 | 0.14 | 0.09 | 0 | 0 | 0 | 0 | 0 | 0 | 0
1986 | 2 | 7 | 0.21 | 0.21 | 0.16 | 0 | 0.21 | 0.16 | 0 | 0 | 0 | 0 | 0 | 0 | 0
1986 | 2 | 8 | 0 | 0 | 0 | 0 | 0 | 0 | 0 | 0 | 0 | 0 | 0 | 0 | 0
1986 | 2 | 9 | 0 | 0 | 0 | 0 | 0 | 0 | 0 | 0 | 0 | 0 | 0 | 0 | 0
1986 | 2 | 10 | 0.09 | 0.09 | 0.04 | 0 | 0.09 | 0.04 | 0 | 0 | 0 | 0 | 0 | 0 | 0
1986 | 2 | 11 | 0.36 | 0.36 | 0.31 | 0 | 0.36 | 0.31 | 0 | 0 | 0 | 0 | 0 | 0 | 0
1986 | 2 | 12 | 0 | 0 | 0 | 0 | 0 | 0 | 0 | 0 | 0 | 0 | 0 | 0 | 0
1986 | 2 | 13 | 0 | 0 | 0 | 0 | 0 | 0 | 0 | 0 | 0 | 0 | 0 | 0 | 0
1986 | 2 | 14 | 0.15 | 0.15 | 0.1 | 0 | 0.15 | 0.1 | 0 | 0 | 0 | 0 | 0 | 0 | 0
1986 | 2 | 15 | 0 | 0 | 0 | 0 | 0 | 0 | 0 | 0 | 0 | 0 | 0 | 0 | 0
1986 | 2 | 16 | 0 | 0 | 0 | 0 | 0 | 0 | 0 | 0 | 0 | 0 | 0 | 0 | 0
1986 | 2 | 17 | 0.04 | 0.04 | 0 | 0 | 0.04 | 0 | 0 | 0 | 0 | 0 | 0 | 0 | 0
1986 | 2 | 18 | 0.51 | 0.51 | 0.46 | 0 | 0.51 | 0.46 | 0 | 0 | 0 | 0 | 0 | 0 | 0
1986 | 2 | 19 | 0.15 | 0.15 | 0.1 | 0 | 0.15 | 0.1 | 0 | 0 | 0 | 0 | 0 | 0 | 0
1986 | 2 | 20 | 0.02 | 0.02 | 0 | 0 | 0.02 | 0 | 0 | 0 | 0 | 0 | 0 | 0 | 0
1986 | 2 | 21 | 0.03 | 0.03 | 0 | 0 | 0.03 | 0 | 0 | 0 | 0 | 0 | 0 | 0 | 0
1986 | 2 | 22 | 0.43 | 0.43 | 0.38 | 0 | 0.43 | 0.38 | 0 | 0 | 0 | 0 | 0 | 0 | 0
1986 | 2 | 23 | 0 | 0 | 0 | 0 | 0 | 0 | 0 | 0 | 0 | 0 | 0 | 0 | 0
1986 | 2 | 24 | 0.44 | 0.44 | 0.39 | 0 | 0.44 | 0.39 | 0 | 0 | 0 | 0 | 0 | 0 | 0
1986 | 2 | 25 | 0 | 0 | 0 | 0 | 0 | 0 | 0 | 0 | 0 | 0 | 0 | 0 | 0
1986 | 2 | 26 | 0.08 | 0.08 | 0.03 | 0 | 0.08 | 0.03 | 0 | 0 | 0 | 0 | 0 | 0 | 0
1986 | 2 | 27 | 0.08 | 0.08 | 0.03 | 0 | 0.08 | 0.03 | 0 | 0 | 0 | 0 | 0 | 0 | 0
1986 | 2 | 28 | 0 | 0 | 0 | 0 | 0 | 0 | 0 | 0 | 0 | 0 | 0 | 0 | 0
1986 | 3 | 1 | 0 | 0 | 0 | 0 | 0 | 0 | 0 | 0 | 0 | 0 | 0 | 0 | 0
1986 | 3 | 2 | 0 | 0 | 0 | 0 | 0 | 0 | 0 | 0 | 0 | 0 | 0 | 0 | 0
1986 | 3 | 3 | 0.01 | 0.01 | 0 | 0 | 0.01 | 0 | 0 | 0 | 0 | 0 | 0 | 0 | 0
1986 | 3 | 4 | 0 | 0 | 0 | 0 | 0 | 0 | 0 | 0 | 0 | 0 | 0 | 0 | 0
1986 | 3 | 5 | 0 | 0 | 0 | 0 | 0 | 0 | 0 | 0 | 0 | 0 | 0 | 0 | 0
1986 | 3 | 6 | 0 | 0 | 0 | 0 | 0 | 0 | 0 | 0 | 0 | 0 | 0 | 0 | 0
1986 | 3 | 7 | 0 | 0 | 0 | 0 | 0 | 0 | 0 | 0 | 0 | 0 | 0 | 0 | 0
1986 | 3 | 8 | 0 | 0 | 0 | 0 | 0 | 0 | 0 | 0 | 0 | 0 | 0 | 0 | 0
1986 | 3 | 9 | 0 | 0 | 0 | 0 | 0 | 0 | 0 | 0 | 0 | 0 | 0 | 0 | 0
1986 | 3 | 10 | 0 | 0 | 0 | 0 | 0 | 0 | 0 | 0 | 0 | 0 | 0 | 0 | 0
1986 | 3 | 11 | 0 | 0 | 0 | 0 | 0 | 0 | 0 | 0 | 0 | 0 | 0 | 0 | 0
1986 | 3 | 12 | 0 | 0 | 0 | 0 | 0 | 0 | 0 | 0 | 0 | 0 | 0 | 0 | 0
1986 | 3 | 13 | 0.17 | 0.17 | 0.12 | 0 | 0.17 | 0.12 | 0 | 0 | 0 | 0 | 0 | 0 | 0
1986 | 3 | 14 | 0.41 | 0.41 | 0.36 | 0 | 0.41 | 0.36 | 0 | 0 | 0 | 0 | 0 | 0 | 0
1986 | 3 | 15 | 0.15 | 0.15 | 0.1 | 0 | 0.15 | 0.1 | 0 | 0 | 0 | 0 | 0 | 0 | 0
1986 | 3 | 16 | 0 | 0 | 0 | 0 | 0 | 0 | 0 | 0 | 0 | 0 | 0 | 0 | 0
1986 | 3 | 17 | 0 | 0 | 0 | 0 | 0 | 0 | 0 | 0 | 0 | 0 | 0 | 0 | 0
1986 | 3 | 18 | 0 | 0 | 0 | 0 | 0 | 0 | 0 | 0 | 0 | 0 | 0 | 0 | 0
1986 | 3 | 19 | 0 | 0 | 0 | 0 | 0 | 0 | 0 | 0 | 0 | 0 | 0 | 0 | 0
1986 | 3 | 20 | 0 | 0 | 0 | 0 | 0 | 0 | 0 | 0 | 0 | 0 | 0 | 0 | 0
1986 | 3 | 21 | 0 | 0 | 0 | 0 | 0 | 0 | 0 | 0 | 0 | 0 | 0 | 0 | 0
1986 | 3 | 22 | 0 | 0 | 0 | 0 | 0 | 0 | 0 | 0 | 0 | 0 | 0 | 0 | 0
1986 | 3 | 23 | 0 | 0 | 0 | 0 | 0 | 0 | 0 | 0 | 0 | 0 | 0 | 0 | 0
1986 | 3 | 24 | 0 | 0 | 0 | 0 | 0 | 0 | 0 | 0 | 0 | 0 | 0 | 0 | 0
1986 | 3 | 25 | 0 | 0 | 0 | 0 | 0 | 0 | 0 | 0 | 0 | 0 | 0 | 0 | 0
1986 | 3 | 26 | 0 | 0 | 0 | 0 | 0 | 0 | 0 | 0 | 0 | 0 | 0 | 0 | 0
1986 | 3 | 27 | 0 | 0 | 0 | 0 | 0 | 0 | 0 | 0 | 0 | 0 | 0 | 0 | 0
1986 | 3 | 28 | 0 | 0 | 0 | 0 | 0 | 0 | 0 | 0 | 0 | 0 | 0 | 0 | 0
1986 | 3 | 29 | 0 | 0 | 0 | 0 | 0 | 0 | 0 | 0 | 0 | 0 | 0 | 0 | 0
1986 | 3 | 30 | 0 | 0 | 0 | 0 | 0 | 0 | 0 | 0 | 0 | 0 | 0 | 0 | 0
1986 | 3 | 31 | 0 | 0 | 0 | 0 | 0 | 0 | 0 | 0 | 0 | 0 | 0 | 0 | 0
1986 | 4 | 1 | 0 | 0 | 0 | 0 | 0 | 0 | 0 | 0 | 0 | 0 | 0 | 0 | 0
1986 | 4 | 2 | 0 | 0 | 0 | 0 | 0 | 0 | 0 | 0 | 0 | 0 | 0 | 0 | 0
1986 | 4 | 3 | 0 | 0 | 0 | 0 | 0 | 0 | 0 | 0 | 0 | 0 | 0 | 0 | 0
1986 | 4 | 4 | 0 | 0 | 0 | 0 | 0 | 0 | 0 | 0 | 0 | 0 | 0 | 0 | 0
1986 | 4 | 5 | 0.13 | 0.13 | 0.08 | 0 | 0.13 | 0.08 | 0 | 0 | 0 | 0 | 0 | 0 | 0
1986 | 4 | 6 | 0.36 | 0.36 | 0.31 | 0 | 0.36 | 0.31 | 0 | 0 | 0 | 0 | 0 | 0 | 0
1986 | 4 | 7 | 0.01 | 0.01 | 0 | 0 | 0.01 | 0 | 0 | 0 | 0 | 0 | 0 | 0 | 0
1986 | 4 | 8 | 0 | 0 | 0 | 0 | 0 | 0 | 0 | 0 | 0 | 0 | 0 | 0 | 0
1986 | 4 | 9 | 0 | 0 | 0 | 0 | 0 | 0 | 0 | 0 | 0 | 0 | 0 | 0 | 0
1986 | 4 | 10 | 0 | 0 | 0 | 0 | 0 | 0 | 0 | 0 | 0 | 0 | 0 | 0 | 0
1986 | 4 | 11 | 0.07 | 0.07 | 0.02 | 0 | 0.07 | 0.02 | 0 | 0 | 0 | 0 | 0 | 0 | 0
1986 | 4 | 12 | 0 | 0 | 0 | 0 | 0 | 0 | 0 | 0 | 0 | 0 | 0 | 0 | 0
1986 | 4 | 13 | 0 | 0 | 0 | 0 | 0 | 0 | 0 | 0 | 0 | 0 | 0 | 0 | 0
1986 | 4 | 14 | 0 | 0 | 0 | 0 | 0 | 0 | 0 | 0 | 0 | 0 | 0 | 0 | 0
1986 | 4 | 15 | 0.79 | 0.79 | 0.74 | 0 | 0.79 | 0.74 | 0 | 0 | 0 | 0 | 0 | 0 | 0
1986 | 4 | 16 | 0.07 | 0.07 | 0.02 | 0 | 0.07 | 0.02 | 0 | 0 | 0 | 0 | 0 | 0 | 0
1986 | 4 | 17 | 0.22 | 0.22 | 0.17 | 0 | 0.22 | 0.17 | 0 | 0 | 0 | 0 | 0 | 0 | 0
1986 | 4 | 18 | 0 | 0 | 0 | 0 | 0 | 0 | 0 | 0 | 0 | 0 | 0 | 0 | 0
1986 | 4 | 19 | 0 | 0 | 0 | 0 | 0 | 0 | 0 | 0 | 0 | 0 | 0 | 0 | 0
1986 | 4 | 20 | 0 | 0 | 0 | 0 | 0 | 0 | 0 | 0 | 0 | 0 | 0 | 0 | 0
1986 | 4 | 21 | 0.21 | 0.21 | 0.16 | 0 | 0.21 | 0.16 | 0 | 0 | 0 | 0 | 0 | 0 | 0
1986 | 4 | 22 | 0.1 | 0.1 | 0.05 | 0 | 0.1 | 0.05 | 0 | 0 | 0 | 0 | 0 | 0 | 0
1986 | 4 | 23 | 0 | 0 | 0 | 0 | 0 | 0 | 0 | 0 | 0 | 0 | 0 | 0 | 0
1986 | 4 | 24 | 0 | 0 | 0 | 0 | 0 | 0 | 0 | 0 | 0 | 0 | 0 | 0 | 0
1986 | 4 | 25 | 0.02 | 0.02 | 0 | 0 | 0.02 | 0 | 0 | 0 | 0 | 0 | 0 | 0 | 0
1986 | 4 | 26 | 0 | 0 | 0 | 0 | 0 | 0 | 0 | 0 | 0 | 0 | 0 | 0 | 0
1986 | 4 | 27 | 0 | 0 | 0 | 0 | 0 | 0 | 0 | 0 | 0 | 0 | 0 | 0 | 0
1986 | 4 | 28 | 0 | 0 | 0 | 0 | 0 | 0 | 0 | 0 | 0 | 0 | 0 | 0 | 0
1986 | 4 | 29 | 0 | 0 | 0 | 0 | 0 | 0 | 0 | 0 | 0 | 0 | 0 | 0 | 0
1986 | 4 | 30 | 0 | 0 | 0 | 0 | 0 | 0 | 0 | 0 | 0 | 0 | 0 | 0 | 0
1986 | 5 | 1 | 0 | 0 | 0 | 0 | 0 | 0 | 0 | 0 | 0 | 0 | 0 | 0 | 0
1986 | 5 | 2 | 0 | 0 | 0 | 0 | 0 | 0 | 0 | 0 | 0 | 0 | 0 | 0 | 0
1986 | 5 | 3 | 0 | 0 | 0 | 0 | 0 | 0 | 0 | 0 | 0 | 0 | 0 | 0 | 0
1986 | 5 | 4 | 0 | 0 | 0 | 0 | 0 | 0 | 0 | 0 | 0 | 0 | 0 | 0 | 0
1986 | 5 | 5 | 0 | 0 | 0 | 0 | 0 | 0 | 0 | 0 | 0 | 0 | 0 | 0 | 0
1986 | 5 | 6 | 0 | 0 | 0 | 0 | 0 | 0 | 0 | 0 | 0 | 0 | 0 | 0 | 0
1986 | 5 | 7 | 0 | 0 | 0 | 0 | 0 | 0 | 0 | 0 | 0 | 0 | 0 | 0 | 0
1986 | 5 | 8 | 0 | 0 | 0 | 0 | 0 | 0 | 0 | 0 | 0 | 0 | 0 | 0 | 0
1986 | 5 | 9 | 0 | 0 | 0 | 0 | 0 | 0 | 0 | 0 | 0 | 0 | 0 | 0 | 0
1986 | 5 | 10 | 0 | 0 | 0 | 0 | 0 | 0 | 0 | 0 | 0 | 0 | 0 | 0 | 0
1986 | 5 | 11 | 0 | 0 | 0 | 0 | 0 | 0 | 0 | 0 | 0 | 0 | 0 | 0 | 0
1986 | 5 | 12 | 0 | 0 | 0 | 0 | 0 | 0 | 0 | 0 | 0 | 0 | 0 | 0 | 0
1986 | 5 | 13 | 0.04 | 0.04 | 0 | 0 | 0.04 | 0 | 0 | 0 | 0 | 0 | 0 | 0 | 0
1986 | 5 | 14 | 0.14 | 0.14 | 0.09 | 0 | 0.14 | 0.09 | 0 | 0 | 0 | 0 | 0 | 0 | 0
1986 | 5 | 15 | 0 | 0 | 0 | 0 | 0 | 0 | 0 | 0 | 0 | 0 | 0 | 0 | 0
1986 | 5 | 16 | 0 | 0 | 0 | 0 | 0 | 0 | 0 | 0 | 0 | 0 | 0 | 0 | 0
1986 | 5 | 17 | 0 | 0 | 0 | 0 | 0 | 0 | 0 | 0 | 0 | 0 | 0 | 0 | 0
1986 | 5 | 18 | 0 | 0 | 0 | 0 | 0 | 0 | 0 | 0 | 0 | 0 | 0 | 0 | 0
1986 | 5 | 19 | 0 | 0 | 0 | 0 | 0 | 0 | 0 | 0 | 0 | 0 | 0 | 0 | 0
1986 | 5 | 20 | 0.51 | 0.51 | 0.46 | 0 | 0.51 | 0.46 | 0 | 0 | 0 | 0 | 0 | 0 | 0
1986 | 5 | 21 | 0.06 | 0.06 | 0.01 | 0 | 0.06 | 0.01 | 0 | 0 | 0 | 0 | 0 | 0 | 0
1986 | 5 | 22 | 0 | 0 | 0 | 0 | 0 | 0 | 0 | 0 | 0 | 0 | 0 | 0 | 0
1986 | 5 | 23 | 0 | 0 | 0 | 0 | 0 | 0 | 0 | 0 | 0 | 0 | 0 | 0 | 0
1986 | 5 | 24 | 0 | 0 | 0 | 0 | 0 | 0 | 0 | 0 | 0 | 0 | 0 | 0 | 0
1986 | 5 | 25 | 0 | 0 | 0 | 0 | 0 | 0 | 0 | 0 | 0 | 0 | 0 | 0 | 0
1986 | 5 | 26 | 0 | 0 | 0 | 0 | 0 | 0 | 0 | 0 | 0 | 0 | 0 | 0 | 0
1986 | 5 | 27 | 0 | 0 | 0 | 0 | 0 | 0 | 0 | 0 | 0 | 0 | 0 | 0 | 0
1986 | 5 | 28 | 0 | 0 | 0 | 0 | 0 | 0 | 0 | 0 | 0 | 0 | 0 | 0 | 0
1986 | 5 | 29 | 0 | 0 | 0 | 0 | 0 | 0 | 0 | 0 | 0 | 0 | 0 | 0 | 0
1986 | 5 | 30 | 0 | 0 | 0 | 0 | 0 | 0 | 0 | 0 | 0 | 0 | 0 | 0 | 0
1986 | 5 | 31 | 0 | 0 | 0 | 0 | 0 | 0 | 0 | 0 | 0 | 0 | 0 | 0 | 0
1986 | 6 | 1 | 0 | 0 | 0 | 0 | 0 | 0 | 0 | 0 | 0 | 0 | 0 | 0 | 0
1986 | 6 | 2 | 0 | 0 | 0 | 0 | 0 | 0 | 0 | 0 | 0 | 0 | 0 | 0 | 0
1986 | 6 | 3 | 0 | 0 | 0 | 0 | 0 | 0 | 0 | 0 | 0 | 0 | 0 | 0 | 0
1986 | 6 | 4 | 0 | 0 | 0 | 0 | 0 | 0 | 0 | 0 | 0 | 0 | 0 | 0 | 0
1986 | 6 | 5 | 0 | 0 | 0 | 0 | 0 | 0 | 0 | 0 | 0 | 0 | 0 | 0 | 0
1986 | 6 | 6 | 0 | 0 | 0 | 0 | 0 | 0 | 0 | 0 | 0 | 0 | 0 | 0 | 0
1986 | 6 | 7 | 0 | 0 | 0 | 0 | 0 | 0 | 0 | 0 | 0 | 0 | 0 | 0 | 0
1986 | 6 | 8 | 0.06 | 0.06 | 0.01 | 0 | 0.06 | 0.01 | 0 | 0 | 0 | 0 | 0 | 0 | 0
1986 | 6 | 9 | 0 | 0 | 0 | 0 | 0 | 0 | 0 | 0 | 0 | 0 | 0 | 0 | 0
1986 | 6 | 10 | 0 | 0 | 0 | 0 | 0 | 0 | 0 | 0 | 0 | 0 | 0 | 0 | 0
1986 | 6 | 11 | 0 | 0 | 0 | 0 | 0 | 0 | 0 | 0 | 0 | 0 | 0 | 0 | 0
1986 | 6 | 12 | 0.4 | 0.4 | 0.35 | 0 | 0.4 | 0.35 | 0 | 0 | 0 | 0 | 0 | 0 | 0
1986 | 6 | 13 | 0 | 0 | 0 | 0 | 0 | 0 | 0 | 0 | 0 | 0 | 0 | 0 | 0
1986 | 6 | 14 | 0 | 0 | 0 | 0 | 0 | 0 | 0 | 0 | 0 | 0 | 0 | 0 | 0
1986 | 6 | 15 | 0 | 0 | 0 | 0 | 0 | 0 | 0 | 0 | 0 | 0 | 0 | 0 | 0
1986 | 6 | 16 | 0.05 | 0.05 | 0 | 0 | 0.05 | 0 | 0 | 0 | 0 | 0 | 0 | 0 | 0
1986 | 6 | 17 | 0.04 | 0.04 | 0 | 0 | 0.04 | 0 | 0 | 0 | 0 | 0 | 0 | 0 | 0
1986 | 6 | 18 | 0 | 0 | 0 | 0 | 0 | 0 | 0 | 0 | 0 | 0 | 0 | 0 | 0
1986 | 6 | 19 | 0 | 0 | 0 | 0 | 0 | 0 | 0 | 0 | 0 | 0 | 0 | 0 | 0
1986 | 6 | 20 | 0.29 | 0.29 | 0.24 | 0 | 0.29 | 0.24 | 0 | 0 | 0 | 0 | 0 | 0 | 0
1986 | 6 | 21 | 0 | 0 | 0 | 0 | 0 | 0 | 0 | 0 | 0 | 0 | 0 | 0 | 0
1986 | 6 | 22 | 0 | 0 | 0 | 0 | 0 | 0 | 0 | 0 | 0 | 0 | 0 | 0 | 0
1986 | 6 | 23 | 0 | 0 | 0 | 0 | 0 | 0 | 0 | 0 | 0 | 0 | 0 | 0 | 0
1986 | 6 | 24 | 0.33 | 0.33 | 0.28 | 0 | 0.33 | 0.28 | 0 | 0 | 0 | 0 | 0 | 0 | 0
1986 | 6 | 25 | 0 | 0 | 0 | 0 | 0 | 0 | 0 | 0 | 0 | 0 | 0 | 0 | 0
1986 | 6 | 26 | 0 | 0 | 0 | 0 | 0 | 0 | 0 | 0 | 0 | 0 | 0 | 0 | 0
1986 | 6 | 27 | 0.05 | 0.05 | 0 | 0 | 0.05 | 0 | 0 | 0 | 0 | 0 | 0 | 0 | 0
1986 | 6 | 28 | 0.06 | 0.06 | 0.01 | 0 | 0.06 | 0.01 | 0 | 0 | 0 | 0 | 0 | 0 | 0
1986 | 6 | 29 | 0.01 | 0.01 | 0 | 0 | 0.01 | 0 | 0 | 0 | 0 | 0 | 0 | 0 | 0
1986 | 6 | 30 | 0 | 0 | 0 | 0 | 0 | 0 | 0 | 0 | 0 | 0 | 0 | 0 | 0
1986 | 7 | 1 | 0.09 | 0.09 | 0.04 | 0 | 0.09 | 0.04 | 0 | 0 | 0 | 0 | 0 | 0 | 0
1986 | 7 | 2 | 0.89 | 0.89 | 0.84 | 0 | 0.89 | 0.84 | 0 | 0 | 0 | 0 | 0 | 0 | 0
1986 | 7 | 3 | 0 | 0 | 0 | 0 | 0 | 0 | 0 | 0 | 0 | 0 | 0 | 0 | 0
1986 | 7 | 4 | 0 | 0 | 0 | 0 | 0 | 0 | 0 | 0 | 0 | 0 | 0 | 0 | 0
1986 | 7 | 5 | 0 | 0 | 0 | 0 | 0 | 0 | 0 | 0 | 0 | 0 | 0 | 0 | 0
1986 | 7 | 6 | 0 | 0 | 0 | 0 | 0 | 0 | 0 | 0 | 0 | 0 | 0 | 0 | 0
1986 | 7 | 7 | 0 | 0 | 0 | 0 | 0 | 0 | 0 | 0 | 0 | 0 | 0 | 0 | 0
1986 | 7 | 8 | 0.33 | 0.33 | 0.28 | 0 | 0.33 | 0.28 | 0 | 0 | 0 | 0 | 0 | 0 | 0
1986 | 7 | 9 | 0.08 | 0.08 | 0.03 | 0 | 0.08 | 0.03 | 0 | 0 | 0 | 0 | 0 | 0 | 0
1986 | 7 | 10 | 0 | 0 | 0 | 0 | 0 | 0 | 0 | 0 | 0 | 0 | 0 | 0 | 0
1986 | 7 | 11 | 0 | 0 | 0 | 0 | 0 | 0 | 0 | 0 | 0 | 0 | 0 | 0 | 0
1986 | 7 | 12 | 0.02 | 0.02 | 0 | 0 | 0.02 | 0 | 0 | 0 | 0 | 0 | 0 | 0 | 0
1986 | 7 | 13 | 0.34 | 0.34 | 0.29 | 0 | 0.34 | 0.29 | 0 | 0 | 0 | 0 | 0 | 0 | 0
1986 | 7 | 14 | 0 | 0 | 0 | 0 | 0 | 0 | 0 | 0 | 0 | 0 | 0 | 0 | 0
1986 | 7 | 15 | 0 | 0 | 0 | 0 | 0 | 0 | 0 | 0 | 0 | 0 | 0 | 0 | 0
1986 | 7 | 16 | 0.8 | 0.8 | 0.75 | 0 | 0.8 | 0.75 | 0 | 0 | 0 | 0 | 0 | 0 | 0
1986 | 7 | 17 | 0 | 0 | 0 | 0 | 0 | 0 | 0 | 0 | 0 | 0 | 0 | 0 | 0
1986 | 7 | 18 | 0 | 0 | 0 | 0 | 0 | 0 | 0 | 0 | 0 | 0 | 0 | 0 | 0
1986 | 7 | 19 | 0 | 0 | 0 | 0 | 0 | 0 | 0 | 0 | 0 | 0 | 0 | 0 | 0
1986 | 7 | 20 | 0.71 | 0.71 | 0.66 | 0 | 0.71 | 0.66 | 0 | 0 | 0 | 0 | 0 | 0 | 0
1986 | 7 | 21 | 0 | 0 | 0 | 0 | 0 | 0 | 0 | 0 | 0 | 0 | 0 | 0 | 0
1986 | 7 | 22 | 0 | 0 | 0 | 0 | 0 | 0 | 0 | 0 | 0 | 0 | 0 | 0 | 0
1986 | 7 | 23 | 0.01 | 0.01 | 0 | 0 | 0.01 | 0 | 0 | 0 | 0 | 0 | 0 | 0 | 0
1986 | 7 | 24 | 0.14 | 0.14 | 0.09 | 0 | 0.14 | 0.09 | 0 | 0 | 0 | 0 | 0 | 0 | 0
1986 | 7 | 25 | 0 | 0 | 0 | 0 | 0 | 0 | 0 | 0 | 0 | 0 | 0 | 0 | 0
1986 | 7 | 26 | 0 | 0 | 0 | 0 | 0 | 0 | 0 | 0 | 0 | 0 | 0 | 0 | 0
1986 | 7 | 27 | 0 | 0 | 0 | 0 | 0 | 0 | 0 | 0 | 0 | 0 | 0 | 0 | 0
1986 | 7 | 28 | 0 | 0 | 0 | 0 | 0 | 0 | 0 | 0 | 0 | 0 | 0 | 0 | 0
1986 | 7 | 29 | 0.38 | 0.38 | 0.33 | 0 | 0.38 | 0.33 | 0 | 0 | 0 | 0 | 0 | 0 | 0
1986 | 7 | 30 | 0 | 0 | 0 | 0 | 0 | 0 | 0 | 0 | 0 | 0 | 0 | 0 | 0
1986 | 7 | 31 | 0 | 0 | 0 | 0 | 0 | 0 | 0 | 0 | 0 | 0 | 0 | 0 | 0
1986 | 8 | 1 | 0 | 0 | 0 | 0 | 0 | 0 | 0 | 0 | 0 | 0 | 0 | 0 | 0
1986 | 8 | 2 | 1.57 | 1 | 0.95 | 0 | 1 | 0.95 | 0 | 0 | 0 | 0 | 0 | 0 | 0
1986 | 8 | 3 | 0 | 0 | 0 | 0 | 0 | 0 | 0 | 0 | 0 | 0 | 0 | 0 | 0
1986 | 8 | 4 | 0 | 0 | 0 | 0 | 0 | 0 | 0 | 0 | 0 | 0 | 0 | 0 | 0
1986 | 8 | 5 | 0 | 0 | 0 | 0 | 0 | 0 | 0 | 0 | 0 | 0 | 0 | 0 | 0
1986 | 8 | 6 | 1.32 | 1 | 0.95 | 0 | 1 | 0.95 | 0 | 0 | 0 | 0 | 0 | 0 | 0
1986 | 8 | 7 | 0.01 | 0.01 | 0 | 0 | 0.01 | 0 | 0 | 0 | 0 | 0 | 0 | 0 | 0
1986 | 8 | 8 | 0 | 0 | 0 | 0 | 0 | 0 | 0 | 0 | 0 | 0 | 0 | 0 | 0
1986 | 8 | 9 | 0 | 0 | 0 | 0 | 0 | 0 | 0 | 0 | 0 | 0 | 0 | 0 | 0
1986 | 8 | 10 | 0 | 0 | 0 | 0 | 0 | 0 | 0 | 0 | 0 | 0 | 0 | 0 | 0
1986 | 8 | 11 | 0 | 0 | 0 | 0 | 0 | 0 | 0 | 0 | 0 | 0 | 0 | 0 | 0
1986 | 8 | 12 | 0 | 0 | 0 | 0 | 0 | 0 | 0 | 0 | 0 | 0 | 0 | 0 | 0
1986 | 8 | 13 | 0 | 0 | 0 | 0 | 0 | 0 | 0 | 0 | 0 | 0 | 0 | 0 | 0
1986 | 8 | 14 | 0 | 0 | 0 | 0 | 0 | 0 | 0 | 0 | 0 | 0 | 0 | 0 | 0
1986 | 8 | 15 | 0 | 0 | 0 | 0 | 0 | 0 | 0 | 0 | 0 | 0 | 0 | 0 | 0
1986 | 8 | 16 | 0 | 0 | 0 | 0 | 0 | 0 | 0 | 0 | 0 | 0 | 0 | 0 | 0
1986 | 8 | 17 | 0.46 | 0.46 | 0.41 | 0 | 0.46 | 0.41 | 0 | 0 | 0 | 0 | 0 | 0 | 0
1986 | 8 | 18 | 0 | 0 | 0 | 0 | 0 | 0 | 0 | 0 | 0 | 0 | 0 | 0 | 0
1986 | 8 | 19 | 0.04 | 0.04 | 0 | 0 | 0.04 | 0 | 0 | 0 | 0 | 0 | 0 | 0 | 0
1986 | 8 | 20 | 0.15 | 0.15 | 0.1 | 0 | 0.15 | 0.1 | 0 | 0 | 0 | 0 | 0 | 0 | 0
1986 | 8 | 21 | 1.1 | 1 | 0.95 | 0 | 1 | 0.95 | 0 | 0 | 0 | 0 | 0 | 0 | 0
1986 | 8 | 22 | 0 | 0 | 0 | 0 | 0 | 0 | 0 | 0 | 0 | 0 | 0 | 0 | 0
1986 | 8 | 23 | 0 | 0 | 0 | 0 | 0 | 0 | 0 | 0 | 0 | 0 | 0 | 0 | 0
1986 | 8 | 24 | 0 | 0 | 0 | 0 | 0 | 0 | 0 | 0 | 0 | 0 | 0 | 0 | 0
1986 | 8 | 25 | 0 | 0 | 0 | 0 | 0 | 0 | 0 | 0 | 0 | 0 | 0 | 0 | 0
1986 | 8 | 26 | 0 | 0 | 0 | 0 | 0 | 0 | 0 | 0 | 0 | 0 | 0 | 0 | 0
1986 | 8 | 27 | 0.21 | 0.21 | 0.16 | 0 | 0.21 | 0.16 | 0 | 0 | 0 | 0 | 0 | 0 | 0
1986 | 8 | 28 | 0.47 | 0.47 | 0.42 | 0 | 0.47 | 0.42 | 0 | 0 | 0 | 0 | 0 | 0 | 0
1986 | 8 | 29 | 0 | 0 | 0 | 0 | 0 | 0 | 0 | 0 | 0 | 0 | 0 | 0 | 0
1986 | 8 | 30 | 0 | 0 | 0 | 0 | 0 | 0 | 0 | 0 | 0 | 0 | 0 | 0 | 0
1986 | 8 | 31 | 0 | 0 | 0 | 0 | 0 | 0 | 0 | 0 | 0 | 0 | 0 | 0 | 0
1986 | 9 | 1 | 0.04 | 0.04 | 0 | 0 | 0.04 | 0 | 0 | 0 | 0 | 0 | 0 | 0 | 0
1986 | 9 | 2 | 0.32 | 0.32 | 0.27 | 0 | 0.32 | 0.27 | 0 | 0 | 0 | 0 | 0 | 0 | 0
1986 | 9 | 3 | 0 | 0 | 0 | 0 | 0 | 0 | 0 | 0 | 0 | 0 | 0 | 0 | 0
1986 | 9 | 4 | 0 | 0 | 0 | 0 | 0 | 0 | 0 | 0 | 0 | 0 | 0 | 0 | 0
1986 | 9 | 5 | 0 | 0 | 0 | 0 | 0 | 0 | 0 | 0 | 0 | 0 | 0 | 0 | 0
1986 | 9 | 6 | 0 | 0 | 0 | 0 | 0 | 0 | 0 | 0 | 0 | 0 | 0 | 0 | 0
1986 | 9 | 7 | 0 | 0 | 0 | 0 | 0 | 0 | 0 | 0 | 0 | 0 | 0 | 0 | 0
1986 | 9 | 8 | 0.22 | 0.22 | 0.17 | 0 | 0.22 | 0.17 | 0 | 0 | 0 | 0 | 0 | 0 | 0
1986 | 9 | 9 | 0 | 0 | 0 | 0 | 0 | 0 | 0 | 0 | 0 | 0 | 0 | 0 | 0
1986 | 9 | 10 | 0 | 0 | 0 | 0 | 0 | 0 | 0 | 0 | 0 | 0 | 0 | 0 | 0
1986 | 9 | 11 | 0 | 0 | 0 | 0 | 0 | 0 | 0 | 0 | 0 | 0 | 0 | 0 | 0
1986 | 9 | 12 | 0 | 0 | 0 | 0 | 0 | 0 | 0 | 0 | 0 | 0 | 0 | 0 | 0
1986 | 9 | 13 | 0 | 0 | 0 | 0 | 0 | 0 | 0 | 0 | 0 | 0 | 0 | 0 | 0
1986 | 9 | 14 | 0 | 0 | 0 | 0 | 0 | 0 | 0 | 0 | 0 | 0 | 0 | 0 | 0
1986 | 9 | 15 | 0 | 0 | 0 | 0 | 0 | 0 | 0 | 0 | 0 | 0 | 0 | 0 | 0
1986 | 9 | 16 | 0 | 0 | 0 | 0 | 0 | 0 | 0 | 0 | 0 | 0 | 0 | 0 | 0
1986 | 9 | 17 | 0 | 0 | 0 | 0 | 0 | 0 | 0 | 0 | 0 | 0 | 0 | 0 | 0
1986 | 9 | 18 | 0 | 0 | 0 | 0 | 0 | 0 | 0 | 0 | 0 | 0 | 0 | 0 | 0
1986 | 9 | 19 | 0 | 0 | 0 | 0 | 0 | 0 | 0 | 0 | 0 | 0 | 0 | 0 | 0
1986 | 9 | 20 | 0 | 0 | 0 | 0 | 0 | 0 | 0 | 0 | 0 | 0 | 0 | 0 | 0
1986 | 9 | 21 | 0 | 0 | 0 | 0 | 0 | 0 | 0 | 0 | 0 | 0 | 0 | 0 | 0
1986 | 9 | 22 | 0 | 0 | 0 | 0 | 0 | 0 | 0 | 0 | 0 | 0 | 0 | 0 | 0
1986 | 9 | 23 | 0 | 0 | 0 | 0 | 0 | 0 | 0 | 0 | 0 | 0 | 0 | 0 | 0
1986 | 9 | 24 | 0 | 0 | 0 | 0 | 0 | 0 | 0 | 0 | 0 | 0 | 0 | 0 | 0
1986 | 9 | 25 | 0 | 0 | 0 | 0 | 0 | 0 | 0 | 0 | 0 | 0 | 0 | 0 | 0
1986 | 9 | 26 | 0 | 0 | 0 | 0 | 0 | 0 | 0 | 0 | 0 | 0 | 0 | 0 | 0
1986 | 9 | 27 | 0 | 0 | 0 | 0 | 0 | 0 | 0 | 0 | 0 | 0 | 0 | 0 | 0
1986 | 9 | 28 | 0.02 | 0.02 | 0 | 0 | 0.02 | 0 | 0 | 0 | 0 | 0 | 0 | 0 | 0
1986 | 9 | 29 | 0 | 0 | 0 | 0 | 0 | 0 | 0 | 0 | 0 | 0 | 0 | 0 | 0
1986 | 9 | 30 | 0 | 0 | 0 | 0 | 0 | 0 | 0 | 0 | 0 | 0 | 0 | 0 | 0
1986 | 10 | 1 | 0 | 0 | 0 | 0 | 0 | 0 | 0 | 0 | 0 | 0 | 0 | 0 | 0
1986 | 10 | 2 | 0 | 0 | 0 | 0 | 0 | 0 | 0 | 0 | 0 | 0 | 0 | 0 | 0
1986 | 10 | 3 | 0 | 0 | 0 | 0 | 0 | 0 | 0 | 0 | 0 | 0 | 0 | 0 | 0
1986 | 10 | 4 | 0.03 | 0.03 | 0 | 0 | 0.03 | 0 | 0 | 0 | 0 | 0 | 0 | 0 | 0
1986 | 10 | 5 | 0 | 0 | 0 | 0 | 0 | 0 | 0 | 0 | 0 | 0 | 0 | 0 | 0
1986 | 10 | 6 | 0 | 0 | 0 | 0 | 0 | 0 | 0 | 0 | 0 | 0 | 0 | 0 | 0
1986 | 10 | 7 | 0 | 0 | 0 | 0 | 0 | 0 | 0 | 0 | 0 | 0 | 0 | 0 | 0
1986 | 10 | 8 | 0 | 0 | 0 | 0 | 0 | 0 | 0 | 0 | 0 | 0 | 0 | 0 | 0
1986 | 10 | 9 | 0 | 0 | 0 | 0 | 0 | 0 | 0 | 0 | 0 | 0 | 0 | 0 | 0
1986 | 10 | 10 | 0 | 0 | 0 | 0 | 0 | 0 | 0 | 0 | 0 | 0 | 0 | 0 | 0
1986 | 10 | 11 | 0 | 0 | 0 | 0 | 0 | 0 | 0 | 0 | 0 | 0 | 0 | 0 | 0
1986 | 10 | 12 | 0 | 0 | 0 | 0 | 0 | 0 | 0 | 0 | 0 | 0 | 0 | 0 | 0
1986 | 10 | 13 | 0.39 | 0.39 | 0.34 | 0 | 0.39 | 0.34 | 0 | 0 | 0 | 0 | 0 | 0 | 0
1986 | 10 | 14 | 0.61 | 0.61 | 0.56 | 0 | 0.61 | 0.56 | 0 | 0 | 0 | 0 | 0 | 0 | 0
1986 | 10 | 15 | 0 | 0 | 0 | 0 | 0 | 0 | 0 | 0 | 0 | 0 | 0 | 0 | 0
1986 | 10 | 16 | 0 | 0 | 0 | 0 | 0 | 0 | 0 | 0 | 0 | 0 | 0 | 0 | 0
1986 | 10 | 17 | 0 | 0 | 0 | 0 | 0 | 0 | 0 | 0 | 0 | 0 | 0 | 0 | 0
1986 | 10 | 18 | 0 | 0 | 0 | 0 | 0 | 0 | 0 | 0 | 0 | 0 | 0 | 0 | 0
1986 | 10 | 19 | 0 | 0 | 0 | 0 | 0 | 0 | 0 | 0 | 0 | 0 | 0 | 0 | 0
1986 | 10 | 20 | 0 | 0 | 0 | 0 | 0 | 0 | 0 | 0 | 0 | 0 | 0 | 0 | 0
1986 | 10 | 21 | 0 | 0 | 0 | 0 | 0 | 0 | 0 | 0 | 0 | 0 | 0 | 0 | 0
1986 | 10 | 22 | 0 | 0 | 0 | 0 | 0 | 0 | 0 | 0 | 0 | 0 | 0 | 0 | 0
1986 | 10 | 23 | 0 | 0 | 0 | 0 | 0 | 0 | 0 | 0 | 0 | 0 | 0 | 0 | 0
1986 | 10 | 24 | 0 | 0 | 0 | 0 | 0 | 0 | 0 | 0 | 0 | 0 | 0 | 0 | 0
1986 | 10 | 25 | 0.05 | 0.05 | 0 | 0 | 0.05 | 0 | 0 | 0 | 0 | 0 | 0 | 0 | 0
1986 | 10 | 26 | 0.44 | 0.44 | 0.39 | 0 | 0.44 | 0.39 | 0 | 0 | 0 | 0 | 0 | 0 | 0
1986 | 10 | 27 | 0.49 | 0.49 | 0.44 | 0 | 0.49 | 0.44 | 0 | 0 | 0 | 0 | 0 | 0 | 0
1986 | 10 | 28 | 0 | 0 | 0 | 0 | 0 | 0 | 0 | 0 | 0 | 0 | 0 | 0 | 0
1986 | 10 | 29 | 0 | 0 | 0 | 0 | 0 | 0 | 0 | 0 | 0 | 0 | 0 | 0 | 0
1986 | 10 | 30 | 0 | 0 | 0 | 0 | 0 | 0 | 0 | 0 | 0 | 0 | 0 | 0 | 0
1986 | 10 | 31 | 0 | 0 | 0 | 0 | 0 | 0 | 0 | 0 | 0 | 0 | 0 | 0 | 0
1986 | 11 | 1 | 0.02 | 0.02 | 0 | 0 | 0.02 | 0 | 0 | 0 | 0 | 0 | 0 | 0 | 0
1986 | 11 | 2 | 0.8 | 0.8 | 0.75 | 0 | 0.8 | 0.75 | 0 | 0 | 0 | 0 | 0 | 0 | 0
1986 | 11 | 3 | 0 | 0 | 0 | 0 | 0 | 0 | 0 | 0 | 0 | 0 | 0 | 0 | 0
1986 | 11 | 4 | 0.01 | 0.01 | 0 | 0 | 0.01 | 0 | 0 | 0 | 0 | 0 | 0 | 0 | 0
1986 | 11 | 5 | 0.99 | 0.99 | 0.94 | 0 | 0.99 | 0.94 | 0 | 0 | 0 | 0 | 0 | 0 | 0
1986 | 11 | 6 | 0 | 0 | 0 | 0 | 0 | 0 | 0 | 0 | 0 | 0 | 0 | 0 | 0
1986 | 11 | 7 | 0.3 | 0.3 | 0.25 | 0 | 0.3 | 0.25 | 0 | 0 | 0 | 0 | 0 | 0 | 0
1986 | 11 | 8 | 0.06 | 0.06 | 0.01 | 0 | 0.06 | 0.01 | 0 | 0 | 0 | 0 | 0 | 0 | 0
1986 | 11 | 9 | 0.02 | 0.02 | 0 | 0 | 0.02 | 0 | 0 | 0 | 0 | 0 | 0 | 0 | 0
1986 | 11 | 10 | 0 | 0 | 0 | 0 | 0 | 0 | 0 | 0 | 0 | 0 | 0 | 0 | 0
1986 | 11 | 11 | 0.76 | 0.76 | 0.71 | 0 | 0.76 | 0.71 | 0 | 0 | 0 | 0 | 0 | 0 | 0
1986 | 11 | 12 | 0 | 0 | 0 | 0 | 0 | 0 | 0 | 0 | 0 | 0 | 0 | 0 | 0
1986 | 11 | 13 | 0 | 0 | 0 | 0 | 0 | 0 | 0 | 0 | 0 | 0 | 0 | 0 | 0
1986 | 11 | 14 | 0 | 0 | 0 | 0 | 0 | 0 | 0 | 0 | 0 | 0 | 0 | 0 | 0
1986 | 11 | 15 | 0 | 0 | 0 | 0 | 0 | 0 | 0 | 0 | 0 | 0 | 0 | 0 | 0
1986 | 11 | 16 | 0 | 0 | 0 | 0 | 0 | 0 | 0 | 0 | 0 | 0 | 0 | 0 | 0
1986 | 11 | 17 | 0 | 0 | 0 | 0 | 0 | 0 | 0 | 0 | 0 | 0 | 0 | 0 | 0
1986 | 11 | 18 | 0.38 | 0.38 | 0.33 | 0 | 0.38 | 0.33 | 0 | 0 | 0 | 0 | 0 | 0 | 0
1986 | 11 | 19 | 0 | 0 | 0 | 0 | 0 | 0 | 0 | 0 | 0 | 0 | 0 | 0 | 0
1986 | 11 | 20 | 0.93 | 0.93 | 0.88 | 0 | 0.93 | 0.88 | 0 | 0 | 0 | 0 | 0 | 0 | 0
1986 | 11 | 21 | 0 | 0 | 0 | 0 | 0 | 0 | 0 | 0 | 0 | 0 | 0 | 0 | 0
1986 | 11 | 22 | 0 | 0 | 0 | 0 | 0 | 0 | 0 | 0 | 0 | 0 | 0 | 0 | 0
1986 | 11 | 23 | 0 | 0 | 0 | 0 | 0 | 0 | 0 | 0 | 0 | 0 | 0 | 0 | 0
1986 | 11 | 24 | 0.05 | 0.05 | 0 | 0 | 0.05 | 0 | 0 | 0 | 0 | 0 | 0 | 0 | 0
1986 | 11 | 25 | 0 | 0 | 0 | 0 | 0 | 0 | 0 | 0 | 0 | 0 | 0 | 0 | 0
1986 | 11 | 26 | 0.91 | 0.91 | 0.86 | 0 | 0.91 | 0.86 | 0 | 0 | 0 | 0 | 0 | 0 | 0
1986 | 11 | 27 | 0 | 0 | 0 | 0 | 0 | 0 | 0 | 0 | 0 | 0 | 0 | 0 | 0
1986 | 11 | 28 | 0 | 0 | 0 | 0 | 0 | 0 | 0 | 0 | 0 | 0 | 0 | 0 | 0
1986 | 11 | 29 | 0 | 0 | 0 | 0 | 0 | 0 | 0 | 0 | 0 | 0 | 0 | 0 | 0
1986 | 11 | 30 | 0 | 0 | 0 | 0 | 0 | 0 | 0 | 0 | 0 | 0 | 0 | 0 | 0
1986 | 12 | 1 | 0 | 0 | 0 | 0 | 0 | 0 | 0 | 0 | 0 | 0 | 0 | 0 | 0
1986 | 12 | 2 | 1.05 | 1 | 0.95 | 0 | 1 | 0.95 | 0 | 0 | 0 | 0 | 0 | 0 | 0
1986 | 12 | 3 | 0.04 | 0.04 | 0 | 0 | 0.04 | 0 | 0 | 0 | 0 | 0 | 0 | 0 | 0
1986 | 12 | 4 | 0 | 0 | 0 | 0 | 0 | 0 | 0 | 0 | 0 | 0 | 0 | 0 | 0
1986 | 12 | 5 | 0 | 0 | 0 | 0 | 0 | 0 | 0 | 0 | 0 | 0 | 0 | 0 | 0
1986 | 12 | 6 | 0 | 0 | 0 | 0 | 0 | 0 | 0 | 0 | 0 | 0 | 0 | 0 | 0
1986 | 12 | 7 | 0 | 0 | 0 | 0 | 0 | 0 | 0 | 0 | 0 | 0 | 0 | 0 | 0
1986 | 12 | 8 | 0 | 0 | 0 | 0 | 0 | 0 | 0 | 0 | 0 | 0 | 0 | 0 | 0
1986 | 12 | 9 | 0.48 | 0.48 | 0.43 | 0 | 0.48 | 0.43 | 0 | 0 | 0 | 0 | 0 | 0 | 0
1986 | 12 | 10 | 0.02 | 0.02 | 0 | 0 | 0.02 | 0 | 0 | 0 | 0 | 0 | 0 | 0 | 0
1986 | 12 | 11 | 0.45 | 0.45 | 0.4 | 0 | 0.45 | 0.4 | 0 | 0 | 0 | 0 | 0 | 0 | 0
1986 | 12 | 12 | 0 | 0 | 0 | 0 | 0 | 0 | 0 | 0 | 0 | 0 | 0 | 0 | 0
1986 | 12 | 13 | 0 | 0 | 0 | 0 | 0 | 0 | 0 | 0 | 0 | 0 | 0 | 0 | 0
1986 | 12 | 14 | 0 | 0 | 0 | 0 | 0 | 0 | 0 | 0 | 0 | 0 | 0 | 0 | 0
1986 | 12 | 15 | 0 | 0 | 0 | 0 | 0 | 0 | 0 | 0 | 0 | 0 | 0 | 0 | 0
1986 | 12 | 16 | 0 | 0 | 0 | 0 | 0 | 0 | 0 | 0 | 0 | 0 | 0 | 0 | 0
1986 | 12 | 17 | 0 | 0 | 0 | 0 | 0 | 0 | 0 | 0 | 0 | 0 | 0 | 0 | 0
1986 | 12 | 18 | 0.58 | 0.58 | 0.53 | 0 | 0.58 | 0.53 | 0 | 0 | 0 | 0 | 0 | 0 | 0
1986 | 12 | 19 | 0 | 0 | 0 | 0 | 0 | 0 | 0 | 0 | 0 | 0 | 0 | 0 | 0
1986 | 12 | 20 | 0 | 0 | 0 | 0 | 0 | 0 | 0 | 0 | 0 | 0 | 0 | 0 | 0
1986 | 12 | 21 | 0 | 0 | 0 | 0 | 0 | 0 | 0 | 0 | 0 | 0 | 0 | 0 | 0
1986 | 12 | 22 | 0 | 0 | 0 | 0 | 0 | 0 | 0 | 0 | 0 | 0 | 0 | 0 | 0
1986 | 12 | 23 | 0 | 0 | 0 | 0 | 0 | 0 | 0 | 0 | 0 | 0 | 0 | 0 | 0
1986 | 12 | 24 | 2.36 | 1 | 0.95 | 0 | 1 | 0.95 | 0 | 0 | 0 | 0 | 0 | 0 | 0
1986 | 12 | 25 | 0 | 0 | 0 | 0 | 0 | 0 | 0 | 0 | 0 | 0 | 0 | 0 | 0
1986 | 12 | 26 | 0 | 0 | 0 | 0 | 0 | 0 | 0 | 0 | 0 | 0 | 0 | 0 | 0
1986 | 12 | 27 | 0 | 0 | 0 | 0 | 0 | 0 | 0 | 0 | 0 | 0 | 0 | 0 | 0
1986 | 12 | 28 | 0 | 0 | 0 | 0 | 0 | 0 | 0 | 0 | 0 | 0 | 0 | 0 | 0
1986 | 12 | 29 | 0 | 0 | 0 | 0 | 0 | 0 | 0 | 0 | 0 | 0 | 0 | 0 | 0
1986 | 12 | 30 | 0 | 0 | 0 | 0 | 0 | 0 | 0 | 0 | 0 | 0 | 0 | 0 | 0
1986 | 12 | 31 | 0 | 0 | 0 | 0 | 0 | 0 | 0 | 0 | 0 | 0 | 0 | 0 | 0
1987 | 1 | 1 | 0.56 | 0.56 | 0.51 | 0 | 0.56 | 0.51 | 0 | 0 | 0 | 0 | 0 | 0 | 0
1987 | 1 | 2 | 0.15 | 0.15 | 0.1 | 0 | 0.15 | 0.1 | 0 | 0 | 0 | 0 | 0 | 0 | 0
1987 | 1 | 3 | 0 | 0 | 0 | 0 | 0 | 0 | 0 | 0 | 0 | 0 | 0 | 0 | 0
1987 | 1 | 4 | 0 | 0 | 0 | 0 | 0 | 0 | 0 | 0 | 0 | 0 | 0 | 0 | 0
1987 | 1 | 5 | 0 | 0 | 0 | 0 | 0 | 0 | 0 | 0 | 0 | 0 | 0 | 0 | 0
1987 | 1 | 6 | 0 | 0 | 0 | 0 | 0 | 0 | 0 | 0 | 0 | 0 | 0 | 0 | 0
1987 | 1 | 7 | 0 | 0 | 0 | 0 | 0 | 0 | 0 | 0 | 0 | 0 | 0 | 0 | 0
1987 | 1 | 8 | 0 | 0 | 0 | 0 | 0 | 0 | 0 | 0 | 0 | 0 | 0 | 0 | 0
1987 | 1 | 9 | 0 | 0 | 0 | 0 | 0 | 0 | 0 | 0 | 0 | 0 | 0 | 0 | 0
1987 | 1 | 10 | 0.06 | 0.06 | 0.01 | 0 | 0.06 | 0.01 | 0 | 0 | 0 | 0 | 0 | 0 | 0
1987 | 1 | 11 | 0 | 0 | 0 | 0 | 0 | 0 | 0 | 0 | 0 | 0 | 0 | 0 | 0
1987 | 1 | 12 | 0 | 0 | 0 | 0 | 0 | 0 | 0 | 0 | 0 | 0 | 0 | 0 | 0
1987 | 1 | 13 | 0 | 0 | 0 | 0 | 0 | 0 | 0 | 0 | 0 | 0 | 0 | 0 | 0
1987 | 1 | 14 | 0 | 0 | 0 | 0 | 0 | 0 | 0 | 0 | 0 | 0 | 0 | 0 | 0
1987 | 1 | 15 | 0.03 | 0.03 | 0 | 0 | 0.03 | 0 | 0 | 0 | 0 | 0 | 0 | 0 | 0
1987 | 1 | 16 | 0 | 0 | 0 | 0 | 0 | 0 | 0 | 0 | 0 | 0 | 0 | 0 | 0
1987 | 1 | 17 | 0 | 0 | 0 | 0 | 0 | 0 | 0 | 0 | 0 | 0 | 0 | 0 | 0
1987 | 1 | 18 | 0.54 | 0.54 | 0.49 | 0 | 0.54 | 0.49 | 0 | 0 | 0 | 0 | 0 | 0 | 0
1987 | 1 | 19 | 0.96 | 0.96 | 0.91 | 0 | 0.96 | 0.91 | 0 | 0 | 0 | 0 | 0 | 0 | 0
1987 | 1 | 20 | 0 | 0 | 0 | 0 | 0 | 0 | 0 | 0 | 0 | 0 | 0 | 0 | 0
1987 | 1 | 21 | 0 | 0 | 0 | 0 | 0 | 0 | 0 | 0 | 0 | 0 | 0 | 0 | 0
1987 | 1 | 22 | 1.49 | 1 | 0.95 | 0 | 1 | 0.95 | 0 | 0 | 0 | 0 | 0 | 0 | 0
1987 | 1 | 23 | 0 | 0 | 0 | 0 | 0 | 0 | 0 | 0 | 0 | 0 | 0 | 0 | 0
1987 | 1 | 24 | 0 | 0 | 0 | 0 | 0 | 0 | 0 | 0 | 0 | 0 | 0 | 0 | 0
1987 | 1 | 25 | 0.52 | 0.52 | 0.47 | 0 | 0.52 | 0.47 | 0 | 0 | 0 | 0 | 0 | 0 | 0
1987 | 1 | 26 | 0.46 | 0.46 | 0.41 | 0 | 0.46 | 0.41 | 0 | 0 | 0 | 0 | 0 | 0 | 0
1987 | 1 | 27 | 0 | 0 | 0 | 0 | 0 | 0 | 0 | 0 | 0 | 0 | 0 | 0 | 0
1987 | 1 | 28 | 0 | 0 | 0 | 0 | 0 | 0 | 0 | 0 | 0 | 0 | 0 | 0 | 0
1987 | 1 | 29 | 0.09 | 0.09 | 0.04 | 0 | 0.09 | 0.04 | 0 | 0 | 0 | 0 | 0 | 0 | 0
1987 | 1 | 30 | 0.04 | 0.04 | 0 | 0 | 0.04 | 0 | 0 | 0 | 0 | 0 | 0 | 0 | 0
1987 | 1 | 31 | 0 | 0 | 0 | 0 | 0 | 0 | 0 | 0 | 0 | 0 | 0 | 0 | 0
1987 | 2 | 1 | 0 | 0 | 0 | 0 | 0 | 0 | 0 | 0 | 0 | 0 | 0 | 0 | 0
1987 | 2 | 2 | 0.01 | 0.01 | 0 | 0 | 0.01 | 0 | 0 | 0 | 0 | 0 | 0 | 0 | 0
1987 | 2 | 3 | 0 | 0 | 0 | 0 | 0 | 0 | 0 | 0 | 0 | 0 | 0 | 0 | 0
1987 | 2 | 4 | 0 | 0 | 0 | 0 | 0 | 0 | 0 | 0 | 0 | 0 | 0 | 0 | 0
1987 | 2 | 5 | 0 | 0 | 0 | 0 | 0 | 0 | 0 | 0 | 0 | 0 | 0 | 0 | 0
1987 | 2 | 6 | 0 | 0 | 0 | 0 | 0 | 0 | 0 | 0 | 0 | 0 | 0 | 0 | 0
1987 | 2 | 7 | 0 | 0 | 0 | 0 | 0 | 0 | 0 | 0 | 0 | 0 | 0 | 0 | 0
1987 | 2 | 8 | 0 | 0 | 0 | 0 | 0 | 0 | 0 | 0 | 0 | 0 | 0 | 0 | 0
1987 | 2 | 9 | 0 | 0 | 0 | 0 | 0 | 0 | 0 | 0 | 0 | 0 | 0 | 0 | 0
1987 | 2 | 10 | 0 | 0 | 0 | 0 | 0 | 0 | 0 | 0 | 0 | 0 | 0 | 0 | 0
1987 | 2 | 11 | 0 | 0 | 0 | 0 | 0 | 0 | 0 | 0 | 0 | 0 | 0 | 0 | 0
1987 | 2 | 12 | 0.14 | 0.14 | 0.09 | 0 | 0.14 | 0.09 | 0 | 0 | 0 | 0 | 0 | 0 | 0
1987 | 2 | 13 | 0 | 0 | 0 | 0 | 0 | 0 | 0 | 0 | 0 | 0 | 0 | 0 | 0
1987 | 2 | 14 | 0 | 0 | 0 | 0 | 0 | 0 | 0 | 0 | 0 | 0 | 0 | 0 | 0
1987 | 2 | 15 | 0 | 0 | 0 | 0 | 0 | 0 | 0 | 0 | 0 | 0 | 0 | 0 | 0
1987 | 2 | 16 | 0 | 0 | 0 | 0 | 0 | 0 | 0 | 0 | 0 | 0 | 0 | 0 | 0
1987 | 2 | 17 | 0 | 0 | 0 | 0 | 0 | 0 | 0 | 0 | 0 | 0 | 0 | 0 | 0
1987 | 2 | 18 | 0 | 0 | 0 | 0 | 0 | 0 | 0 | 0 | 0 | 0 | 0 | 0 | 0
1987 | 2 | 19 | 0 | 0 | 0 | 0 | 0 | 0 | 0 | 0 | 0 | 0 | 0 | 0 | 0
1987 | 2 | 20 | 0 | 0 | 0 | 0 | 0 | 0 | 0 | 0 | 0 | 0 | 0 | 0 | 0
1987 | 2 | 21 | 0 | 0 | 0 | 0 | 0 | 0 | 0 | 0 | 0 | 0 | 0 | 0 | 0
1987 | 2 | 22 | 0.62 | 0.62 | 0.57 | 0 | 0.62 | 0.57 | 0 | 0 | 0 | 0 | 0 | 0 | 0
1987 | 2 | 23 | 0.86 | 0.86 | 0.81 | 0 | 0.86 | 0.81 | 0 | 0 | 0 | 0 | 0 | 0 | 0
1987 | 2 | 24 | 0 | 0 | 0 | 0 | 0 | 0 | 0 | 0 | 0 | 0 | 0 | 0 | 0
1987 | 2 | 25 | 0 | 0 | 0 | 0 | 0 | 0 | 0 | 0 | 0 | 0 | 0 | 0 | 0
1987 | 2 | 26 | 0 | 0 | 0 | 0 | 0 | 0 | 0 | 0 | 0 | 0 | 0 | 0 | 0
1987 | 2 | 27 | 0 | 0 | 0 | 0 | 0 | 0 | 0 | 0 | 0 | 0 | 0 | 0 | 0
1987 | 2 | 28 | 0.48 | 0.48 | 0.43 | 0 | 0.48 | 0.43 | 0 | 0 | 0 | 0 | 0 | 0 | 0
1987 | 3 | 1 | 0.26 | 0.26 | 0.21 | 0 | 0.26 | 0.21 | 0 | 0 | 0 | 0 | 0 | 0 | 0
1987 | 3 | 2 | 0 | 0 | 0 | 0 | 0 | 0 | 0 | 0 | 0 | 0 | 0 | 0 | 0
1987 | 3 | 3 | 0 | 0 | 0 | 0 | 0 | 0 | 0 | 0 | 0 | 0 | 0 | 0 | 0
1987 | 3 | 4 | 0 | 0 | 0 | 0 | 0 | 0 | 0 | 0 | 0 | 0 | 0 | 0 | 0
1987 | 3 | 5 | 0 | 0 | 0 | 0 | 0 | 0 | 0 | 0 | 0 | 0 | 0 | 0 | 0
1987 | 3 | 6 | 0 | 0 | 0 | 0 | 0 | 0 | 0 | 0 | 0 | 0 | 0 | 0 | 0
1987 | 3 | 7 | 0 | 0 | 0 | 0 | 0 | 0 | 0 | 0 | 0 | 0 | 0 | 0 | 0
1987 | 3 | 8 | 0 | 0 | 0 | 0 | 0 | 0 | 0 | 0 | 0 | 0 | 0 | 0 | 0
1987 | 3 | 9 | 0.05 | 0.05 | 0 | 0 | 0.05 | 0 | 0 | 0 | 0 | 0 | 0 | 0 | 0
1987 | 3 | 10 | 0.01 | 0.01 | 0 | 0 | 0.01 | 0 | 0 | 0 | 0 | 0 | 0 | 0 | 0
1987 | 3 | 11 | 0 | 0 | 0 | 0 | 0 | 0 | 0 | 0 | 0 | 0 | 0 | 0 | 0
1987 | 3 | 12 | 0 | 0 | 0 | 0 | 0 | 0 | 0 | 0 | 0 | 0 | 0 | 0 | 0
1987 | 3 | 13 | 0 | 0 | 0 | 0 | 0 | 0 | 0 | 0 | 0 | 0 | 0 | 0 | 0
1987 | 3 | 14 | 0 | 0 | 0 | 0 | 0 | 0 | 0 | 0 | 0 | 0 | 0 | 0 | 0
1987 | 3 | 15 | 0.21 | 0.21 | 0.16 | 0 | 0.21 | 0.16 | 0 | 0 | 0 | 0 | 0 | 0 | 0
1987 | 3 | 16 | 0.13 | 0.13 | 0.08 | 0 | 0.13 | 0.08 | 0 | 0 | 0 | 0 | 0 | 0 | 0
1987 | 3 | 17 | 0 | 0 | 0 | 0 | 0 | 0 | 0 | 0 | 0 | 0 | 0 | 0 | 0
1987 | 3 | 18 | 0 | 0 | 0 | 0 | 0 | 0 | 0 | 0 | 0 | 0 | 0 | 0 | 0
1987 | 3 | 19 | 0 | 0 | 0 | 0 | 0 | 0 | 0 | 0 | 0 | 0 | 0 | 0 | 0
1987 | 3 | 20 | 0 | 0 | 0 | 0 | 0 | 0 | 0 | 0 | 0 | 0 | 0 | 0 | 0
1987 | 3 | 21 | 0 | 0 | 0 | 0 | 0 | 0 | 0 | 0 | 0 | 0 | 0 | 0 | 0
1987 | 3 | 22 | 0 | 0 | 0 | 0 | 0 | 0 | 0 | 0 | 0 | 0 | 0 | 0 | 0
1987 | 3 | 23 | 0 | 0 | 0 | 0 | 0 | 0 | 0 | 0 | 0 | 0 | 0 | 0 | 0
1987 | 3 | 24 | 0 | 0 | 0 | 0 | 0 | 0 | 0 | 0 | 0 | 0 | 0 | 0 | 0
1987 | 3 | 25 | 0 | 0 | 0 | 0 | 0 | 0 | 0 | 0 | 0 | 0 | 0 | 0 | 0
1987 | 3 | 26 | 0 | 0 | 0 | 0 | 0 | 0 | 0 | 0 | 0 | 0 | 0 | 0 | 0
1987 | 3 | 27 | 0 | 0 | 0 | 0 | 0 | 0 | 0 | 0 | 0 | 0 | 0 | 0 | 0
1987 | 3 | 28 | 0.11 | 0.11 | 0.06 | 0 | 0.11 | 0.06 | 0 | 0 | 0 | 0 | 0 | 0 | 0
1987 | 3 | 29 | 0 | 0 | 0 | 0 | 0 | 0 | 0 | 0 | 0 | 0 | 0 | 0 | 0
1987 | 3 | 30 | 0.24 | 0.24 | 0.19 | 0 | 0.24 | 0.19 | 0 | 0 | 0 | 0 | 0 | 0 | 0
1987 | 3 | 31 | 0.53 | 0.53 | 0.48 | 0 | 0.53 | 0.48 | 0 | 0 | 0 | 0 | 0 | 0 | 0
1987 | 4 | 1 | 0 | 0 | 0 | 0 | 0 | 0 | 0 | 0 | 0 | 0 | 0 | 0 | 0
1987 | 4 | 2 | 0 | 0 | 0 | 0 | 0 | 0 | 0 | 0 | 0 | 0 | 0 | 0 | 0
1987 | 4 | 3 | 0.35 | 0.35 | 0.3 | 0 | 0.35 | 0.3 | 0 | 0 | 0 | 0 | 0 | 0 | 0
1987 | 4 | 4 | 0.52 | 0.52 | 0.47 | 0 | 0.52 | 0.47 | 0 | 0 | 0 | 0 | 0 | 0 | 0
1987 | 4 | 5 | 0.08 | 0.08 | 0.03 | 0 | 0.08 | 0.03 | 0 | 0 | 0 | 0 | 0 | 0 | 0
1987 | 4 | 6 | 0.02 | 0.02 | 0 | 0 | 0.02 | 0 | 0 | 0 | 0 | 0 | 0 | 0 | 0
1987 | 4 | 7 | 0 | 0 | 0 | 0 | 0 | 0 | 0 | 0 | 0 | 0 | 0 | 0 | 0
1987 | 4 | 8 | 0 | 0 | 0 | 0 | 0 | 0 | 0 | 0 | 0 | 0 | 0 | 0 | 0
1987 | 4 | 9 | 0 | 0 | 0 | 0 | 0 | 0 | 0 | 0 | 0 | 0 | 0 | 0 | 0
1987 | 4 | 10 | 0 | 0 | 0 | 0 | 0 | 0 | 0 | 0 | 0 | 0 | 0 | 0 | 0
1987 | 4 | 11 | 0 | 0 | 0 | 0 | 0 | 0 | 0 | 0 | 0 | 0 | 0 | 0 | 0
1987 | 4 | 12 | 0.02 | 0.02 | 0 | 0 | 0.02 | 0 | 0 | 0 | 0 | 0 | 0 | 0 | 0
1987 | 4 | 13 | 0 | 0 | 0 | 0 | 0 | 0 | 0 | 0 | 0 | 0 | 0 | 0 | 0
1987 | 4 | 14 | 0 | 0 | 0 | 0 | 0 | 0 | 0 | 0 | 0 | 0 | 0 | 0 | 0
1987 | 4 | 15 | 0.05 | 0.05 | 0 | 0 | 0.05 | 0 | 0 | 0 | 0 | 0 | 0 | 0 | 0
1987 | 4 | 16 | 0.33 | 0.33 | 0.28 | 0 | 0.33 | 0.28 | 0 | 0 | 0 | 0 | 0 | 0 | 0
1987 | 4 | 17 | 0.46 | 0.46 | 0.41 | 0 | 0.46 | 0.41 | 0 | 0 | 0 | 0 | 0 | 0 | 0
1987 | 4 | 18 | 0 | 0 | 0 | 0 | 0 | 0 | 0 | 0 | 0 | 0 | 0 | 0 | 0
1987 | 4 | 19 | 0.02 | 0.02 | 0 | 0 | 0.02 | 0 | 0 | 0 | 0 | 0 | 0 | 0 | 0
1987 | 4 | 20 | 0 | 0 | 0 | 0 | 0 | 0 | 0 | 0 | 0 | 0 | 0 | 0 | 0
1987 | 4 | 21 | 0 | 0 | 0 | 0 | 0 | 0 | 0 | 0 | 0 | 0 | 0 | 0 | 0
1987 | 4 | 22 | 0 | 0 | 0 | 0 | 0 | 0 | 0 | 0 | 0 | 0 | 0 | 0 | 0
1987 | 4 | 23 | 0 | 0 | 0 | 0 | 0 | 0 | 0 | 0 | 0 | 0 | 0 | 0 | 0
1987 | 4 | 24 | 0.21 | 0.21 | 0.16 | 0 | 0.21 | 0.16 | 0 | 0 | 0 | 0 | 0 | 0 | 0
1987 | 4 | 25 | 0.2 | 0.2 | 0.15 | 0 | 0.2 | 0.15 | 0 | 0 | 0 | 0 | 0 | 0 | 0
1987 | 4 | 26 | 0 | 0 | 0 | 0 | 0 | 0 | 0 | 0 | 0 | 0 | 0 | 0 | 0
1987 | 4 | 27 | 0 | 0 | 0 | 0 | 0 | 0 | 0 | 0 | 0 | 0 | 0 | 0 | 0
1987 | 4 | 28 | 0.02 | 0.02 | 0 | 0 | 0.02 | 0 | 0 | 0 | 0 | 0 | 0 | 0 | 0
1987 | 4 | 29 | 0 | 0 | 0 | 0 | 0 | 0 | 0 | 0 | 0 | 0 | 0 | 0 | 0
1987 | 4 | 30 | 0 | 0 | 0 | 0 | 0 | 0 | 0 | 0 | 0 | 0 | 0 | 0 | 0
1987 | 5 | 1 | 0 | 0 | 0 | 0 | 0 | 0 | 0 | 0 | 0 | 0 | 0 | 0 | 0
1987 | 5 | 2 | 0 | 0 | 0 | 0 | 0 | 0 | 0 | 0 | 0 | 0 | 0 | 0 | 0
1987 | 5 | 3 | 0.68 | 0.68 | 0.63 | 0 | 0.68 | 0.63 | 0 | 0 | 0 | 0 | 0 | 0 | 0
1987 | 5 | 4 | 0.69 | 0.69 | 0.64 | 0 | 0.69 | 0.64 | 0 | 0 | 0 | 0 | 0 | 0 | 0
1987 | 5 | 5 | 0 | 0 | 0 | 0 | 0 | 0 | 0 | 0 | 0 | 0 | 0 | 0 | 0
1987 | 5 | 6 | 0 | 0 | 0 | 0 | 0 | 0 | 0 | 0 | 0 | 0 | 0 | 0 | 0
1987 | 5 | 7 | 0 | 0 | 0 | 0 | 0 | 0 | 0 | 0 | 0 | 0 | 0 | 0 | 0
1987 | 5 | 8 | 0.01 | 0.01 | 0 | 0 | 0.01 | 0 | 0 | 0 | 0 | 0 | 0 | 0 | 0
1987 | 5 | 9 | 0 | 0 | 0 | 0 | 0 | 0 | 0 | 0 | 0 | 0 | 0 | 0 | 0
1987 | 5 | 10 | 0 | 0 | 0 | 0 | 0 | 0 | 0 | 0 | 0 | 0 | 0 | 0 | 0
1987 | 5 | 11 | 0 | 0 | 0 | 0 | 0 | 0 | 0 | 0 | 0 | 0 | 0 | 0 | 0
1987 | 5 | 12 | 0.17 | 0.17 | 0.12 | 0 | 0.17 | 0.12 | 0 | 0 | 0 | 0 | 0 | 0 | 0
1987 | 5 | 13 | 0 | 0 | 0 | 0 | 0 | 0 | 0 | 0 | 0 | 0 | 0 | 0 | 0
1987 | 5 | 14 | 0 | 0 | 0 | 0 | 0 | 0 | 0 | 0 | 0 | 0 | 0 | 0 | 0
1987 | 5 | 15 | 0.3 | 0.3 | 0.25 | 0 | 0.3 | 0.25 | 0 | 0 | 0 | 0 | 0 | 0 | 0
1987 | 5 | 16 | 0 | 0 | 0 | 0 | 0 | 0 | 0 | 0 | 0 | 0 | 0 | 0 | 0
1987 | 5 | 17 | 0 | 0 | 0 | 0 | 0 | 0 | 0 | 0 | 0 | 0 | 0 | 0 | 0
1987 | 5 | 18 | 0 | 0 | 0 | 0 | 0 | 0 | 0 | 0 | 0 | 0 | 0 | 0 | 0
1987 | 5 | 19 | 0.11 | 0.11 | 0.06 | 0 | 0.11 | 0.06 | 0 | 0 | 0 | 0 | 0 | 0 | 0
1987 | 5 | 20 | 0.17 | 0.17 | 0.12 | 0 | 0.17 | 0.12 | 0 | 0 | 0 | 0 | 0 | 0 | 0
1987 | 5 | 21 | 0.06 | 0.06 | 0.01 | 0 | 0.06 | 0.01 | 0 | 0 | 0 | 0 | 0 | 0 | 0
1987 | 5 | 22 | 0 | 0 | 0 | 0 | 0 | 0 | 0 | 0 | 0 | 0 | 0 | 0 | 0
1987 | 5 | 23 | 0.35 | 0.35 | 0.3 | 0 | 0.35 | 0.3 | 0 | 0 | 0 | 0 | 0 | 0 | 0
1987 | 5 | 24 | 0 | 0 | 0 | 0 | 0 | 0 | 0 | 0 | 0 | 0 | 0 | 0 | 0
1987 | 5 | 25 | 0 | 0 | 0 | 0 | 0 | 0 | 0 | 0 | 0 | 0 | 0 | 0 | 0
1987 | 5 | 26 | 0 | 0 | 0 | 0 | 0 | 0 | 0 | 0 | 0 | 0 | 0 | 0 | 0
1987 | 5 | 27 | 0 | 0 | 0 | 0 | 0 | 0 | 0 | 0 | 0 | 0 | 0 | 0 | 0
1987 | 5 | 28 | 0 | 0 | 0 | 0 | 0 | 0 | 0 | 0 | 0 | 0 | 0 | 0 | 0
1987 | 5 | 29 | 0 | 0 | 0 | 0 | 0 | 0 | 0 | 0 | 0 | 0 | 0 | 0 | 0
1987 | 5 | 30 | 0 | 0 | 0 | 0 | 0 | 0 | 0 | 0 | 0 | 0 | 0 | 0 | 0
1987 | 5 | 31 | 0 | 0 | 0 | 0 | 0 | 0 | 0 | 0 | 0 | 0 | 0 | 0 | 0
1987 | 6 | 1 | 0.06 | 0.06 | 0.01 | 0 | 0.06 | 0.01 | 0 | 0 | 0 | 0 | 0 | 0 | 0
1987 | 6 | 2 | 0 | 0 | 0 | 0 | 0 | 0 | 0 | 0 | 0 | 0 | 0 | 0 | 0
1987 | 6 | 3 | 0.07 | 0.07 | 0.02 | 0 | 0.07 | 0.02 | 0 | 0 | 0 | 0 | 0 | 0 | 0
1987 | 6 | 4 | 0.78 | 0.78 | 0.73 | 0 | 0.78 | 0.73 | 0 | 0 | 0 | 0 | 0 | 0 | 0
1987 | 6 | 5 | 0 | 0 | 0 | 0 | 0 | 0 | 0 | 0 | 0 | 0 | 0 | 0 | 0
1987 | 6 | 6 | 0 | 0 | 0 | 0 | 0 | 0 | 0 | 0 | 0 | 0 | 0 | 0 | 0
1987 | 6 | 7 | 0 | 0 | 0 | 0 | 0 | 0 | 0 | 0 | 0 | 0 | 0 | 0 | 0
1987 | 6 | 8 | 0 | 0 | 0 | 0 | 0 | 0 | 0 | 0 | 0 | 0 | 0 | 0 | 0
1987 | 6 | 9 | 0 | 0 | 0 | 0 | 0 | 0 | 0 | 0 | 0 | 0 | 0 | 0 | 0
1987 | 6 | 10 | 0 | 0 | 0 | 0 | 0 | 0 | 0 | 0 | 0 | 0 | 0 | 0 | 0
1987 | 6 | 11 | 0 | 0 | 0 | 0 | 0 | 0 | 0 | 0 | 0 | 0 | 0 | 0 | 0
1987 | 6 | 12 | 0.35 | 0.35 | 0.3 | 0 | 0.35 | 0.3 | 0 | 0 | 0 | 0 | 0 | 0 | 0
1987 | 6 | 13 | 1.19 | 1 | 0.95 | 0 | 1 | 0.95 | 0 | 0 | 0 | 0 | 0 | 0 | 0
1987 | 6 | 14 | 0 | 0 | 0 | 0 | 0 | 0 | 0 | 0 | 0 | 0 | 0 | 0 | 0
1987 | 6 | 15 | 0 | 0 | 0 | 0 | 0 | 0 | 0 | 0 | 0 | 0 | 0 | 0 | 0
1987 | 6 | 16 | 0 | 0 | 0 | 0 | 0 | 0 | 0 | 0 | 0 | 0 | 0 | 0 | 0
1987 | 6 | 17 | 0 | 0 | 0 | 0 | 0 | 0 | 0 | 0 | 0 | 0 | 0 | 0 | 0
1987 | 6 | 18 | 0 | 0 | 0 | 0 | 0 | 0 | 0 | 0 | 0 | 0 | 0 | 0 | 0
1987 | 6 | 19 | 0 | 0 | 0 | 0 | 0 | 0 | 0 | 0 | 0 | 0 | 0 | 0 | 0
1987 | 6 | 20 | 0.19 | 0.19 | 0.14 | 0 | 0.19 | 0.14 | 0 | 0 | 0 | 0 | 0 | 0 | 0
1987 | 6 | 21 | 0.04 | 0.04 | 0 | 0 | 0.04 | 0 | 0 | 0 | 0 | 0 | 0 | 0 | 0
1987 | 6 | 22 | 0.29 | 0.29 | 0.24 | 0 | 0.29 | 0.24 | 0 | 0 | 0 | 0 | 0 | 0 | 0
1987 | 6 | 23 | 0 | 0 | 0 | 0 | 0 | 0 | 0 | 0 | 0 | 0 | 0 | 0 | 0
1987 | 6 | 24 | 0 | 0 | 0 | 0 | 0 | 0 | 0 | 0 | 0 | 0 | 0 | 0 | 0
1987 | 6 | 25 | 0 | 0 | 0 | 0 | 0 | 0 | 0 | 0 | 0 | 0 | 0 | 0 | 0
1987 | 6 | 26 | 0.91 | 0.91 | 0.86 | 0 | 0.91 | 0.86 | 0 | 0 | 0 | 0 | 0 | 0 | 0
1987 | 6 | 27 | 0.02 | 0.02 | 0 | 0 | 0.02 | 0 | 0 | 0 | 0 | 0 | 0 | 0 | 0
1987 | 6 | 28 | 0 | 0 | 0 | 0 | 0 | 0 | 0 | 0 | 0 | 0 | 0 | 0 | 0
1987 | 6 | 29 | 0 | 0 | 0 | 0 | 0 | 0 | 0 | 0 | 0 | 0 | 0 | 0 | 0
1987 | 6 | 30 | 0 | 0 | 0 | 0 | 0 | 0 | 0 | 0 | 0 | 0 | 0 | 0 | 0
1987 | 7 | 1 | 0.04 | 0.04 | 0 | 0 | 0.04 | 0 | 0 | 0 | 0 | 0 | 0 | 0 | 0
1987 | 7 | 2 | 0 | 0 | 0 | 0 | 0 | 0 | 0 | 0 | 0 | 0 | 0 | 0 | 0
1987 | 7 | 3 | 0 | 0 | 0 | 0 | 0 | 0 | 0 | 0 | 0 | 0 | 0 | 0 | 0
1987 | 7 | 4 | 0 | 0 | 0 | 0 | 0 | 0 | 0 | 0 | 0 | 0 | 0 | 0 | 0
1987 | 7 | 5 | 0 | 0 | 0 | 0 | 0 | 0 | 0 | 0 | 0 | 0 | 0 | 0 | 0
1987 | 7 | 6 | 0 | 0 | 0 | 0 | 0 | 0 | 0 | 0 | 0 | 0 | 0 | 0 | 0
1987 | 7 | 7 | 0 | 0 | 0 | 0 | 0 | 0 | 0 | 0 | 0 | 0 | 0 | 0 | 0
1987 | 7 | 8 | 0 | 0 | 0 | 0 | 0 | 0 | 0 | 0 | 0 | 0 | 0 | 0 | 0
1987 | 7 | 9 | 0.04 | 0.04 | 0 | 0 | 0.04 | 0 | 0 | 0 | 0 | 0 | 0 | 0 | 0
1987 | 7 | 10 | 0 | 0 | 0 | 0 | 0 | 0 | 0 | 0 | 0 | 0 | 0 | 0 | 0
1987 | 7 | 11 | 1.73 | 1 | 0.95 | 0 | 1 | 0.95 | 0 | 0 | 0 | 0 | 0 | 0 | 0
1987 | 7 | 12 | 0.01 | 0.01 | 0 | 0 | 0.01 | 0 | 0 | 0 | 0 | 0 | 0 | 0 | 0
1987 | 7 | 13 | 0 | 0 | 0 | 0 | 0 | 0 | 0 | 0 | 0 | 0 | 0 | 0 | 0
1987 | 7 | 14 | 0.08 | 0.08 | 0.03 | 0 | 0.08 | 0.03 | 0 | 0 | 0 | 0 | 0 | 0 | 0
1987 | 7 | 15 | 0 | 0 | 0 | 0 | 0 | 0 | 0 | 0 | 0 | 0 | 0 | 0 | 0
1987 | 7 | 16 | 0 | 0 | 0 | 0 | 0 | 0 | 0 | 0 | 0 | 0 | 0 | 0 | 0
1987 | 7 | 17 | 0 | 0 | 0 | 0 | 0 | 0 | 0 | 0 | 0 | 0 | 0 | 0 | 0
1987 | 7 | 18 | 0 | 0 | 0 | 0 | 0 | 0 | 0 | 0 | 0 | 0 | 0 | 0 | 0
1987 | 7 | 19 | 0 | 0 | 0 | 0 | 0 | 0 | 0 | 0 | 0 | 0 | 0 | 0 | 0
1987 | 7 | 20 | 0 | 0 | 0 | 0 | 0 | 0 | 0 | 0 | 0 | 0 | 0 | 0 | 0
1987 | 7 | 21 | 0 | 0 | 0 | 0 | 0 | 0 | 0 | 0 | 0 | 0 | 0 | 0 | 0
1987 | 7 | 22 | 0 | 0 | 0 | 0 | 0 | 0 | 0 | 0 | 0 | 0 | 0 | 0 | 0
1987 | 7 | 23 | 0 | 0 | 0 | 0 | 0 | 0 | 0 | 0 | 0 | 0 | 0 | 0 | 0
1987 | 7 | 24 | 0 | 0 | 0 | 0 | 0 | 0 | 0 | 0 | 0 | 0 | 0 | 0 | 0
1987 | 7 | 25 | 0.25 | 0.25 | 0.2 | 0 | 0.25 | 0.2 | 0 | 0 | 0 | 0 | 0 | 0 | 0
1987 | 7 | 26 | 0 | 0 | 0 | 0 | 0 | 0 | 0 | 0 | 0 | 0 | 0 | 0 | 0
1987 | 7 | 27 | 0.02 | 0.02 | 0 | 0 | 0.02 | 0 | 0 | 0 | 0 | 0 | 0 | 0 | 0
1987 | 7 | 28 | 0 | 0 | 0 | 0 | 0 | 0 | 0 | 0 | 0 | 0 | 0 | 0 | 0
1987 | 7 | 29 | 0 | 0 | 0 | 0 | 0 | 0 | 0 | 0 | 0 | 0 | 0 | 0 | 0
1987 | 7 | 30 | 0 | 0 | 0 | 0 | 0 | 0 | 0 | 0 | 0 | 0 | 0 | 0 | 0
1987 | 7 | 31 | 0.42 | 0.42 | 0.37 | 0 | 0.42 | 0.37 | 0 | 0 | 0 | 0 | 0 | 0 | 0
1987 | 8 | 1 | 0 | 0 | 0 | 0 | 0 | 0 | 0 | 0 | 0 | 0 | 0 | 0 | 0
1987 | 8 | 2 | 0 | 0 | 0 | 0 | 0 | 0 | 0 | 0 | 0 | 0 | 0 | 0 | 0
1987 | 8 | 3 | 0 | 0 | 0 | 0 | 0 | 0 | 0 | 0 | 0 | 0 | 0 | 0 | 0
1987 | 8 | 4 | 0 | 0 | 0 | 0 | 0 | 0 | 0 | 0 | 0 | 0 | 0 | 0 | 0
1987 | 8 | 5 | 1.13 | 1 | 0.95 | 0 | 1 | 0.95 | 0 | 0 | 0 | 0 | 0 | 0 | 0
1987 | 8 | 6 | 0 | 0 | 0 | 0 | 0 | 0 | 0 | 0 | 0 | 0 | 0 | 0 | 0
1987 | 8 | 7 | 0 | 0 | 0 | 0 | 0 | 0 | 0 | 0 | 0 | 0 | 0 | 0 | 0
1987 | 8 | 8 | 0 | 0 | 0 | 0 | 0 | 0 | 0 | 0 | 0 | 0 | 0 | 0 | 0
1987 | 8 | 9 | 0.02 | 0.02 | 0 | 0 | 0.02 | 0 | 0 | 0 | 0 | 0 | 0 | 0 | 0
1987 | 8 | 10 | 0 | 0 | 0 | 0 | 0 | 0 | 0 | 0 | 0 | 0 | 0 | 0 | 0
1987 | 8 | 11 | 0 | 0 | 0 | 0 | 0 | 0 | 0 | 0 | 0 | 0 | 0 | 0 | 0
1987 | 8 | 12 | 0 | 0 | 0 | 0 | 0 | 0 | 0 | 0 | 0 | 0 | 0 | 0 | 0
1987 | 8 | 13 | 0 | 0 | 0 | 0 | 0 | 0 | 0 | 0 | 0 | 0 | 0 | 0 | 0
1987 | 8 | 14 | 0 | 0 | 0 | 0 | 0 | 0 | 0 | 0 | 0 | 0 | 0 | 0 | 0
1987 | 8 | 15 | 0 | 0 | 0 | 0 | 0 | 0 | 0 | 0 | 0 | 0 | 0 | 0 | 0
1987 | 8 | 16 | 0.27 | 0.27 | 0.22 | 0 | 0.27 | 0.22 | 0 | 0 | 0 | 0 | 0 | 0 | 0
1987 | 8 | 17 | 0 | 0 | 0 | 0 | 0 | 0 | 0 | 0 | 0 | 0 | 0 | 0 | 0
1987 | 8 | 18 | 0 | 0 | 0 | 0 | 0 | 0 | 0 | 0 | 0 | 0 | 0 | 0 | 0
1987 | 8 | 19 | 0 | 0 | 0 | 0 | 0 | 0 | 0 | 0 | 0 | 0 | 0 | 0 | 0
1987 | 8 | 20 | 0 | 0 | 0 | 0 | 0 | 0 | 0 | 0 | 0 | 0 | 0 | 0 | 0
1987 | 8 | 21 | 0 | 0 | 0 | 0 | 0 | 0 | 0 | 0 | 0 | 0 | 0 | 0 | 0
1987 | 8 | 22 | 0.16 | 0.16 | 0.11 | 0 | 0.16 | 0.11 | 0 | 0 | 0 | 0 | 0 | 0 | 0
1987 | 8 | 23 | 0 | 0 | 0 | 0 | 0 | 0 | 0 | 0 | 0 | 0 | 0 | 0 | 0
1987 | 8 | 24 | 0 | 0 | 0 | 0 | 0 | 0 | 0 | 0 | 0 | 0 | 0 | 0 | 0
1987 | 8 | 25 | 0 | 0 | 0 | 0 | 0 | 0 | 0 | 0 | 0 | 0 | 0 | 0 | 0
1987 | 8 | 26 | 0 | 0 | 0 | 0 | 0 | 0 | 0 | 0 | 0 | 0 | 0 | 0 | 0
1987 | 8 | 27 | 0.16 | 0.16 | 0.11 | 0 | 0.16 | 0.11 | 0 | 0 | 0 | 0 | 0 | 0 | 0
1987 | 8 | 28 | 0.33 | 0.33 | 0.28 | 0 | 0.33 | 0.28 | 0 | 0 | 0 | 0 | 0 | 0 | 0
1987 | 8 | 29 | 0 | 0 | 0 | 0 | 0 | 0 | 0 | 0 | 0 | 0 | 0 | 0 | 0
1987 | 8 | 30 | 0 | 0 | 0 | 0 | 0 | 0 | 0 | 0 | 0 | 0 | 0 | 0 | 0
1987 | 8 | 31 | 0 | 0 | 0 | 0 | 0 | 0 | 0 | 0 | 0 | 0 | 0 | 0 | 0
1987 | 9 | 1 | 0 | 0 | 0 | 0 | 0 | 0 | 0 | 0 | 0 | 0 | 0 | 0 | 0
1987 | 9 | 2 | 0 | 0 | 0 | 0 | 0 | 0 | 0 | 0 | 0 | 0 | 0 | 0 | 0
1987 | 9 | 3 | 0 | 0 | 0 | 0 | 0 | 0 | 0 | 0 | 0 | 0 | 0 | 0 | 0
1987 | 9 | 4 | 0 | 0 | 0 | 0 | 0 | 0 | 0 | 0 | 0 | 0 | 0 | 0 | 0
1987 | 9 | 5 | 0.13 | 0.13 | 0.08 | 0 | 0.13 | 0.08 | 0 | 0 | 0 | 0 | 0 | 0 | 0
1987 | 9 | 6 | 0.64 | 0.64 | 0.59 | 0 | 0.64 | 0.59 | 0 | 0 | 0 | 0 | 0 | 0 | 0
1987 | 9 | 7 | 0 | 0 | 0 | 0 | 0 | 0 | 0 | 0 | 0 | 0 | 0 | 0 | 0
1987 | 9 | 8 | 0.68 | 0.68 | 0.63 | 0 | 0.68 | 0.63 | 0 | 0 | 0 | 0 | 0 | 0 | 0
1987 | 9 | 9 | 0 | 0 | 0 | 0 | 0 | 0 | 0 | 0 | 0 | 0 | 0 | 0 | 0
1987 | 9 | 10 | 0 | 0 | 0 | 0 | 0 | 0 | 0 | 0 | 0 | 0 | 0 | 0 | 0
1987 | 9 | 11 | 0.45 | 0.45 | 0.4 | 0 | 0.45 | 0.4 | 0 | 0 | 0 | 0 | 0 | 0 | 0
1987 | 9 | 12 | 2.13 | 1 | 0.95 | 0 | 1 | 0.95 | 0 | 0 | 0 | 0 | 0 | 0 | 0
1987 | 9 | 13 | 0.08 | 0.08 | 0.03 | 0 | 0.08 | 0.03 | 0 | 0 | 0 | 0 | 0 | 0 | 0
1987 | 9 | 14 | 0 | 0 | 0 | 0 | 0 | 0 | 0 | 0 | 0 | 0 | 0 | 0 | 0
1987 | 9 | 15 | 0 | 0 | 0 | 0 | 0 | 0 | 0 | 0 | 0 | 0 | 0 | 0 | 0
1987 | 9 | 16 | 0 | 0 | 0 | 0 | 0 | 0 | 0 | 0 | 0 | 0 | 0 | 0 | 0
1987 | 9 | 17 | 0.16 | 0.16 | 0.11 | 0 | 0.16 | 0.11 | 0 | 0 | 0 | 0 | 0 | 0 | 0
1987 | 9 | 18 | 0.01 | 0.01 | 0 | 0 | 0.01 | 0 | 0 | 0 | 0 | 0 | 0 | 0 | 0
1987 | 9 | 19 | 0.09 | 0.09 | 0.04 | 0 | 0.09 | 0.04 | 0 | 0 | 0 | 0 | 0 | 0 | 0
1987 | 9 | 20 | 0.35 | 0.35 | 0.3 | 0 | 0.35 | 0.3 | 0 | 0 | 0 | 0 | 0 | 0 | 0
1987 | 9 | 21 | 0 | 0 | 0 | 0 | 0 | 0 | 0 | 0 | 0 | 0 | 0 | 0 | 0
1987 | 9 | 22 | 0.02 | 0.02 | 0 | 0 | 0.02 | 0 | 0 | 0 | 0 | 0 | 0 | 0 | 0
1987 | 9 | 23 | 0 | 0 | 0 | 0 | 0 | 0 | 0 | 0 | 0 | 0 | 0 | 0 | 0
1987 | 9 | 24 | 0 | 0 | 0 | 0 | 0 | 0 | 0 | 0 | 0 | 0 | 0 | 0 | 0
1987 | 9 | 25 | 0 | 0 | 0 | 0 | 0 | 0 | 0 | 0 | 0 | 0 | 0 | 0 | 0
1987 | 9 | 26 | 0 | 0 | 0 | 0 | 0 | 0 | 0 | 0 | 0 | 0 | 0 | 0 | 0
1987 | 9 | 27 | 0 | 0 | 0 | 0 | 0 | 0 | 0 | 0 | 0 | 0 | 0 | 0 | 0
1987 | 9 | 28 | 0 | 0 | 0 | 0 | 0 | 0 | 0 | 0 | 0 | 0 | 0 | 0 | 0
1987 | 9 | 29 | 0 | 0 | 0 | 0 | 0 | 0 | 0 | 0 | 0 | 0 | 0 | 0 | 0
1987 | 9 | 30 | 0.37 | 0.37 | 0.32 | 0 | 0.37 | 0.32 | 0 | 0 | 0 | 0 | 0 | 0 | 0
1987 | 10 | 1 | 0 | 0 | 0 | 0 | 0 | 0 | 0 | 0 | 0 | 0 | 0 | 0 | 0
1987 | 10 | 2 | 0 | 0 | 0 | 0 | 0 | 0 | 0 | 0 | 0 | 0 | 0 | 0 | 0
1987 | 10 | 3 | 0.47 | 0.47 | 0.42 | 0 | 0.47 | 0.42 | 0 | 0 | 0 | 0 | 0 | 0 | 0
1987 | 10 | 4 | 0 | 0 | 0 | 0 | 0 | 0 | 0 | 0 | 0 | 0 | 0 | 0 | 0
1987 | 10 | 5 | 0 | 0 | 0 | 0 | 0 | 0 | 0 | 0 | 0 | 0 | 0 | 0 | 0
1987 | 10 | 6 | 0.39 | 0.39 | 0.34 | 0 | 0.39 | 0.34 | 0 | 0 | 0 | 0 | 0 | 0 | 0
1987 | 10 | 7 | 0 | 0 | 0 | 0 | 0 | 0 | 0 | 0 | 0 | 0 | 0 | 0 | 0
1987 | 10 | 8 | 0 | 0 | 0 | 0 | 0 | 0 | 0 | 0 | 0 | 0 | 0 | 0 | 0
1987 | 10 | 9 | 0 | 0 | 0 | 0 | 0 | 0 | 0 | 0 | 0 | 0 | 0 | 0 | 0
1987 | 10 | 10 | 0 | 0 | 0 | 0 | 0 | 0 | 0 | 0 | 0 | 0 | 0 | 0 | 0
1987 | 10 | 11 | 0 | 0 | 0 | 0 | 0 | 0 | 0 | 0 | 0 | 0 | 0 | 0 | 0
1987 | 10 | 12 | 0.02 | 0.02 | 0 | 0 | 0.02 | 0 | 0 | 0 | 0 | 0 | 0 | 0 | 0
1987 | 10 | 13 | 0 | 0 | 0 | 0 | 0 | 0 | 0 | 0 | 0 | 0 | 0 | 0 | 0
1987 | 10 | 14 | 0 | 0 | 0 | 0 | 0 | 0 | 0 | 0 | 0 | 0 | 0 | 0 | 0
1987 | 10 | 15 | 0 | 0 | 0 | 0 | 0 | 0 | 0 | 0 | 0 | 0 | 0 | 0 | 0
1987 | 10 | 16 | 0 | 0 | 0 | 0 | 0 | 0 | 0 | 0 | 0 | 0 | 0 | 0 | 0
1987 | 10 | 17 | 0 | 0 | 0 | 0 | 0 | 0 | 0 | 0 | 0 | 0 | 0 | 0 | 0
1987 | 10 | 18 | 0 | 0 | 0 | 0 | 0 | 0 | 0 | 0 | 0 | 0 | 0 | 0 | 0
1987 | 10 | 19 | 0 | 0 | 0 | 0 | 0 | 0 | 0 | 0 | 0 | 0 | 0 | 0 | 0
1987 | 10 | 20 | 0 | 0 | 0 | 0 | 0 | 0 | 0 | 0 | 0 | 0 | 0 | 0 | 0
1987 | 10 | 21 | 0.01 | 0.01 | 0 | 0 | 0.01 | 0 | 0 | 0 | 0 | 0 | 0 | 0 | 0
1987 | 10 | 22 | 0 | 0 | 0 | 0 | 0 | 0 | 0 | 0 | 0 | 0 | 0 | 0 | 0
1987 | 10 | 23 | 0 | 0 | 0 | 0 | 0 | 0 | 0 | 0 | 0 | 0 | 0 | 0 | 0
1987 | 10 | 24 | 0 | 0 | 0 | 0 | 0 | 0 | 0 | 0 | 0 | 0 | 0 | 0 | 0
1987 | 10 | 25 | 0 | 0 | 0 | 0 | 0 | 0 | 0 | 0 | 0 | 0 | 0 | 0 | 0
1987 | 10 | 26 | 0 | 0 | 0 | 0 | 0 | 0 | 0 | 0 | 0 | 0 | 0 | 0 | 0
1987 | 10 | 27 | 1.64 | 1 | 0.95 | 0 | 1 | 0.95 | 0 | 0 | 0 | 0 | 0 | 0 | 0
1987 | 10 | 28 | 0 | 0 | 0 | 0 | 0 | 0 | 0 | 0 | 0 | 0 | 0 | 0 | 0
1987 | 10 | 29 | 0 | 0 | 0 | 0 | 0 | 0 | 0 | 0 | 0 | 0 | 0 | 0 | 0
1987 | 10 | 30 | 0 | 0 | 0 | 0 | 0 | 0 | 0 | 0 | 0 | 0 | 0 | 0 | 0
1987 | 10 | 31 | 0 | 0 | 0 | 0 | 0 | 0 | 0 | 0 | 0 | 0 | 0 | 0 | 0
1987 | 11 | 1 | 0 | 0 | 0 | 0 | 0 | 0 | 0 | 0 | 0 | 0 | 0 | 0 | 0
1987 | 11 | 2 | 0 | 0 | 0 | 0 | 0 | 0 | 0 | 0 | 0 | 0 | 0 | 0 | 0
1987 | 11 | 3 | 0 | 0 | 0 | 0 | 0 | 0 | 0 | 0 | 0 | 0 | 0 | 0 | 0
1987 | 11 | 4 | 0 | 0 | 0 | 0 | 0 | 0 | 0 | 0 | 0 | 0 | 0 | 0 | 0
1987 | 11 | 5 | 0 | 0 | 0 | 0 | 0 | 0 | 0 | 0 | 0 | 0 | 0 | 0 | 0
1987 | 11 | 6 | 0 | 0 | 0 | 0 | 0 | 0 | 0 | 0 | 0 | 0 | 0 | 0 | 0
1987 | 11 | 7 | 0 | 0 | 0 | 0 | 0 | 0 | 0 | 0 | 0 | 0 | 0 | 0 | 0
1987 | 11 | 8 | 0 | 0 | 0 | 0 | 0 | 0 | 0 | 0 | 0 | 0 | 0 | 0 | 0
1987 | 11 | 9 | 0 | 0 | 0 | 0 | 0 | 0 | 0 | 0 | 0 | 0 | 0 | 0 | 0
1987 | 11 | 10 | 0.8 | 0.8 | 0.75 | 0 | 0.8 | 0.75 | 0 | 0 | 0 | 0 | 0 | 0 | 0
1987 | 11 | 11 | 1.46 | 1 | 0.95 | 0 | 1 | 0.95 | 0 | 0 | 0 | 0 | 0 | 0 | 0
1987 | 11 | 12 | 0 | 0 | 0 | 0 | 0 | 0 | 0 | 0 | 0 | 0 | 0 | 0 | 0
1987 | 11 | 13 | 0 | 0 | 0 | 0 | 0 | 0 | 0 | 0 | 0 | 0 | 0 | 0 | 0
1987 | 11 | 14 | 0 | 0 | 0 | 0 | 0 | 0 | 0 | 0 | 0 | 0 | 0 | 0 | 0
1987 | 11 | 15 | 0 | 0 | 0 | 0 | 0 | 0 | 0 | 0 | 0 | 0 | 0 | 0 | 0
1987 | 11 | 16 | 0 | 0 | 0 | 0 | 0 | 0 | 0 | 0 | 0 | 0 | 0 | 0 | 0
1987 | 11 | 17 | 0.23 | 0.23 | 0.18 | 0 | 0.23 | 0.18 | 0 | 0 | 0 | 0 | 0 | 0 | 0
1987 | 11 | 18 | 0 | 0 | 0 | 0 | 0 | 0 | 0 | 0 | 0 | 0 | 0 | 0 | 0
1987 | 11 | 19 | 0 | 0 | 0 | 0 | 0 | 0 | 0 | 0 | 0 | 0 | 0 | 0 | 0
1987 | 11 | 20 | 0 | 0 | 0 | 0 | 0 | 0 | 0 | 0 | 0 | 0 | 0 | 0 | 0
1987 | 11 | 21 | 0 | 0 | 0 | 0 | 0 | 0 | 0 | 0 | 0 | 0 | 0 | 0 | 0
1987 | 11 | 22 | 0 | 0 | 0 | 0 | 0 | 0 | 0 | 0 | 0 | 0 | 0 | 0 | 0
1987 | 11 | 23 | 0 | 0 | 0 | 0 | 0 | 0 | 0 | 0 | 0 | 0 | 0 | 0 | 0
1987 | 11 | 24 | 0 | 0 | 0 | 0 | 0 | 0 | 0 | 0 | 0 | 0 | 0 | 0 | 0
1987 | 11 | 25 | 0 | 0 | 0 | 0 | 0 | 0 | 0 | 0 | 0 | 0 | 0 | 0 | 0
1987 | 11 | 26 | 0 | 0 | 0 | 0 | 0 | 0 | 0 | 0 | 0 | 0 | 0 | 0 | 0
1987 | 11 | 27 | 0.21 | 0.21 | 0.16 | 0 | 0.21 | 0.16 | 0 | 0 | 0 | 0 | 0 | 0 | 0
1987 | 11 | 28 | 0.43 | 0.43 | 0.38 | 0 | 0.43 | 0.38 | 0 | 0 | 0 | 0 | 0 | 0 | 0
1987 | 11 | 29 | 1.36 | 1 | 0.95 | 0 | 1 | 0.95 | 0 | 0 | 0 | 0 | 0 | 0 | 0
1987 | 11 | 30 | 0 | 0 | 0 | 0 | 0 | 0 | 0 | 0 | 0 | 0 | 0 | 0 | 0
1987 | 12 | 1 | 0 | 0 | 0 | 0 | 0 | 0 | 0 | 0 | 0 | 0 | 0 | 0 | 0
1987 | 12 | 2 | 0 | 0 | 0 | 0 | 0 | 0 | 0 | 0 | 0 | 0 | 0 | 0 | 0
1987 | 12 | 3 | 0.02 | 0.02 | 0 | 0 | 0.02 | 0 | 0 | 0 | 0 | 0 | 0 | 0 | 0
1987 | 12 | 4 | 0.3 | 0.3 | 0.25 | 0 | 0.3 | 0.25 | 0 | 0 | 0 | 0 | 0 | 0 | 0
1987 | 12 | 5 | 0 | 0 | 0 | 0 | 0 | 0 | 0 | 0 | 0 | 0 | 0 | 0 | 0
1987 | 12 | 6 | 0 | 0 | 0 | 0 | 0 | 0 | 0 | 0 | 0 | 0 | 0 | 0 | 0
1987 | 12 | 7 | 0 | 0 | 0 | 0 | 0 | 0 | 0 | 0 | 0 | 0 | 0 | 0 | 0
1987 | 12 | 8 | 0 | 0 | 0 | 0 | 0 | 0 | 0 | 0 | 0 | 0 | 0 | 0 | 0
1987 | 12 | 9 | 0 | 0 | 0 | 0 | 0 | 0 | 0 | 0 | 0 | 0 | 0 | 0 | 0
1987 | 12 | 10 | 0.45 | 0.45 | 0.4 | 0 | 0.45 | 0.4 | 0 | 0 | 0 | 0 | 0 | 0 | 0
1987 | 12 | 11 | 0.07 | 0.07 | 0.02 | 0 | 0.07 | 0.02 | 0 | 0 | 0 | 0 | 0 | 0 | 0
1987 | 12 | 12 | 0 | 0 | 0 | 0 | 0 | 0 | 0 | 0 | 0 | 0 | 0 | 0 | 0
1987 | 12 | 13 | 0 | 0 | 0 | 0 | 0 | 0 | 0 | 0 | 0 | 0 | 0 | 0 | 0
1987 | 12 | 14 | 0.07 | 0.07 | 0.02 | 0 | 0.07 | 0.02 | 0 | 0 | 0 | 0 | 0 | 0 | 0
1987 | 12 | 15 | 0.58 | 0.58 | 0.53 | 0 | 0.58 | 0.53 | 0 | 0 | 0 | 0 | 0 | 0 | 0
1987 | 12 | 16 | 0 | 0 | 0 | 0 | 0 | 0 | 0 | 0 | 0 | 0 | 0 | 0 | 0
1987 | 12 | 17 | 0 | 0 | 0 | 0 | 0 | 0 | 0 | 0 | 0 | 0 | 0 | 0 | 0
1987 | 12 | 18 | 0 | 0 | 0 | 0 | 0 | 0 | 0 | 0 | 0 | 0 | 0 | 0 | 0
1987 | 12 | 19 | 0.02 | 0.02 | 0 | 0 | 0.02 | 0 | 0 | 0 | 0 | 0 | 0 | 0 | 0
1987 | 12 | 20 | 0.25 | 0.25 | 0.2 | 0 | 0.25 | 0.2 | 0 | 0 | 0 | 0 | 0 | 0 | 0
1987 | 12 | 21 | 0 | 0 | 0 | 0 | 0 | 0 | 0 | 0 | 0 | 0 | 0 | 0 | 0
1987 | 12 | 22 | 0.03 | 0.03 | 0 | 0 | 0.03 | 0 | 0 | 0 | 0 | 0 | 0 | 0 | 0
1987 | 12 | 23 | 0 | 0 | 0 | 0 | 0 | 0 | 0 | 0 | 0 | 0 | 0 | 0 | 0
1987 | 12 | 24 | 0 | 0 | 0 | 0 | 0 | 0 | 0 | 0 | 0 | 0 | 0 | 0 | 0
1987 | 12 | 25 | 0.17 | 0.17 | 0.12 | 0 | 0.17 | 0.12 | 0 | 0 | 0 | 0 | 0 | 0 | 0
1987 | 12 | 26 | 0.19 | 0.19 | 0.14 | 0 | 0.19 | 0.14 | 0 | 0 | 0 | 0 | 0 | 0 | 0
1987 | 12 | 27 | 0 | 0 | 0 | 0 | 0 | 0 | 0 | 0 | 0 | 0 | 0 | 0 | 0
1987 | 12 | 28 | 0.38 | 0.38 | 0.33 | 0 | 0.38 | 0.33 | 0 | 0 | 0 | 0 | 0 | 0 | 0
1987 | 12 | 29 | 0.04 | 0.04 | 0 | 0 | 0.04 | 0 | 0 | 0 | 0 | 0 | 0 | 0 | 0
1987 | 12 | 30 | 0 | 0 | 0 | 0 | 0 | 0 | 0 | 0 | 0 | 0 | 0 | 0 | 0
1987 | 12 | 31 | 0 | 0 | 0 | 0 | 0 | 0 | 0 | 0 | 0 | 0 | 0 | 0 | 0
1988 | 1 | 1 | 0 | 0 | 0 | 0 | 0 | 0 | 0 | 0 | 0 | 0 | 0 | 0 | 0
1988 | 1 | 2 | 0 | 0 | 0 | 0 | 0 | 0 | 0 | 0 | 0 | 0 | 0 | 0 | 0
1988 | 1 | 3 | 0.3 | 0.3 | 0.25 | 0 | 0.3 | 0.25 | 0 | 0 | 0 | 0 | 0 | 0 | 0
1988 | 1 | 4 | 0.11 | 0.11 | 0.06 | 0 | 0.11 | 0.06 | 0 | 0 | 0 | 0 | 0 | 0 | 0
1988 | 1 | 5 | 0 | 0 | 0 | 0 | 0 | 0 | 0 | 0 | 0 | 0 | 0 | 0 | 0
1988 | 1 | 6 | 0 | 0 | 0 | 0 | 0 | 0 | 0 | 0 | 0 | 0 | 0 | 0 | 0
1988 | 1 | 7 | 0.13 | 0.13 | 0.08 | 0 | 0.13 | 0.08 | 0 | 0 | 0 | 0 | 0 | 0 | 0
1988 | 1 | 8 | 0.44 | 0.44 | 0.39 | 0 | 0.44 | 0.39 | 0 | 0 | 0 | 0 | 0 | 0 | 0
1988 | 1 | 9 | 0 | 0 | 0 | 0 | 0 | 0 | 0 | 0 | 0 | 0 | 0 | 0 | 0
1988 | 1 | 10 | 0 | 0 | 0 | 0 | 0 | 0 | 0 | 0 | 0 | 0 | 0 | 0 | 0
1988 | 1 | 11 | 0 | 0 | 0 | 0 | 0 | 0 | 0 | 0 | 0 | 0 | 0 | 0 | 0
1988 | 1 | 12 | 0 | 0 | 0 | 0 | 0 | 0 | 0 | 0 | 0 | 0 | 0 | 0 | 0
1988 | 1 | 13 | 0 | 0 | 0 | 0 | 0 | 0 | 0 | 0 | 0 | 0 | 0 | 0 | 0
1988 | 1 | 14 | 0 | 0 | 0 | 0 | 0 | 0 | 0 | 0 | 0 | 0 | 0 | 0 | 0
1988 | 1 | 15 | 0 | 0 | 0 | 0 | 0 | 0 | 0 | 0 | 0 | 0 | 0 | 0 | 0
1988 | 1 | 16 | 0 | 0 | 0 | 0 | 0 | 0 | 0 | 0 | 0 | 0 | 0 | 0 | 0
1988 | 1 | 17 | 0.08 | 0.08 | 0.03 | 0 | 0.08 | 0.03 | 0 | 0 | 0 | 0 | 0 | 0 | 0
1988 | 1 | 18 | 0.21 | 0.21 | 0.16 | 0 | 0.21 | 0.16 | 0 | 0 | 0 | 0 | 0 | 0 | 0
1988 | 1 | 19 | 0.27 | 0.27 | 0.22 | 0 | 0.27 | 0.22 | 0 | 0 | 0 | 0 | 0 | 0 | 0
1988 | 1 | 20 | 1 | 1 | 0.95 | 0 | 1 | 0.95 | 0 | 0 | 0 | 0 | 0 | 0 | 0
1988 | 1 | 21 | 0 | 0 | 0 | 0 | 0 | 0 | 0 | 0 | 0 | 0 | 0 | 0 | 0
1988 | 1 | 22 | 0 | 0 | 0 | 0 | 0 | 0 | 0 | 0 | 0 | 0 | 0 | 0 | 0
1988 | 1 | 23 | 0 | 0 | 0 | 0 | 0 | 0 | 0 | 0 | 0 | 0 | 0 | 0 | 0
1988 | 1 | 24 | 0 | 0 | 0 | 0 | 0 | 0 | 0 | 0 | 0 | 0 | 0 | 0 | 0
1988 | 1 | 25 | 0.6 | 0.6 | 0.55 | 0 | 0.6 | 0.55 | 0 | 0 | 0 | 0 | 0 | 0 | 0
1988 | 1 | 26 | 0 | 0 | 0 | 0 | 0 | 0 | 0 | 0 | 0 | 0 | 0 | 0 | 0
1988 | 1 | 27 | 0 | 0 | 0 | 0 | 0 | 0 | 0 | 0 | 0 | 0 | 0 | 0 | 0
1988 | 1 | 28 | 0 | 0 | 0 | 0 | 0 | 0 | 0 | 0 | 0 | 0 | 0 | 0 | 0
1988 | 1 | 29 | 0 | 0 | 0 | 0 | 0 | 0 | 0 | 0 | 0 | 0 | 0 | 0 | 0
1988 | 1 | 30 | 0 | 0 | 0 | 0 | 0 | 0 | 0 | 0 | 0 | 0 | 0 | 0 | 0
1988 | 1 | 31 | 0 | 0 | 0 | 0 | 0 | 0 | 0 | 0 | 0 | 0 | 0 | 0 | 0
1988 | 2 | 1 | 0 | 0 | 0 | 0 | 0 | 0 | 0 | 0 | 0 | 0 | 0 | 0 | 0
1988 | 2 | 2 | 0.59 | 0.59 | 0.54 | 0 | 0.59 | 0.54 | 0 | 0 | 0 | 0 | 0 | 0 | 0
1988 | 2 | 3 | 0.09 | 0.09 | 0.04 | 0 | 0.09 | 0.04 | 0 | 0 | 0 | 0 | 0 | 0 | 0
1988 | 2 | 4 | 0.2 | 0.2 | 0.15 | 0 | 0.2 | 0.15 | 0 | 0 | 0 | 0 | 0 | 0 | 0
1988 | 2 | 5 | 0 | 0 | 0 | 0 | 0 | 0 | 0 | 0 | 0 | 0 | 0 | 0 | 0
1988 | 2 | 6 | 0 | 0 | 0 | 0 | 0 | 0 | 0 | 0 | 0 | 0 | 0 | 0 | 0
1988 | 2 | 7 | 0 | 0 | 0 | 0 | 0 | 0 | 0 | 0 | 0 | 0 | 0 | 0 | 0
1988 | 2 | 8 | 0 | 0 | 0 | 0 | 0 | 0 | 0 | 0 | 0 | 0 | 0 | 0 | 0
1988 | 2 | 9 | 0 | 0 | 0 | 0 | 0 | 0 | 0 | 0 | 0 | 0 | 0 | 0 | 0
1988 | 2 | 10 | 0 | 0 | 0 | 0 | 0 | 0 | 0 | 0 | 0 | 0 | 0 | 0 | 0
1988 | 2 | 11 | 0.73 | 0.73 | 0.68 | 0 | 0.73 | 0.68 | 0 | 0 | 0 | 0 | 0 | 0 | 0
1988 | 2 | 12 | 0.12 | 0.12 | 0.07 | 0 | 0.12 | 0.07 | 0 | 0 | 0 | 0 | 0 | 0 | 0
1988 | 2 | 13 | 0 | 0 | 0 | 0 | 0 | 0 | 0 | 0 | 0 | 0 | 0 | 0 | 0
1988 | 2 | 14 | 0 | 0 | 0 | 0 | 0 | 0 | 0 | 0 | 0 | 0 | 0 | 0 | 0
1988 | 2 | 15 | 0.32 | 0.32 | 0.27 | 0 | 0.32 | 0.27 | 0 | 0 | 0 | 0 | 0 | 0 | 0
1988 | 2 | 16 | 0.02 | 0.02 | 0 | 0 | 0.02 | 0 | 0 | 0 | 0 | 0 | 0 | 0 | 0
1988 | 2 | 17 | 0 | 0 | 0 | 0 | 0 | 0 | 0 | 0 | 0 | 0 | 0 | 0 | 0
1988 | 2 | 18 | 0 | 0 | 0 | 0 | 0 | 0 | 0 | 0 | 0 | 0 | 0 | 0 | 0
1988 | 2 | 19 | 0.37 | 0.37 | 0.32 | 0 | 0.37 | 0.32 | 0 | 0 | 0 | 0 | 0 | 0 | 0
1988 | 2 | 20 | 0 | 0 | 0 | 0 | 0 | 0 | 0 | 0 | 0 | 0 | 0 | 0 | 0
1988 | 2 | 21 | 0 | 0 | 0 | 0 | 0 | 0 | 0 | 0 | 0 | 0 | 0 | 0 | 0
1988 | 2 | 22 | 0 | 0 | 0 | 0 | 0 | 0 | 0 | 0 | 0 | 0 | 0 | 0 | 0
1988 | 2 | 23 | 0.05 | 0.05 | 0 | 0 | 0.05 | 0 | 0 | 0 | 0 | 0 | 0 | 0 | 0
1988 | 2 | 24 | 0 | 0 | 0 | 0 | 0 | 0 | 0 | 0 | 0 | 0 | 0 | 0 | 0
1988 | 2 | 25 | 0 | 0 | 0 | 0 | 0 | 0 | 0 | 0 | 0 | 0 | 0 | 0 | 0
1988 | 2 | 26 | 0 | 0 | 0 | 0 | 0 | 0 | 0 | 0 | 0 | 0 | 0 | 0 | 0
1988 | 2 | 27 | 0.01 | 0.01 | 0 | 0 | 0.01 | 0 | 0 | 0 | 0 | 0 | 0 | 0 | 0
1988 | 2 | 28 | 0.02 | 0.02 | 0 | 0 | 0.02 | 0 | 0 | 0 | 0 | 0 | 0 | 0 | 0
1988 | 2 | 29 | 0 | 0 | 0 | 0 | 0 | 0 | 0 | 0 | 0 | 0 | 0 | 0 | 0
1988 | 3 | 1 | 0 | 0 | 0 | 0 | 0 | 0 | 0 | 0 | 0 | 0 | 0 | 0 | 0
1988 | 3 | 2 | 0 | 0 | 0 | 0 | 0 | 0 | 0 | 0 | 0 | 0 | 0 | 0 | 0
1988 | 3 | 3 | 0.01 | 0.01 | 0 | 0 | 0.01 | 0 | 0 | 0 | 0 | 0 | 0 | 0 | 0
1988 | 3 | 4 | 0.73 | 0.73 | 0.68 | 0 | 0.73 | 0.68 | 0 | 0 | 0 | 0 | 0 | 0 | 0
1988 | 3 | 5 | 0 | 0 | 0 | 0 | 0 | 0 | 0 | 0 | 0 | 0 | 0 | 0 | 0
1988 | 3 | 6 | 0 | 0 | 0 | 0 | 0 | 0 | 0 | 0 | 0 | 0 | 0 | 0 | 0
1988 | 3 | 7 | 0 | 0 | 0 | 0 | 0 | 0 | 0 | 0 | 0 | 0 | 0 | 0 | 0
1988 | 3 | 8 | 0 | 0 | 0 | 0 | 0 | 0 | 0 | 0 | 0 | 0 | 0 | 0 | 0
1988 | 3 | 9 | 0.02 | 0.02 | 0 | 0 | 0.02 | 0 | 0 | 0 | 0 | 0 | 0 | 0 | 0
1988 | 3 | 10 | 0.02 | 0.02 | 0 | 0 | 0.02 | 0 | 0 | 0 | 0 | 0 | 0 | 0 | 0
1988 | 3 | 11 | 0 | 0 | 0 | 0 | 0 | 0 | 0 | 0 | 0 | 0 | 0 | 0 | 0
1988 | 3 | 12 | 0 | 0 | 0 | 0 | 0 | 0 | 0 | 0 | 0 | 0 | 0 | 0 | 0
1988 | 3 | 13 | 0.1 | 0.1 | 0.05 | 0 | 0.1 | 0.05 | 0 | 0 | 0 | 0 | 0 | 0 | 0
1988 | 3 | 14 | 0 | 0 | 0 | 0 | 0 | 0 | 0 | 0 | 0 | 0 | 0 | 0 | 0
1988 | 3 | 15 | 0 | 0 | 0 | 0 | 0 | 0 | 0 | 0 | 0 | 0 | 0 | 0 | 0
1988 | 3 | 16 | 0 | 0 | 0 | 0 | 0 | 0 | 0 | 0 | 0 | 0 | 0 | 0 | 0
1988 | 3 | 17 | 0 | 0 | 0 | 0 | 0 | 0 | 0 | 0 | 0 | 0 | 0 | 0 | 0
1988 | 3 | 18 | 0 | 0 | 0 | 0 | 0 | 0 | 0 | 0 | 0 | 0 | 0 | 0 | 0
1988 | 3 | 19 | 0 | 0 | 0 | 0 | 0 | 0 | 0 | 0 | 0 | 0 | 0 | 0 | 0
1988 | 3 | 20 | 0.01 | 0.01 | 0 | 0 | 0.01 | 0 | 0 | 0 | 0 | 0 | 0 | 0 | 0
1988 | 3 | 21 | 0.04 | 0.04 | 0 | 0 | 0.04 | 0 | 0 | 0 | 0 | 0 | 0 | 0 | 0
1988 | 3 | 22 | 0 | 0 | 0 | 0 | 0 | 0 | 0 | 0 | 0 | 0 | 0 | 0 | 0
1988 | 3 | 23 | 0 | 0 | 0 | 0 | 0 | 0 | 0 | 0 | 0 | 0 | 0 | 0 | 0
1988 | 3 | 24 | 0 | 0 | 0 | 0 | 0 | 0 | 0 | 0 | 0 | 0 | 0 | 0 | 0
1988 | 3 | 25 | 0 | 0 | 0 | 0 | 0 | 0 | 0 | 0 | 0 | 0 | 0 | 0 | 0
1988 | 3 | 26 | 1.34 | 1 | 0.95 | 0 | 1 | 0.95 | 0 | 0 | 0 | 0 | 0 | 0 | 0
1988 | 3 | 27 | 0 | 0 | 0 | 0 | 0 | 0 | 0 | 0 | 0 | 0 | 0 | 0 | 0
1988 | 3 | 28 | 0 | 0 | 0 | 0 | 0 | 0 | 0 | 0 | 0 | 0 | 0 | 0 | 0
1988 | 3 | 29 | 0 | 0 | 0 | 0 | 0 | 0 | 0 | 0 | 0 | 0 | 0 | 0 | 0
1988 | 3 | 30 | 0 | 0 | 0 | 0 | 0 | 0 | 0 | 0 | 0 | 0 | 0 | 0 | 0
1988 | 3 | 31 | 0 | 0 | 0 | 0 | 0 | 0 | 0 | 0 | 0 | 0 | 0 | 0 | 0
1988 | 4 | 1 | 0 | 0 | 0 | 0 | 0 | 0 | 0 | 0 | 0 | 0 | 0 | 0 | 0
1988 | 4 | 2 | 0 | 0 | 0 | 0 | 0 | 0 | 0 | 0 | 0 | 0 | 0 | 0 | 0
1988 | 4 | 3 | 0 | 0 | 0 | 0 | 0 | 0 | 0 | 0 | 0 | 0 | 0 | 0 | 0
1988 | 4 | 4 | 0.02 | 0.02 | 0 | 0 | 0.02 | 0 | 0 | 0 | 0 | 0 | 0 | 0 | 0
1988 | 4 | 5 | 0 | 0 | 0 | 0 | 0 | 0 | 0 | 0 | 0 | 0 | 0 | 0 | 0
1988 | 4 | 6 | 0.01 | 0.01 | 0 | 0 | 0.01 | 0 | 0 | 0 | 0 | 0 | 0 | 0 | 0
1988 | 4 | 7 | 1.04 | 1 | 0.95 | 0 | 1 | 0.95 | 0 | 0 | 0 | 0 | 0 | 0 | 0
1988 | 4 | 8 | 0.08 | 0.08 | 0.03 | 0 | 0.08 | 0.03 | 0 | 0 | 0 | 0 | 0 | 0 | 0
1988 | 4 | 9 | 0.01 | 0.01 | 0 | 0 | 0.01 | 0 | 0 | 0 | 0 | 0 | 0 | 0 | 0
1988 | 4 | 10 | 0 | 0 | 0 | 0 | 0 | 0 | 0 | 0 | 0 | 0 | 0 | 0 | 0
1988 | 4 | 11 | 0 | 0 | 0 | 0 | 0 | 0 | 0 | 0 | 0 | 0 | 0 | 0 | 0
1988 | 4 | 12 | 0 | 0 | 0 | 0 | 0 | 0 | 0 | 0 | 0 | 0 | 0 | 0 | 0
1988 | 4 | 13 | 0 | 0 | 0 | 0 | 0 | 0 | 0 | 0 | 0 | 0 | 0 | 0 | 0
1988 | 4 | 14 | 0 | 0 | 0 | 0 | 0 | 0 | 0 | 0 | 0 | 0 | 0 | 0 | 0
1988 | 4 | 15 | 0.01 | 0.01 | 0 | 0 | 0.01 | 0 | 0 | 0 | 0 | 0 | 0 | 0 | 0
1988 | 4 | 16 | 0 | 0 | 0 | 0 | 0 | 0 | 0 | 0 | 0 | 0 | 0 | 0 | 0
1988 | 4 | 17 | 0 | 0 | 0 | 0 | 0 | 0 | 0 | 0 | 0 | 0 | 0 | 0 | 0
1988 | 4 | 18 | 0.07 | 0.07 | 0.02 | 0 | 0.07 | 0.02 | 0 | 0 | 0 | 0 | 0 | 0 | 0
1988 | 4 | 19 | 0 | 0 | 0 | 0 | 0 | 0 | 0 | 0 | 0 | 0 | 0 | 0 | 0
1988 | 4 | 20 | 0 | 0 | 0 | 0 | 0 | 0 | 0 | 0 | 0 | 0 | 0 | 0 | 0
1988 | 4 | 21 | 0 | 0 | 0 | 0 | 0 | 0 | 0 | 0 | 0 | 0 | 0 | 0 | 0
1988 | 4 | 22 | 0 | 0 | 0 | 0 | 0 | 0 | 0 | 0 | 0 | 0 | 0 | 0 | 0
1988 | 4 | 23 | 0.04 | 0.04 | 0 | 0 | 0.04 | 0 | 0 | 0 | 0 | 0 | 0 | 0 | 0
1988 | 4 | 24 | 0 | 0 | 0 | 0 | 0 | 0 | 0 | 0 | 0 | 0 | 0 | 0 | 0
1988 | 4 | 25 | 0 | 0 | 0 | 0 | 0 | 0 | 0 | 0 | 0 | 0 | 0 | 0 | 0
1988 | 4 | 26 | 0 | 0 | 0 | 0 | 0 | 0 | 0 | 0 | 0 | 0 | 0 | 0 | 0
1988 | 4 | 27 | 0.68 | 0.68 | 0.63 | 0 | 0.68 | 0.63 | 0 | 0 | 0 | 0 | 0 | 0 | 0
1988 | 4 | 28 | 0.03 | 0.03 | 0 | 0 | 0.03 | 0 | 0 | 0 | 0 | 0 | 0 | 0 | 0
1988 | 4 | 29 | 0 | 0 | 0 | 0 | 0 | 0 | 0 | 0 | 0 | 0 | 0 | 0 | 0
1988 | 4 | 30 | 0.01 | 0.01 | 0 | 0 | 0.01 | 0 | 0 | 0 | 0 | 0 | 0 | 0 | 0
1988 | 5 | 1 | 0 | 0 | 0 | 0 | 0 | 0 | 0 | 0 | 0 | 0 | 0 | 0 | 0
1988 | 5 | 2 | 0 | 0 | 0 | 0 | 0 | 0 | 0 | 0 | 0 | 0 | 0 | 0 | 0
1988 | 5 | 3 | 0.02 | 0.02 | 0 | 0 | 0.02 | 0 | 0 | 0 | 0 | 0 | 0 | 0 | 0
1988 | 5 | 4 | 0.03 | 0.03 | 0 | 0 | 0.03 | 0 | 0 | 0 | 0 | 0 | 0 | 0 | 0
1988 | 5 | 5 | 0.68 | 0.68 | 0.63 | 0 | 0.68 | 0.63 | 0 | 0 | 0 | 0 | 0 | 0 | 0
1988 | 5 | 6 | 0.48 | 0.48 | 0.43 | 0 | 0.48 | 0.43 | 0 | 0 | 0 | 0 | 0 | 0 | 0
1988 | 5 | 7 | 0 | 0 | 0 | 0 | 0 | 0 | 0 | 0 | 0 | 0 | 0 | 0 | 0
1988 | 5 | 8 | 0 | 0 | 0 | 0 | 0 | 0 | 0 | 0 | 0 | 0 | 0 | 0 | 0
1988 | 5 | 9 | 0.06 | 0.06 | 0.01 | 0 | 0.06 | 0.01 | 0 | 0 | 0 | 0 | 0 | 0 | 0
1988 | 5 | 10 | 0.1 | 0.1 | 0.05 | 0 | 0.1 | 0.05 | 0 | 0 | 0 | 0 | 0 | 0 | 0
1988 | 5 | 11 | 0.04 | 0.04 | 0 | 0 | 0.04 | 0 | 0 | 0 | 0 | 0 | 0 | 0 | 0
1988 | 5 | 12 | 0 | 0 | 0 | 0 | 0 | 0 | 0 | 0 | 0 | 0 | 0 | 0 | 0
1988 | 5 | 13 | 0 | 0 | 0 | 0 | 0 | 0 | 0 | 0 | 0 | 0 | 0 | 0 | 0
1988 | 5 | 14 | 0 | 0 | 0 | 0 | 0 | 0 | 0 | 0 | 0 | 0 | 0 | 0 | 0
1988 | 5 | 15 | 0 | 0 | 0 | 0 | 0 | 0 | 0 | 0 | 0 | 0 | 0 | 0 | 0
1988 | 5 | 16 | 1.33 | 1 | 0.95 | 0 | 1 | 0.95 | 0 | 0 | 0 | 0 | 0 | 0 | 0
1988 | 5 | 17 | 1.02 | 1 | 0.95 | 0 | 1 | 0.95 | 0 | 0 | 0 | 0 | 0 | 0 | 0
1988 | 5 | 18 | 0.15 | 0.15 | 0.1 | 0 | 0.15 | 0.1 | 0 | 0 | 0 | 0 | 0 | 0 | 0
1988 | 5 | 19 | 0.04 | 0.04 | 0 | 0 | 0.04 | 0 | 0 | 0 | 0 | 0 | 0 | 0 | 0
1988 | 5 | 20 | 0.02 | 0.02 | 0 | 0 | 0.02 | 0 | 0 | 0 | 0 | 0 | 0 | 0 | 0
1988 | 5 | 21 | 0 | 0 | 0 | 0 | 0 | 0 | 0 | 0 | 0 | 0 | 0 | 0 | 0
1988 | 5 | 22 | 0 | 0 | 0 | 0 | 0 | 0 | 0 | 0 | 0 | 0 | 0 | 0 | 0
1988 | 5 | 23 | 0.01 | 0.01 | 0 | 0 | 0.01 | 0 | 0 | 0 | 0 | 0 | 0 | 0 | 0
1988 | 5 | 24 | 0.41 | 0.41 | 0.36 | 0 | 0.41 | 0.36 | 0 | 0 | 0 | 0 | 0 | 0 | 0
1988 | 5 | 25 | 0.11 | 0.11 | 0.06 | 0 | 0.11 | 0.06 | 0 | 0 | 0 | 0 | 0 | 0 | 0
1988 | 5 | 26 | 0 | 0 | 0 | 0 | 0 | 0 | 0 | 0 | 0 | 0 | 0 | 0 | 0
1988 | 5 | 27 | 0 | 0 | 0 | 0 | 0 | 0 | 0 | 0 | 0 | 0 | 0 | 0 | 0
1988 | 5 | 28 | 0 | 0 | 0 | 0 | 0 | 0 | 0 | 0 | 0 | 0 | 0 | 0 | 0
1988 | 5 | 29 | 0 | 0 | 0 | 0 | 0 | 0 | 0 | 0 | 0 | 0 | 0 | 0 | 0
1988 | 5 | 30 | 0 | 0 | 0 | 0 | 0 | 0 | 0 | 0 | 0 | 0 | 0 | 0 | 0
1988 | 5 | 31 | 0 | 0 | 0 | 0 | 0 | 0 | 0 | 0 | 0 | 0 | 0 | 0 | 0
1988 | 6 | 1 | 0 | 0 | 0 | 0 | 0 | 0 | 0 | 0 | 0 | 0 | 0 | 0 | 0
1988 | 6 | 2 | 0.07 | 0.07 | 0.02 | 0 | 0.07 | 0.02 | 0 | 0 | 0 | 0 | 0 | 0 | 0
1988 | 6 | 3 | 0 | 0 | 0 | 0 | 0 | 0 | 0 | 0 | 0 | 0 | 0 | 0 | 0
1988 | 6 | 4 | 0 | 0 | 0 | 0 | 0 | 0 | 0 | 0 | 0 | 0 | 0 | 0 | 0
1988 | 6 | 5 | 0 | 0 | 0 | 0 | 0 | 0 | 0 | 0 | 0 | 0 | 0 | 0 | 0
1988 | 6 | 6 | 0 | 0 | 0 | 0 | 0 | 0 | 0 | 0 | 0 | 0 | 0 | 0 | 0
1988 | 6 | 7 | 0 | 0 | 0 | 0 | 0 | 0 | 0 | 0 | 0 | 0 | 0 | 0 | 0
1988 | 6 | 8 | 0.7 | 0.7 | 0.65 | 0 | 0.7 | 0.65 | 0 | 0 | 0 | 0 | 0 | 0 | 0
1988 | 6 | 9 | 0.17 | 0.17 | 0.12 | 0 | 0.17 | 0.12 | 0 | 0 | 0 | 0 | 0 | 0 | 0
1988 | 6 | 10 | 0 | 0 | 0 | 0 | 0 | 0 | 0 | 0 | 0 | 0 | 0 | 0 | 0
1988 | 6 | 11 | 0 | 0 | 0 | 0 | 0 | 0 | 0 | 0 | 0 | 0 | 0 | 0 | 0
1988 | 6 | 12 | 0 | 0 | 0 | 0 | 0 | 0 | 0 | 0 | 0 | 0 | 0 | 0 | 0
1988 | 6 | 13 | 0 | 0 | 0 | 0 | 0 | 0 | 0 | 0 | 0 | 0 | 0 | 0 | 0
1988 | 6 | 14 | 0 | 0 | 0 | 0 | 0 | 0 | 0 | 0 | 0 | 0 | 0 | 0 | 0
1988 | 6 | 15 | 0 | 0 | 0 | 0 | 0 | 0 | 0 | 0 | 0 | 0 | 0 | 0 | 0
1988 | 6 | 16 | 0 | 0 | 0 | 0 | 0 | 0 | 0 | 0 | 0 | 0 | 0 | 0 | 0
1988 | 6 | 17 | 0.01 | 0.01 | 0 | 0 | 0.01 | 0 | 0 | 0 | 0 | 0 | 0 | 0 | 0
1988 | 6 | 18 | 0 | 0 | 0 | 0 | 0 | 0 | 0 | 0 | 0 | 0 | 0 | 0 | 0
1988 | 6 | 19 | 0 | 0 | 0 | 0 | 0 | 0 | 0 | 0 | 0 | 0 | 0 | 0 | 0
1988 | 6 | 20 | 0 | 0 | 0 | 0 | 0 | 0 | 0 | 0 | 0 | 0 | 0 | 0 | 0
1988 | 6 | 21 | 0 | 0 | 0 | 0 | 0 | 0 | 0 | 0 | 0 | 0 | 0 | 0 | 0
1988 | 6 | 22 | 0 | 0 | 0 | 0 | 0 | 0 | 0 | 0 | 0 | 0 | 0 | 0 | 0
1988 | 6 | 23 | 0 | 0 | 0 | 0 | 0 | 0 | 0 | 0 | 0 | 0 | 0 | 0 | 0
1988 | 6 | 24 | 0 | 0 | 0 | 0 | 0 | 0 | 0 | 0 | 0 | 0 | 0 | 0 | 0
1988 | 6 | 25 | 0 | 0 | 0 | 0 | 0 | 0 | 0 | 0 | 0 | 0 | 0 | 0 | 0
1988 | 6 | 26 | 0 | 0 | 0 | 0 | 0 | 0 | 0 | 0 | 0 | 0 | 0 | 0 | 0
1988 | 6 | 27 | 0 | 0 | 0 | 0 | 0 | 0 | 0 | 0 | 0 | 0 | 0 | 0 | 0
1988 | 6 | 28 | 0 | 0 | 0 | 0 | 0 | 0 | 0 | 0 | 0 | 0 | 0 | 0 | 0
1988 | 6 | 29 | 0 | 0 | 0 | 0 | 0 | 0 | 0 | 0 | 0 | 0 | 0 | 0 | 0
1988 | 6 | 30 | 0 | 0 | 0 | 0 | 0 | 0 | 0 | 0 | 0 | 0 | 0 | 0 | 0
1988 | 7 | 1 | 0 | 0 | 0 | 0 | 0 | 0 | 0 | 0 | 0 | 0 | 0 | 0 | 0
1988 | 7 | 2 | 0 | 0 | 0 | 0 | 0 | 0 | 0 | 0 | 0 | 0 | 0 | 0 | 0
1988 | 7 | 3 | 0 | 0 | 0 | 0 | 0 | 0 | 0 | 0 | 0 | 0 | 0 | 0 | 0
1988 | 7 | 4 | 0 | 0 | 0 | 0 | 0 | 0 | 0 | 0 | 0 | 0 | 0 | 0 | 0
1988 | 7 | 5 | 0 | 0 | 0 | 0 | 0 | 0 | 0 | 0 | 0 | 0 | 0 | 0 | 0
1988 | 7 | 6 | 0 | 0 | 0 | 0 | 0 | 0 | 0 | 0 | 0 | 0 | 0 | 0 | 0
1988 | 7 | 7 | 0 | 0 | 0 | 0 | 0 | 0 | 0 | 0 | 0 | 0 | 0 | 0 | 0
1988 | 7 | 8 | 0 | 0 | 0 | 0 | 0 | 0 | 0 | 0 | 0 | 0 | 0 | 0 | 0
1988 | 7 | 9 | 0 | 0 | 0 | 0 | 0 | 0 | 0 | 0 | 0 | 0 | 0 | 0 | 0
1988 | 7 | 10 | 0 | 0 | 0 | 0 | 0 | 0 | 0 | 0 | 0 | 0 | 0 | 0 | 0
1988 | 7 | 11 | 0.01 | 0.01 | 0 | 0 | 0.01 | 0 | 0 | 0 | 0 | 0 | 0 | 0 | 0
1988 | 7 | 12 | 0.1 | 0.1 | 0.05 | 0 | 0.1 | 0.05 | 0 | 0 | 0 | 0 | 0 | 0 | 0
1988 | 7 | 13 | 0 | 0 | 0 | 0 | 0 | 0 | 0 | 0 | 0 | 0 | 0 | 0 | 0
1988 | 7 | 14 | 0 | 0 | 0 | 0 | 0 | 0 | 0 | 0 | 0 | 0 | 0 | 0 | 0
1988 | 7 | 15 | 0 | 0 | 0 | 0 | 0 | 0 | 0 | 0 | 0 | 0 | 0 | 0 | 0
1988 | 7 | 16 | 0 | 0 | 0 | 0 | 0 | 0 | 0 | 0 | 0 | 0 | 0 | 0 | 0
1988 | 7 | 17 | 0.29 | 0.29 | 0.24 | 0 | 0.29 | 0.24 | 0 | 0 | 0 | 0 | 0 | 0 | 0
1988 | 7 | 18 | 0 | 0 | 0 | 0 | 0 | 0 | 0 | 0 | 0 | 0 | 0 | 0 | 0
1988 | 7 | 19 | 0.11 | 0.11 | 0.06 | 0 | 0.11 | 0.06 | 0 | 0 | 0 | 0 | 0 | 0 | 0
1988 | 7 | 20 | 0.64 | 0.64 | 0.59 | 0 | 0.64 | 0.59 | 0 | 0 | 0 | 0 | 0 | 0 | 0
1988 | 7 | 21 | 1.19 | 1 | 0.95 | 0 | 1 | 0.95 | 0 | 0 | 0 | 0 | 0 | 0 | 0
1988 | 7 | 22 | 0.01 | 0.01 | 0 | 0 | 0.01 | 0 | 0 | 0 | 0 | 0 | 0 | 0 | 0
1988 | 7 | 23 | 0.33 | 0.33 | 0.28 | 0 | 0.33 | 0.28 | 0 | 0 | 0 | 0 | 0 | 0 | 0
1988 | 7 | 24 | 0 | 0 | 0 | 0 | 0 | 0 | 0 | 0 | 0 | 0 | 0 | 0 | 0
1988 | 7 | 25 | 0 | 0 | 0 | 0 | 0 | 0 | 0 | 0 | 0 | 0 | 0 | 0 | 0
1988 | 7 | 26 | 1.01 | 1 | 0.95 | 0 | 1 | 0.95 | 0 | 0 | 0 | 0 | 0 | 0 | 0
1988 | 7 | 27 | 0.05 | 0.05 | 0 | 0 | 0.05 | 0 | 0 | 0 | 0 | 0 | 0 | 0 | 0
1988 | 7 | 28 | 0 | 0 | 0 | 0 | 0 | 0 | 0 | 0 | 0 | 0 | 0 | 0 | 0
1988 | 7 | 29 | 0 | 0 | 0 | 0 | 0 | 0 | 0 | 0 | 0 | 0 | 0 | 0 | 0
1988 | 7 | 30 | 0 | 0 | 0 | 0 | 0 | 0 | 0 | 0 | 0 | 0 | 0 | 0 | 0
1988 | 7 | 31 | 0 | 0 | 0 | 0 | 0 | 0 | 0 | 0 | 0 | 0 | 0 | 0 | 0
1988 | 8 | 1 | 0 | 0 | 0 | 0 | 0 | 0 | 0 | 0 | 0 | 0 | 0 | 0 | 0
1988 | 8 | 2 | 0 | 0 | 0 | 0 | 0 | 0 | 0 | 0 | 0 | 0 | 0 | 0 | 0
1988 | 8 | 3 | 0 | 0 | 0 | 0 | 0 | 0 | 0 | 0 | 0 | 0 | 0 | 0 | 0
1988 | 8 | 4 | 0 | 0 | 0 | 0 | 0 | 0 | 0 | 0 | 0 | 0 | 0 | 0 | 0
1988 | 8 | 5 | 0 | 0 | 0 | 0 | 0 | 0 | 0 | 0 | 0 | 0 | 0 | 0 | 0
1988 | 8 | 6 | 0.05 | 0.05 | 0 | 0 | 0.05 | 0 | 0 | 0 | 0 | 0 | 0 | 0 | 0
1988 | 8 | 7 | 0 | 0 | 0 | 0 | 0 | 0 | 0 | 0 | 0 | 0 | 0 | 0 | 0
1988 | 8 | 8 | 0 | 0 | 0 | 0 | 0 | 0 | 0 | 0 | 0 | 0 | 0 | 0 | 0
1988 | 8 | 9 | 0 | 0 | 0 | 0 | 0 | 0 | 0 | 0 | 0 | 0 | 0 | 0 | 0
1988 | 8 | 10 | 0 | 0 | 0 | 0 | 0 | 0 | 0 | 0 | 0 | 0 | 0 | 0 | 0
1988 | 8 | 11 | 0 | 0 | 0 | 0 | 0 | 0 | 0 | 0 | 0 | 0 | 0 | 0 | 0
1988 | 8 | 12 | 0 | 0 | 0 | 0 | 0 | 0 | 0 | 0 | 0 | 0 | 0 | 0 | 0
1988 | 8 | 13 | 0 | 0 | 0 | 0 | 0 | 0 | 0 | 0 | 0 | 0 | 0 | 0 | 0
1988 | 8 | 14 | 0 | 0 | 0 | 0 | 0 | 0 | 0 | 0 | 0 | 0 | 0 | 0 | 0
1988 | 8 | 15 | 0.26 | 0.26 | 0.21 | 0 | 0.26 | 0.21 | 0 | 0 | 0 | 0 | 0 | 0 | 0
1988 | 8 | 16 | 0 | 0 | 0 | 0 | 0 | 0 | 0 | 0 | 0 | 0 | 0 | 0 | 0
1988 | 8 | 17 | 0.02 | 0.02 | 0 | 0 | 0.02 | 0 | 0 | 0 | 0 | 0 | 0 | 0 | 0
1988 | 8 | 18 | 0.01 | 0.01 | 0 | 0 | 0.01 | 0 | 0 | 0 | 0 | 0 | 0 | 0 | 0
1988 | 8 | 19 | 0.09 | 0.09 | 0.04 | 0 | 0.09 | 0.04 | 0 | 0 | 0 | 0 | 0 | 0 | 0
1988 | 8 | 20 | 1.04 | 1 | 0.95 | 0 | 1 | 0.95 | 0 | 0 | 0 | 0 | 0 | 0 | 0
1988 | 8 | 21 | 0 | 0 | 0 | 0 | 0 | 0 | 0 | 0 | 0 | 0 | 0 | 0 | 0
1988 | 8 | 22 | 0 | 0 | 0 | 0 | 0 | 0 | 0 | 0 | 0 | 0 | 0 | 0 | 0
1988 | 8 | 23 | 0.03 | 0.03 | 0 | 0 | 0.03 | 0 | 0 | 0 | 0 | 0 | 0 | 0 | 0
1988 | 8 | 24 | 0.04 | 0.04 | 0 | 0 | 0.04 | 0 | 0 | 0 | 0 | 0 | 0 | 0 | 0
1988 | 8 | 25 | 0 | 0 | 0 | 0 | 0 | 0 | 0 | 0 | 0 | 0 | 0 | 0 | 0
1988 | 8 | 26 | 0 | 0 | 0 | 0 | 0 | 0 | 0 | 0 | 0 | 0 | 0 | 0 | 0
1988 | 8 | 27 | 0 | 0 | 0 | 0 | 0 | 0 | 0 | 0 | 0 | 0 | 0 | 0 | 0
1988 | 8 | 28 | 0 | 0 | 0 | 0 | 0 | 0 | 0 | 0 | 0 | 0 | 0 | 0 | 0
1988 | 8 | 29 | 0.85 | 0.85 | 0.8 | 0 | 0.85 | 0.8 | 0 | 0 | 0 | 0 | 0 | 0 | 0
1988 | 8 | 30 | 0 | 0 | 0 | 0 | 0 | 0 | 0 | 0 | 0 | 0 | 0 | 0 | 0
1988 | 8 | 31 | 0 | 0 | 0 | 0 | 0 | 0 | 0 | 0 | 0 | 0 | 0 | 0 | 0
1988 | 9 | 1 | 0 | 0 | 0 | 0 | 0 | 0 | 0 | 0 | 0 | 0 | 0 | 0 | 0
1988 | 9 | 2 | 0 | 0 | 0 | 0 | 0 | 0 | 0 | 0 | 0 | 0 | 0 | 0 | 0
1988 | 9 | 3 | 0 | 0 | 0 | 0 | 0 | 0 | 0 | 0 | 0 | 0 | 0 | 0 | 0
1988 | 9 | 4 | 0.86 | 0.86 | 0.81 | 0 | 0.86 | 0.81 | 0 | 0 | 0 | 0 | 0 | 0 | 0
1988 | 9 | 5 | 0 | 0 | 0 | 0 | 0 | 0 | 0 | 0 | 0 | 0 | 0 | 0 | 0
1988 | 9 | 6 | 0 | 0 | 0 | 0 | 0 | 0 | 0 | 0 | 0 | 0 | 0 | 0 | 0
1988 | 9 | 7 | 0 | 0 | 0 | 0 | 0 | 0 | 0 | 0 | 0 | 0 | 0 | 0 | 0
1988 | 9 | 8 | 0 | 0 | 0 | 0 | 0 | 0 | 0 | 0 | 0 | 0 | 0 | 0 | 0
1988 | 9 | 9 | 0.06 | 0.06 | 0.01 | 0 | 0.06 | 0.01 | 0 | 0 | 0 | 0 | 0 | 0 | 0
1988 | 9 | 10 | 0.05 | 0.05 | 0 | 0 | 0.05 | 0 | 0 | 0 | 0 | 0 | 0 | 0 | 0
1988 | 9 | 11 | 0 | 0 | 0 | 0 | 0 | 0 | 0 | 0 | 0 | 0 | 0 | 0 | 0
1988 | 9 | 12 | 0 | 0 | 0 | 0 | 0 | 0 | 0 | 0 | 0 | 0 | 0 | 0 | 0
1988 | 9 | 13 | 0 | 0 | 0 | 0 | 0 | 0 | 0 | 0 | 0 | 0 | 0 | 0 | 0
1988 | 9 | 14 | 0 | 0 | 0 | 0 | 0 | 0 | 0 | 0 | 0 | 0 | 0 | 0 | 0
1988 | 9 | 15 | 0 | 0 | 0 | 0 | 0 | 0 | 0 | 0 | 0 | 0 | 0 | 0 | 0
1988 | 9 | 16 | 0 | 0 | 0 | 0 | 0 | 0 | 0 | 0 | 0 | 0 | 0 | 0 | 0
1988 | 9 | 17 | 0.13 | 0.13 | 0.08 | 0 | 0.13 | 0.08 | 0 | 0 | 0 | 0 | 0 | 0 | 0
1988 | 9 | 18 | 0 | 0 | 0 | 0 | 0 | 0 | 0 | 0 | 0 | 0 | 0 | 0 | 0
1988 | 9 | 19 | 0 | 0 | 0 | 0 | 0 | 0 | 0 | 0 | 0 | 0 | 0 | 0 | 0
1988 | 9 | 20 | 0.07 | 0.07 | 0.02 | 0 | 0.07 | 0.02 | 0 | 0 | 0 | 0 | 0 | 0 | 0
1988 | 9 | 21 | 0 | 0 | 0 | 0 | 0 | 0 | 0 | 0 | 0 | 0 | 0 | 0 | 0
1988 | 9 | 22 | 0 | 0 | 0 | 0 | 0 | 0 | 0 | 0 | 0 | 0 | 0 | 0 | 0
1988 | 9 | 23 | 0 | 0 | 0 | 0 | 0 | 0 | 0 | 0 | 0 | 0 | 0 | 0 | 0
1988 | 9 | 24 | 0.22 | 0.22 | 0.17 | 0 | 0.22 | 0.17 | 0 | 0 | 0 | 0 | 0 | 0 | 0
1988 | 9 | 25 | 0.46 | 0.46 | 0.41 | 0 | 0.46 | 0.41 | 0 | 0 | 0 | 0 | 0 | 0 | 0
1988 | 9 | 26 | 0 | 0 | 0 | 0 | 0 | 0 | 0 | 0 | 0 | 0 | 0 | 0 | 0
1988 | 9 | 27 | 0 | 0 | 0 | 0 | 0 | 0 | 0 | 0 | 0 | 0 | 0 | 0 | 0
1988 | 9 | 28 | 0 | 0 | 0 | 0 | 0 | 0 | 0 | 0 | 0 | 0 | 0 | 0 | 0
1988 | 9 | 29 | 0 | 0 | 0 | 0 | 0 | 0 | 0 | 0 | 0 | 0 | 0 | 0 | 0
1988 | 9 | 30 | 0 | 0 | 0 | 0 | 0 | 0 | 0 | 0 | 0 | 0 | 0 | 0 | 0
1988 | 10 | 1 | 0 | 0 | 0 | 0 | 0 | 0 | 0 | 0 | 0 | 0 | 0 | 0 | 0
1988 | 10 | 2 | 0.25 | 0.25 | 0.2 | 0 | 0.25 | 0.2 | 0 | 0 | 0 | 0 | 0 | 0 | 0
1988 | 10 | 3 | 0.07 | 0.07 | 0.02 | 0 | 0.07 | 0.02 | 0 | 0 | 0 | 0 | 0 | 0 | 0
1988 | 10 | 4 | 0.03 | 0.03 | 0 | 0 | 0.03 | 0 | 0 | 0 | 0 | 0 | 0 | 0 | 0
1988 | 10 | 5 | 0 | 0 | 0 | 0 | 0 | 0 | 0 | 0 | 0 | 0 | 0 | 0 | 0
1988 | 10 | 6 | 0 | 0 | 0 | 0 | 0 | 0 | 0 | 0 | 0 | 0 | 0 | 0 | 0
1988 | 10 | 7 | 0 | 0 | 0 | 0 | 0 | 0 | 0 | 0 | 0 | 0 | 0 | 0 | 0
1988 | 10 | 8 | 0 | 0 | 0 | 0 | 0 | 0 | 0 | 0 | 0 | 0 | 0 | 0 | 0
1988 | 10 | 9 | 0 | 0 | 0 | 0 | 0 | 0 | 0 | 0 | 0 | 0 | 0 | 0 | 0
1988 | 10 | 10 | 0 | 0 | 0 | 0 | 0 | 0 | 0 | 0 | 0 | 0 | 0 | 0 | 0
1988 | 10 | 11 | 0 | 0 | 0 | 0 | 0 | 0 | 0 | 0 | 0 | 0 | 0 | 0 | 0
1988 | 10 | 12 | 0 | 0 | 0 | 0 | 0 | 0 | 0 | 0 | 0 | 0 | 0 | 0 | 0
1988 | 10 | 13 | 0 | 0 | 0 | 0 | 0 | 0 | 0 | 0 | 0 | 0 | 0 | 0 | 0
1988 | 10 | 14 | 0 | 0 | 0 | 0 | 0 | 0 | 0 | 0 | 0 | 0 | 0 | 0 | 0
1988 | 10 | 15 | 0 | 0 | 0 | 0 | 0 | 0 | 0 | 0 | 0 | 0 | 0 | 0 | 0
1988 | 10 | 16 | 0 | 0 | 0 | 0 | 0 | 0 | 0 | 0 | 0 | 0 | 0 | 0 | 0
1988 | 10 | 17 | 0 | 0 | 0 | 0 | 0 | 0 | 0 | 0 | 0 | 0 | 0 | 0 | 0
1988 | 10 | 18 | 0.03 | 0.03 | 0 | 0 | 0.03 | 0 | 0 | 0 | 0 | 0 | 0 | 0 | 0
1988 | 10 | 19 | 0 | 0 | 0 | 0 | 0 | 0 | 0 | 0 | 0 | 0 | 0 | 0 | 0
1988 | 10 | 20 | 0 | 0 | 0 | 0 | 0 | 0 | 0 | 0 | 0 | 0 | 0 | 0 | 0
1988 | 10 | 21 | 1.22 | 1 | 0.95 | 0 | 1 | 0.95 | 0 | 0 | 0 | 0 | 0 | 0 | 0
1988 | 10 | 22 | 0 | 0 | 0 | 0 | 0 | 0 | 0 | 0 | 0 | 0 | 0 | 0 | 0
1988 | 10 | 23 | 0 | 0 | 0 | 0 | 0 | 0 | 0 | 0 | 0 | 0 | 0 | 0 | 0
1988 | 10 | 24 | 0.11 | 0.11 | 0.06 | 0 | 0.11 | 0.06 | 0 | 0 | 0 | 0 | 0 | 0 | 0
1988 | 10 | 25 | 0.04 | 0.04 | 0 | 0 | 0.04 | 0 | 0 | 0 | 0 | 0 | 0 | 0 | 0
1988 | 10 | 26 | 0 | 0 | 0 | 0 | 0 | 0 | 0 | 0 | 0 | 0 | 0 | 0 | 0
1988 | 10 | 27 | 0 | 0 | 0 | 0 | 0 | 0 | 0 | 0 | 0 | 0 | 0 | 0 | 0
1988 | 10 | 28 | 0 | 0 | 0 | 0 | 0 | 0 | 0 | 0 | 0 | 0 | 0 | 0 | 0
1988 | 10 | 29 | 0 | 0 | 0 | 0 | 0 | 0 | 0 | 0 | 0 | 0 | 0 | 0 | 0
1988 | 10 | 30 | 0 | 0 | 0 | 0 | 0 | 0 | 0 | 0 | 0 | 0 | 0 | 0 | 0
1988 | 10 | 31 | 0 | 0 | 0 | 0 | 0 | 0 | 0 | 0 | 0 | 0 | 0 | 0 | 0
1988 | 11 | 1 | 0.71 | 0.71 | 0.66 | 0 | 0.71 | 0.66 | 0 | 0 | 0 | 0 | 0 | 0 | 0
1988 | 11 | 2 | 0 | 0 | 0 | 0 | 0 | 0 | 0 | 0 | 0 | 0 | 0 | 0 | 0
1988 | 11 | 3 | 0 | 0 | 0 | 0 | 0 | 0 | 0 | 0 | 0 | 0 | 0 | 0 | 0
1988 | 11 | 4 | 0.03 | 0.03 | 0 | 0 | 0.03 | 0 | 0 | 0 | 0 | 0 | 0 | 0 | 0
1988 | 11 | 5 | 0.21 | 0.21 | 0.16 | 0 | 0.21 | 0.16 | 0 | 0 | 0 | 0 | 0 | 0 | 0
1988 | 11 | 6 | 0 | 0 | 0 | 0 | 0 | 0 | 0 | 0 | 0 | 0 | 0 | 0 | 0
1988 | 11 | 7 | 0 | 0 | 0 | 0 | 0 | 0 | 0 | 0 | 0 | 0 | 0 | 0 | 0
1988 | 11 | 8 | 0 | 0 | 0 | 0 | 0 | 0 | 0 | 0 | 0 | 0 | 0 | 0 | 0
1988 | 11 | 9 | 0 | 0 | 0 | 0 | 0 | 0 | 0 | 0 | 0 | 0 | 0 | 0 | 0
1988 | 11 | 10 | 0.12 | 0.12 | 0.07 | 0 | 0.12 | 0.07 | 0 | 0 | 0 | 0 | 0 | 0 | 0
1988 | 11 | 11 | 0 | 0 | 0 | 0 | 0 | 0 | 0 | 0 | 0 | 0 | 0 | 0 | 0
1988 | 11 | 12 | 0 | 0 | 0 | 0 | 0 | 0 | 0 | 0 | 0 | 0 | 0 | 0 | 0
1988 | 11 | 13 | 0.32 | 0.32 | 0.27 | 0 | 0.32 | 0.27 | 0 | 0 | 0 | 0 | 0 | 0 | 0
1988 | 11 | 14 | 0 | 0 | 0 | 0 | 0 | 0 | 0 | 0 | 0 | 0 | 0 | 0 | 0
1988 | 11 | 15 | 0 | 0 | 0 | 0 | 0 | 0 | 0 | 0 | 0 | 0 | 0 | 0 | 0
1988 | 11 | 16 | 0.01 | 0.01 | 0 | 0 | 0.01 | 0 | 0 | 0 | 0 | 0 | 0 | 0 | 0
1988 | 11 | 17 | 1.04 | 1 | 0.95 | 0 | 1 | 0.95 | 0 | 0 | 0 | 0 | 0 | 0 | 0
1988 | 11 | 18 | 0 | 0 | 0 | 0 | 0 | 0 | 0 | 0 | 0 | 0 | 0 | 0 | 0
1988 | 11 | 19 | 0.86 | 0.86 | 0.81 | 0 | 0.86 | 0.81 | 0 | 0 | 0 | 0 | 0 | 0 | 0
1988 | 11 | 20 | 0.24 | 0.24 | 0.19 | 0 | 0.24 | 0.19 | 0 | 0 | 0 | 0 | 0 | 0 | 0
1988 | 11 | 21 | 0 | 0 | 0 | 0 | 0 | 0 | 0 | 0 | 0 | 0 | 0 | 0 | 0
1988 | 11 | 22 | 0 | 0 | 0 | 0 | 0 | 0 | 0 | 0 | 0 | 0 | 0 | 0 | 0
1988 | 11 | 23 | 0 | 0 | 0 | 0 | 0 | 0 | 0 | 0 | 0 | 0 | 0 | 0 | 0
1988 | 11 | 24 | 0 | 0 | 0 | 0 | 0 | 0 | 0 | 0 | 0 | 0 | 0 | 0 | 0
1988 | 11 | 25 | 0 | 0 | 0 | 0 | 0 | 0 | 0 | 0 | 0 | 0 | 0 | 0 | 0
1988 | 11 | 26 | 0 | 0 | 0 | 0 | 0 | 0 | 0 | 0 | 0 | 0 | 0 | 0 | 0
1988 | 11 | 27 | 1.18 | 1 | 0.95 | 0 | 1 | 0.95 | 0 | 0 | 0 | 0 | 0 | 0 | 0
1988 | 11 | 28 | 0.61 | 0.61 | 0.56 | 0 | 0.61 | 0.56 | 0 | 0 | 0 | 0 | 0 | 0 | 0
1988 | 11 | 29 | 0 | 0 | 0 | 0 | 0 | 0 | 0 | 0 | 0 | 0 | 0 | 0 | 0
1988 | 11 | 30 | 0 | 0 | 0 | 0 | 0 | 0 | 0 | 0 | 0 | 0 | 0 | 0 | 0
1988 | 12 | 1 | 0 | 0 | 0 | 0 | 0 | 0 | 0 | 0 | 0 | 0 | 0 | 0 | 0
1988 | 12 | 2 | 0 | 0 | 0 | 0 | 0 | 0 | 0 | 0 | 0 | 0 | 0 | 0 | 0
1988 | 12 | 3 | 0 | 0 | 0 | 0 | 0 | 0 | 0 | 0 | 0 | 0 | 0 | 0 | 0
1988 | 12 | 4 | 0 | 0 | 0 | 0 | 0 | 0 | 0 | 0 | 0 | 0 | 0 | 0 | 0
1988 | 12 | 5 | 0 | 0 | 0 | 0 | 0 | 0 | 0 | 0 | 0 | 0 | 0 | 0 | 0
1988 | 12 | 6 | 0 | 0 | 0 | 0 | 0 | 0 | 0 | 0 | 0 | 0 | 0 | 0 | 0
1988 | 12 | 7 | 0 | 0 | 0 | 0 | 0 | 0 | 0 | 0 | 0 | 0 | 0 | 0 | 0
1988 | 12 | 8 | 0 | 0 | 0 | 0 | 0 | 0 | 0 | 0 | 0 | 0 | 0 | 0 | 0
1988 | 12 | 9 | 0.19 | 0.19 | 0.14 | 0 | 0.19 | 0.14 | 0 | 0 | 0 | 0 | 0 | 0 | 0
1988 | 12 | 10 | 0 | 0 | 0 | 0 | 0 | 0 | 0 | 0 | 0 | 0 | 0 | 0 | 0
1988 | 12 | 11 | 0 | 0 | 0 | 0 | 0 | 0 | 0 | 0 | 0 | 0 | 0 | 0 | 0
1988 | 12 | 12 | 0 | 0 | 0 | 0 | 0 | 0 | 0 | 0 | 0 | 0 | 0 | 0 | 0
1988 | 12 | 13 | 0 | 0 | 0 | 0 | 0 | 0 | 0 | 0 | 0 | 0 | 0 | 0 | 0
1988 | 12 | 14 | 0 | 0 | 0 | 0 | 0 | 0 | 0 | 0 | 0 | 0 | 0 | 0 | 0
1988 | 12 | 15 | 0 | 0 | 0 | 0 | 0 | 0 | 0 | 0 | 0 | 0 | 0 | 0 | 0
1988 | 12 | 16 | 0 | 0 | 0 | 0 | 0 | 0 | 0 | 0 | 0 | 0 | 0 | 0 | 0
1988 | 12 | 17 | 0 | 0 | 0 | 0 | 0 | 0 | 0 | 0 | 0 | 0 | 0 | 0 | 0
1988 | 12 | 18 | 0 | 0 | 0 | 0 | 0 | 0 | 0 | 0 | 0 | 0 | 0 | 0 | 0
1988 | 12 | 19 | 0 | 0 | 0 | 0 | 0 | 0 | 0 | 0 | 0 | 0 | 0 | 0 | 0
1988 | 12 | 20 | 0 | 0 | 0 | 0 | 0 | 0 | 0 | 0 | 0 | 0 | 0 | 0 | 0
1988 | 12 | 21 | 0.24 | 0.24 | 0.19 | 0 | 0.24 | 0.19 | 0 | 0 | 0 | 0 | 0 | 0 | 0
1988 | 12 | 22 | 0 | 0 | 0 | 0 | 0 | 0 | 0 | 0 | 0 | 0 | 0 | 0 | 0
1988 | 12 | 23 | 0.18 | 0.18 | 0.13 | 0 | 0.18 | 0.13 | 0 | 0 | 0 | 0 | 0 | 0 | 0
1988 | 12 | 24 | 0.57 | 0.57 | 0.52 | 0 | 0.57 | 0.52 | 0 | 0 | 0 | 0 | 0 | 0 | 0
1988 | 12 | 25 | 0 | 0 | 0 | 0 | 0 | 0 | 0 | 0 | 0 | 0 | 0 | 0 | 0
1988 | 12 | 26 | 0 | 0 | 0 | 0 | 0 | 0 | 0 | 0 | 0 | 0 | 0 | 0 | 0
1988 | 12 | 27 | 0 | 0 | 0 | 0 | 0 | 0 | 0 | 0 | 0 | 0 | 0 | 0 | 0
1988 | 12 | 28 | 0.12 | 0.12 | 0.07 | 0 | 0.12 | 0.07 | 0 | 0 | 0 | 0 | 0 | 0 | 0
1988 | 12 | 29 | 0 | 0 | 0 | 0 | 0 | 0 | 0 | 0 | 0 | 0 | 0 | 0 | 0
1988 | 12 | 30 | 0 | 0 | 0 | 0 | 0 | 0 | 0 | 0 | 0 | 0 | 0 | 0 | 0
1988 | 12 | 31 | 0 | 0 | 0 | 0 | 0 | 0 | 0 | 0 | 0 | 0 | 0 | 0 | 0
1989 | 1 | 1 | 0.26 | 0.26 | 0.21 | 0 | 0.26 | 0.21 | 0 | 0 | 0 | 0 | 0 | 0 | 0
1989 | 1 | 2 | 0 | 0 | 0 | 0 | 0 | 0 | 0 | 0 | 0 | 0 | 0 | 0 | 0
1989 | 1 | 3 | 0.13 | 0.13 | 0.08 | 0 | 0.13 | 0.08 | 0 | 0 | 0 | 0 | 0 | 0 | 0
1989 | 1 | 4 | 0.01 | 0.01 | 0 | 0 | 0.01 | 0 | 0 | 0 | 0 | 0 | 0 | 0 | 0
1989 | 1 | 5 | 0 | 0 | 0 | 0 | 0 | 0 | 0 | 0 | 0 | 0 | 0 | 0 | 0
1989 | 1 | 6 | 0.63 | 0.63 | 0.58 | 0 | 0.63 | 0.58 | 0 | 0 | 0 | 0 | 0 | 0 | 0
1989 | 1 | 7 | 0.02 | 0.02 | 0 | 0 | 0.02 | 0 | 0 | 0 | 0 | 0 | 0 | 0 | 0
1989 | 1 | 8 | 0.12 | 0.12 | 0.07 | 0 | 0.12 | 0.07 | 0 | 0 | 0 | 0 | 0 | 0 | 0
1989 | 1 | 9 | 0.02 | 0.02 | 0 | 0 | 0.02 | 0 | 0 | 0 | 0 | 0 | 0 | 0 | 0
1989 | 1 | 10 | 0 | 0 | 0 | 0 | 0 | 0 | 0 | 0 | 0 | 0 | 0 | 0 | 0
1989 | 1 | 11 | 0 | 0 | 0 | 0 | 0 | 0 | 0 | 0 | 0 | 0 | 0 | 0 | 0
1989 | 1 | 12 | 0.37 | 0.37 | 0.32 | 0 | 0.37 | 0.32 | 0 | 0 | 0 | 0 | 0 | 0 | 0
1989 | 1 | 13 | 0 | 0 | 0 | 0 | 0 | 0 | 0 | 0 | 0 | 0 | 0 | 0 | 0
1989 | 1 | 14 | 0.13 | 0.13 | 0.08 | 0 | 0.13 | 0.08 | 0 | 0 | 0 | 0 | 0 | 0 | 0
1989 | 1 | 15 | 0.53 | 0.53 | 0.48 | 0 | 0.53 | 0.48 | 0 | 0 | 0 | 0 | 0 | 0 | 0
1989 | 1 | 16 | 0 | 0 | 0 | 0 | 0 | 0 | 0 | 0 | 0 | 0 | 0 | 0 | 0
1989 | 1 | 17 | 0 | 0 | 0 | 0 | 0 | 0 | 0 | 0 | 0 | 0 | 0 | 0 | 0
1989 | 1 | 18 | 0 | 0 | 0 | 0 | 0 | 0 | 0 | 0 | 0 | 0 | 0 | 0 | 0
1989 | 1 | 19 | 0 | 0 | 0 | 0 | 0 | 0 | 0 | 0 | 0 | 0 | 0 | 0 | 0
1989 | 1 | 20 | 0 | 0 | 0 | 0 | 0 | 0 | 0 | 0 | 0 | 0 | 0 | 0 | 0
1989 | 1 | 21 | 0 | 0 | 0 | 0 | 0 | 0 | 0 | 0 | 0 | 0 | 0 | 0 | 0
1989 | 1 | 22 | 0 | 0 | 0 | 0 | 0 | 0 | 0 | 0 | 0 | 0 | 0 | 0 | 0
1989 | 1 | 23 | 0 | 0 | 0 | 0 | 0 | 0 | 0 | 0 | 0 | 0 | 0 | 0 | 0
1989 | 1 | 24 | 0 | 0 | 0 | 0 | 0 | 0 | 0 | 0 | 0 | 0 | 0 | 0 | 0
1989 | 1 | 25 | 0 | 0 | 0 | 0 | 0 | 0 | 0 | 0 | 0 | 0 | 0 | 0 | 0
1989 | 1 | 26 | 0.07 | 0.07 | 0.02 | 0 | 0.07 | 0.02 | 0 | 0 | 0 | 0 | 0 | 0 | 0
1989 | 1 | 27 | 0 | 0 | 0 | 0 | 0 | 0 | 0 | 0 | 0 | 0 | 0 | 0 | 0
1989 | 1 | 28 | 0 | 0 | 0 | 0 | 0 | 0 | 0 | 0 | 0 | 0 | 0 | 0 | 0
1989 | 1 | 29 | 0.02 | 0.02 | 0 | 0 | 0.02 | 0 | 0 | 0 | 0 | 0 | 0 | 0 | 0
1989 | 1 | 30 | 0.18 | 0.18 | 0.13 | 0 | 0.18 | 0.13 | 0 | 0 | 0 | 0 | 0 | 0 | 0
1989 | 1 | 31 | 0 | 0 | 0 | 0 | 0 | 0 | 0 | 0 | 0 | 0 | 0 | 0 | 0
1989 | 2 | 1 | 0 | 0 | 0 | 0 | 0 | 0 | 0 | 0 | 0 | 0 | 0 | 0 | 0
1989 | 2 | 2 | 0 | 0 | 0 | 0 | 0 | 0 | 0 | 0 | 0 | 0 | 0 | 0 | 0
1989 | 2 | 3 | 0.58 | 0.58 | 0.53 | 0 | 0.58 | 0.53 | 0 | 0 | 0 | 0 | 0 | 0 | 0
1989 | 2 | 4 | 0 | 0 | 0 | 0 | 0 | 0 | 0 | 0 | 0 | 0 | 0 | 0 | 0
1989 | 2 | 5 | 0.01 | 0.01 | 0 | 0 | 0.01 | 0 | 0 | 0 | 0 | 0 | 0 | 0 | 0
1989 | 2 | 6 | 0 | 0 | 0 | 0 | 0 | 0 | 0 | 0 | 0 | 0 | 0 | 0 | 0
1989 | 2 | 7 | 0.08 | 0.08 | 0.03 | 0 | 0.08 | 0.03 | 0 | 0 | 0 | 0 | 0 | 0 | 0
1989 | 2 | 8 | 0 | 0 | 0 | 0 | 0 | 0 | 0 | 0 | 0 | 0 | 0 | 0 | 0
1989 | 2 | 9 | 0 | 0 | 0 | 0 | 0 | 0 | 0 | 0 | 0 | 0 | 0 | 0 | 0
1989 | 2 | 10 | 0 | 0 | 0 | 0 | 0 | 0 | 0 | 0 | 0 | 0 | 0 | 0 | 0
1989 | 2 | 11 | 0 | 0 | 0 | 0 | 0 | 0 | 0 | 0 | 0 | 0 | 0 | 0 | 0
1989 | 2 | 12 | 0 | 0 | 0 | 0 | 0 | 0 | 0 | 0 | 0 | 0 | 0 | 0 | 0
1989 | 2 | 13 | 0.24 | 0.24 | 0.19 | 0 | 0.24 | 0.19 | 0 | 0 | 0 | 0 | 0 | 0 | 0
1989 | 2 | 14 | 0.15 | 0.15 | 0.1 | 0 | 0.15 | 0.1 | 0 | 0 | 0 | 0 | 0 | 0 | 0
1989 | 2 | 15 | 0.09 | 0.09 | 0.04 | 0 | 0.09 | 0.04 | 0 | 0 | 0 | 0 | 0 | 0 | 0
1989 | 2 | 16 | 0.17 | 0.17 | 0.12 | 0 | 0.17 | 0.12 | 0 | 0 | 0 | 0 | 0 | 0 | 0
1989 | 2 | 17 | 0 | 0 | 0 | 0 | 0 | 0 | 0 | 0 | 0 | 0 | 0 | 0 | 0
1989 | 2 | 18 | 0 | 0 | 0 | 0 | 0 | 0 | 0 | 0 | 0 | 0 | 0 | 0 | 0
1989 | 2 | 19 | 0 | 0 | 0 | 0 | 0 | 0 | 0 | 0 | 0 | 0 | 0 | 0 | 0
1989 | 2 | 20 | 0.03 | 0.03 | 0 | 0 | 0.03 | 0 | 0 | 0 | 0 | 0 | 0 | 0 | 0
1989 | 2 | 21 | 0.92 | 0.92 | 0.87 | 0 | 0.92 | 0.87 | 0 | 0 | 0 | 0 | 0 | 0 | 0
1989 | 2 | 22 | 0.35 | 0.35 | 0.3 | 0 | 0.35 | 0.3 | 0 | 0 | 0 | 0 | 0 | 0 | 0
1989 | 2 | 23 | 0 | 0 | 0 | 0 | 0 | 0 | 0 | 0 | 0 | 0 | 0 | 0 | 0
1989 | 2 | 24 | 0.02 | 0.02 | 0 | 0 | 0.02 | 0 | 0 | 0 | 0 | 0 | 0 | 0 | 0
1989 | 2 | 25 | 0 | 0 | 0 | 0 | 0 | 0 | 0 | 0 | 0 | 0 | 0 | 0 | 0
1989 | 2 | 26 | 0.13 | 0.13 | 0.08 | 0 | 0.13 | 0.08 | 0 | 0 | 0 | 0 | 0 | 0 | 0
1989 | 2 | 27 | 0 | 0 | 0 | 0 | 0 | 0 | 0 | 0 | 0 | 0 | 0 | 0 | 0
1989 | 2 | 28 | 0.03 | 0.03 | 0 | 0 | 0.03 | 0 | 0 | 0 | 0 | 0 | 0 | 0 | 0
1989 | 3 | 1 | 0 | 0 | 0 | 0 | 0 | 0 | 0 | 0 | 0 | 0 | 0 | 0 | 0
1989 | 3 | 2 | 0 | 0 | 0 | 0 | 0 | 0 | 0 | 0 | 0 | 0 | 0 | 0 | 0
1989 | 3 | 3 | 0 | 0 | 0 | 0 | 0 | 0 | 0 | 0 | 0 | 0 | 0 | 0 | 0
1989 | 3 | 4 | 0.07 | 0.07 | 0.02 | 0 | 0.07 | 0.02 | 0 | 0 | 0 | 0 | 0 | 0 | 0
1989 | 3 | 5 | 0.19 | 0.19 | 0.14 | 0 | 0.19 | 0.14 | 0 | 0 | 0 | 0 | 0 | 0 | 0
1989 | 3 | 6 | 1.11 | 1 | 0.95 | 0 | 1 | 0.95 | 0 | 0 | 0 | 0 | 0 | 0 | 0
1989 | 3 | 7 | 0.07 | 0.07 | 0.02 | 0 | 0.07 | 0.02 | 0 | 0 | 0 | 0 | 0 | 0 | 0
1989 | 3 | 8 | 0 | 0 | 0 | 0 | 0 | 0 | 0 | 0 | 0 | 0 | 0 | 0 | 0
1989 | 3 | 9 | 0 | 0 | 0 | 0 | 0 | 0 | 0 | 0 | 0 | 0 | 0 | 0 | 0
1989 | 3 | 10 | 0 | 0 | 0 | 0 | 0 | 0 | 0 | 0 | 0 | 0 | 0 | 0 | 0
1989 | 3 | 11 | 0 | 0 | 0 | 0 | 0 | 0 | 0 | 0 | 0 | 0 | 0 | 0 | 0
1989 | 3 | 12 | 0 | 0 | 0 | 0 | 0 | 0 | 0 | 0 | 0 | 0 | 0 | 0 | 0
1989 | 3 | 13 | 0.03 | 0.03 | 0 | 0 | 0.03 | 0 | 0 | 0 | 0 | 0 | 0 | 0 | 0
1989 | 3 | 14 | 0 | 0 | 0 | 0 | 0 | 0 | 0 | 0 | 0 | 0 | 0 | 0 | 0
1989 | 3 | 15 | 0 | 0 | 0 | 0 | 0 | 0 | 0 | 0 | 0 | 0 | 0 | 0 | 0
1989 | 3 | 16 | 0 | 0 | 0 | 0 | 0 | 0 | 0 | 0 | 0 | 0 | 0 | 0 | 0
1989 | 3 | 17 | 0 | 0 | 0 | 0 | 0 | 0 | 0 | 0 | 0 | 0 | 0 | 0 | 0
1989 | 3 | 18 | 0.17 | 0.17 | 0.12 | 0 | 0.17 | 0.12 | 0 | 0 | 0 | 0 | 0 | 0 | 0
1989 | 3 | 19 | 0 | 0 | 0 | 0 | 0 | 0 | 0 | 0 | 0 | 0 | 0 | 0 | 0
1989 | 3 | 20 | 0.3 | 0.3 | 0.25 | 0 | 0.3 | 0.25 | 0 | 0 | 0 | 0 | 0 | 0 | 0
1989 | 3 | 21 | 0.21 | 0.21 | 0.16 | 0 | 0.21 | 0.16 | 0 | 0 | 0 | 0 | 0 | 0 | 0
1989 | 3 | 22 | 0 | 0 | 0 | 0 | 0 | 0 | 0 | 0 | 0 | 0 | 0 | 0 | 0
1989 | 3 | 23 | 0.46 | 0.46 | 0.41 | 0 | 0.46 | 0.41 | 0 | 0 | 0 | 0 | 0 | 0 | 0
1989 | 3 | 24 | 1.21 | 1 | 0.95 | 0 | 1 | 0.95 | 0 | 0 | 0 | 0 | 0 | 0 | 0
1989 | 3 | 25 | 0 | 0 | 0 | 0 | 0 | 0 | 0 | 0 | 0 | 0 | 0 | 0 | 0
1989 | 3 | 26 | 0 | 0 | 0 | 0 | 0 | 0 | 0 | 0 | 0 | 0 | 0 | 0 | 0
1989 | 3 | 27 | 0 | 0 | 0 | 0 | 0 | 0 | 0 | 0 | 0 | 0 | 0 | 0 | 0
1989 | 3 | 28 | 0 | 0 | 0 | 0 | 0 | 0 | 0 | 0 | 0 | 0 | 0 | 0 | 0
1989 | 3 | 29 | 0 | 0 | 0 | 0 | 0 | 0 | 0 | 0 | 0 | 0 | 0 | 0 | 0
1989 | 3 | 30 | 0.45 | 0.45 | 0.4 | 0 | 0.45 | 0.4 | 0 | 0 | 0 | 0 | 0 | 0 | 0
1989 | 3 | 31 | 0.03 | 0.03 | 0 | 0 | 0.03 | 0 | 0 | 0 | 0 | 0 | 0 | 0 | 0
1989 | 4 | 1 | 0 | 0 | 0 | 0 | 0 | 0 | 0 | 0 | 0 | 0 | 0 | 0 | 0
1989 | 4 | 2 | 0 | 0 | 0 | 0 | 0 | 0 | 0 | 0 | 0 | 0 | 0 | 0 | 0
1989 | 4 | 3 | 0.15 | 0.15 | 0.1 | 0 | 0.15 | 0.1 | 0 | 0 | 0 | 0 | 0 | 0 | 0
1989 | 4 | 4 | 0 | 0 | 0 | 0 | 0 | 0 | 0 | 0 | 0 | 0 | 0 | 0 | 0
1989 | 4 | 5 | 0.55 | 0.55 | 0.5 | 0 | 0.55 | 0.5 | 0 | 0 | 0 | 0 | 0 | 0 | 0
1989 | 4 | 6 | 0.06 | 0.06 | 0.01 | 0 | 0.06 | 0.01 | 0 | 0 | 0 | 0 | 0 | 0 | 0
1989 | 4 | 7 | 0.3 | 0.3 | 0.25 | 0 | 0.3 | 0.25 | 0 | 0 | 0 | 0 | 0 | 0 | 0
1989 | 4 | 8 | 0.03 | 0.03 | 0 | 0 | 0.03 | 0 | 0 | 0 | 0 | 0 | 0 | 0 | 0
1989 | 4 | 9 | 0 | 0 | 0 | 0 | 0 | 0 | 0 | 0 | 0 | 0 | 0 | 0 | 0
1989 | 4 | 10 | 0 | 0 | 0 | 0 | 0 | 0 | 0 | 0 | 0 | 0 | 0 | 0 | 0
1989 | 4 | 11 | 0 | 0 | 0 | 0 | 0 | 0 | 0 | 0 | 0 | 0 | 0 | 0 | 0
1989 | 4 | 12 | 0 | 0 | 0 | 0 | 0 | 0 | 0 | 0 | 0 | 0 | 0 | 0 | 0
1989 | 4 | 13 | 0 | 0 | 0 | 0 | 0 | 0 | 0 | 0 | 0 | 0 | 0 | 0 | 0
1989 | 4 | 14 | 0 | 0 | 0 | 0 | 0 | 0 | 0 | 0 | 0 | 0 | 0 | 0 | 0
1989 | 4 | 15 | 0.6 | 0.6 | 0.55 | 0 | 0.6 | 0.55 | 0 | 0 | 0 | 0 | 0 | 0 | 0
1989 | 4 | 16 | 0 | 0 | 0 | 0 | 0 | 0 | 0 | 0 | 0 | 0 | 0 | 0 | 0
1989 | 4 | 17 | 0 | 0 | 0 | 0 | 0 | 0 | 0 | 0 | 0 | 0 | 0 | 0 | 0
1989 | 4 | 18 | 0.54 | 0.54 | 0.49 | 0 | 0.54 | 0.49 | 0 | 0 | 0 | 0 | 0 | 0 | 0
1989 | 4 | 19 | 0.28 | 0.28 | 0.23 | 0 | 0.28 | 0.23 | 0 | 0 | 0 | 0 | 0 | 0 | 0
1989 | 4 | 20 | 0 | 0 | 0 | 0 | 0 | 0 | 0 | 0 | 0 | 0 | 0 | 0 | 0
1989 | 4 | 21 | 0 | 0 | 0 | 0 | 0 | 0 | 0 | 0 | 0 | 0 | 0 | 0 | 0
1989 | 4 | 22 | 0 | 0 | 0 | 0 | 0 | 0 | 0 | 0 | 0 | 0 | 0 | 0 | 0
1989 | 4 | 23 | 0 | 0 | 0 | 0 | 0 | 0 | 0 | 0 | 0 | 0 | 0 | 0 | 0
1989 | 4 | 24 | 0 | 0 | 0 | 0 | 0 | 0 | 0 | 0 | 0 | 0 | 0 | 0 | 0
1989 | 4 | 25 | 0 | 0 | 0 | 0 | 0 | 0 | 0 | 0 | 0 | 0 | 0 | 0 | 0
1989 | 4 | 26 | 0 | 0 | 0 | 0 | 0 | 0 | 0 | 0 | 0 | 0 | 0 | 0 | 0
1989 | 4 | 27 | 0 | 0 | 0 | 0 | 0 | 0 | 0 | 0 | 0 | 0 | 0 | 0 | 0
1989 | 4 | 28 | 0 | 0 | 0 | 0 | 0 | 0 | 0 | 0 | 0 | 0 | 0 | 0 | 0
1989 | 4 | 29 | 0.99 | 0.99 | 0.94 | 0 | 0.99 | 0.94 | 0 | 0 | 0 | 0 | 0 | 0 | 0
1989 | 4 | 30 | 0 | 0 | 0 | 0 | 0 | 0 | 0 | 0 | 0 | 0 | 0 | 0 | 0
1989 | 5 | 1 | 1 | 1 | 0.95 | 0 | 1 | 0.95 | 0 | 0 | 0 | 0 | 0 | 0 | 0
1989 | 5 | 2 | 0.44 | 0.44 | 0.39 | 0 | 0.44 | 0.39 | 0 | 0 | 0 | 0 | 0 | 0 | 0
1989 | 5 | 3 | 0 | 0 | 0 | 0 | 0 | 0 | 0 | 0 | 0 | 0 | 0 | 0 | 0
1989 | 5 | 4 | 0 | 0 | 0 | 0 | 0 | 0 | 0 | 0 | 0 | 0 | 0 | 0 | 0
1989 | 5 | 5 | 2.1 | 1 | 0.95 | 0 | 1 | 0.95 | 0 | 0 | 0 | 0 | 0 | 0 | 0
1989 | 5 | 6 | 0.5 | 0.5 | 0.45 | 0 | 0.5 | 0.45 | 0 | 0 | 0 | 0 | 0 | 0 | 0
1989 | 5 | 7 | 0 | 0 | 0 | 0 | 0 | 0 | 0 | 0 | 0 | 0 | 0 | 0 | 0
1989 | 5 | 8 | 0 | 0 | 0 | 0 | 0 | 0 | 0 | 0 | 0 | 0 | 0 | 0 | 0
1989 | 5 | 9 | 0.32 | 0.32 | 0.27 | 0 | 0.32 | 0.27 | 0 | 0 | 0 | 0 | 0 | 0 | 0
1989 | 5 | 10 | 0.27 | 0.27 | 0.22 | 0 | 0.27 | 0.22 | 0 | 0 | 0 | 0 | 0 | 0 | 0
1989 | 5 | 11 | 0 | 0 | 0 | 0 | 0 | 0 | 0 | 0 | 0 | 0 | 0 | 0 | 0
1989 | 5 | 12 | 0.19 | 0.19 | 0.14 | 0 | 0.19 | 0.14 | 0 | 0 | 0 | 0 | 0 | 0 | 0
1989 | 5 | 13 | 0.01 | 0.01 | 0 | 0 | 0.01 | 0 | 0 | 0 | 0 | 0 | 0 | 0 | 0
1989 | 5 | 14 | 0 | 0 | 0 | 0 | 0 | 0 | 0 | 0 | 0 | 0 | 0 | 0 | 0
1989 | 5 | 15 | 0.37 | 0.37 | 0.32 | 0 | 0.37 | 0.32 | 0 | 0 | 0 | 0 | 0 | 0 | 0
1989 | 5 | 16 | 0.61 | 0.61 | 0.56 | 0 | 0.61 | 0.56 | 0 | 0 | 0 | 0 | 0 | 0 | 0
1989 | 5 | 17 | 0.12 | 0.12 | 0.07 | 0 | 0.12 | 0.07 | 0 | 0 | 0 | 0 | 0 | 0 | 0
1989 | 5 | 18 | 0 | 0 | 0 | 0 | 0 | 0 | 0 | 0 | 0 | 0 | 0 | 0 | 0
1989 | 5 | 19 | 0 | 0 | 0 | 0 | 0 | 0 | 0 | 0 | 0 | 0 | 0 | 0 | 0
1989 | 5 | 20 | 0 | 0 | 0 | 0 | 0 | 0 | 0 | 0 | 0 | 0 | 0 | 0 | 0
1989 | 5 | 21 | 0 | 0 | 0 | 0 | 0 | 0 | 0 | 0 | 0 | 0 | 0 | 0 | 0
1989 | 5 | 22 | 0 | 0 | 0 | 0 | 0 | 0 | 0 | 0 | 0 | 0 | 0 | 0 | 0
1989 | 5 | 23 | 1.59 | 1 | 0.95 | 0 | 1 | 0.95 | 0 | 0 | 0 | 0 | 0 | 0 | 0
1989 | 5 | 24 | 0.05 | 0.05 | 0 | 0 | 0.05 | 0 | 0 | 0 | 0 | 0 | 0 | 0 | 0
1989 | 5 | 25 | 0 | 0 | 0 | 0 | 0 | 0 | 0 | 0 | 0 | 0 | 0 | 0 | 0
1989 | 5 | 26 | 0.01 | 0.01 | 0 | 0 | 0.01 | 0 | 0 | 0 | 0 | 0 | 0 | 0 | 0
1989 | 5 | 27 | 0.19 | 0.19 | 0.14 | 0 | 0.19 | 0.14 | 0 | 0 | 0 | 0 | 0 | 0 | 0
1989 | 5 | 28 | 0 | 0 | 0 | 0 | 0 | 0 | 0 | 0 | 0 | 0 | 0 | 0 | 0
1989 | 5 | 29 | 0 | 0 | 0 | 0 | 0 | 0 | 0 | 0 | 0 | 0 | 0 | 0 | 0
1989 | 5 | 30 | 0 | 0 | 0 | 0 | 0 | 0 | 0 | 0 | 0 | 0 | 0 | 0 | 0
1989 | 5 | 31 | 0 | 0 | 0 | 0 | 0 | 0 | 0 | 0 | 0 | 0 | 0 | 0 | 0
1989 | 6 | 1 | 0 | 0 | 0 | 0 | 0 | 0 | 0 | 0 | 0 | 0 | 0 | 0 | 0
1989 | 6 | 2 | 0 | 0 | 0 | 0 | 0 | 0 | 0 | 0 | 0 | 0 | 0 | 0 | 0
1989 | 6 | 3 | 0 | 0 | 0 | 0 | 0 | 0 | 0 | 0 | 0 | 0 | 0 | 0 | 0
1989 | 6 | 4 | 0 | 0 | 0 | 0 | 0 | 0 | 0 | 0 | 0 | 0 | 0 | 0 | 0
1989 | 6 | 5 | 0.58 | 0.58 | 0.53 | 0 | 0.58 | 0.53 | 0 | 0 | 0 | 0 | 0 | 0 | 0
1989 | 6 | 6 | 0.59 | 0.59 | 0.54 | 0 | 0.59 | 0.54 | 0 | 0 | 0 | 0 | 0 | 0 | 0
1989 | 6 | 7 | 0.68 | 0.68 | 0.63 | 0 | 0.68 | 0.63 | 0 | 0 | 0 | 0 | 0 | 0 | 0
1989 | 6 | 8 | 0 | 0 | 0 | 0 | 0 | 0 | 0 | 0 | 0 | 0 | 0 | 0 | 0
1989 | 6 | 9 | 0.74 | 0.74 | 0.69 | 0 | 0.74 | 0.69 | 0 | 0 | 0 | 0 | 0 | 0 | 0
1989 | 6 | 10 | 0 | 0 | 0 | 0 | 0 | 0 | 0 | 0 | 0 | 0 | 0 | 0 | 0
1989 | 6 | 11 | 0 | 0 | 0 | 0 | 0 | 0 | 0 | 0 | 0 | 0 | 0 | 0 | 0
1989 | 6 | 12 | 0 | 0 | 0 | 0 | 0 | 0 | 0 | 0 | 0 | 0 | 0 | 0 | 0
1989 | 6 | 13 | 0.02 | 0.02 | 0 | 0 | 0.02 | 0 | 0 | 0 | 0 | 0 | 0 | 0 | 0
1989 | 6 | 14 | 0.8 | 0.8 | 0.75 | 0 | 0.8 | 0.75 | 0 | 0 | 0 | 0 | 0 | 0 | 0
1989 | 6 | 15 | 0.69 | 0.69 | 0.64 | 0 | 0.69 | 0.64 | 0 | 0 | 0 | 0 | 0 | 0 | 0
1989 | 6 | 16 | 0.09 | 0.09 | 0.04 | 0 | 0.09 | 0.04 | 0 | 0 | 0 | 0 | 0 | 0 | 0
1989 | 6 | 17 | 0 | 0 | 0 | 0 | 0 | 0 | 0 | 0 | 0 | 0 | 0 | 0 | 0
1989 | 6 | 18 | 0 | 0 | 0 | 0 | 0 | 0 | 0 | 0 | 0 | 0 | 0 | 0 | 0
1989 | 6 | 19 | 0 | 0 | 0 | 0 | 0 | 0 | 0 | 0 | 0 | 0 | 0 | 0 | 0
1989 | 6 | 20 | 0.16 | 0.16 | 0.11 | 0 | 0.16 | 0.11 | 0 | 0 | 0 | 0 | 0 | 0 | 0
1989 | 6 | 21 | 0.23 | 0.23 | 0.18 | 0 | 0.23 | 0.18 | 0 | 0 | 0 | 0 | 0 | 0 | 0
1989 | 6 | 22 | 0.02 | 0.02 | 0 | 0 | 0.02 | 0 | 0 | 0 | 0 | 0 | 0 | 0 | 0
1989 | 6 | 23 | 1.34 | 1 | 0.95 | 0 | 1 | 0.95 | 0 | 0 | 0 | 0 | 0 | 0 | 0
1989 | 6 | 24 | 0.08 | 0.08 | 0.03 | 0 | 0.08 | 0.03 | 0 | 0 | 0 | 0 | 0 | 0 | 0
1989 | 6 | 25 | 0 | 0 | 0 | 0 | 0 | 0 | 0 | 0 | 0 | 0 | 0 | 0 | 0
1989 | 6 | 26 | 0 | 0 | 0 | 0 | 0 | 0 | 0 | 0 | 0 | 0 | 0 | 0 | 0
1989 | 6 | 27 | 0 | 0 | 0 | 0 | 0 | 0 | 0 | 0 | 0 | 0 | 0 | 0 | 0
1989 | 6 | 28 | 0 | 0 | 0 | 0 | 0 | 0 | 0 | 0 | 0 | 0 | 0 | 0 | 0
1989 | 6 | 29 | 0 | 0 | 0 | 0 | 0 | 0 | 0 | 0 | 0 | 0 | 0 | 0 | 0
1989 | 6 | 30 | 0 | 0 | 0 | 0 | 0 | 0 | 0 | 0 | 0 | 0 | 0 | 0 | 0
1989 | 7 | 1 | 0 | 0 | 0 | 0 | 0 | 0 | 0 | 0 | 0 | 0 | 0 | 0 | 0
1989 | 7 | 2 | 0 | 0 | 0 | 0 | 0 | 0 | 0 | 0 | 0 | 0 | 0 | 0 | 0
1989 | 7 | 3 | 0 | 0 | 0 | 0 | 0 | 0 | 0 | 0 | 0 | 0 | 0 | 0 | 0
1989 | 7 | 4 | 1.28 | 1 | 0.95 | 0 | 1 | 0.95 | 0 | 0 | 0 | 0 | 0 | 0 | 0
1989 | 7 | 5 | 0.37 | 0.37 | 0.32 | 0 | 0.37 | 0.32 | 0 | 0 | 0 | 0 | 0 | 0 | 0
1989 | 7 | 6 | 0.76 | 0.76 | 0.71 | 0 | 0.76 | 0.71 | 0 | 0 | 0 | 0 | 0 | 0 | 0
1989 | 7 | 7 | 0 | 0 | 0 | 0 | 0 | 0 | 0 | 0 | 0 | 0 | 0 | 0 | 0
1989 | 7 | 8 | 0 | 0 | 0 | 0 | 0 | 0 | 0 | 0 | 0 | 0 | 0 | 0 | 0
1989 | 7 | 9 | 0 | 0 | 0 | 0 | 0 | 0 | 0 | 0 | 0 | 0 | 0 | 0 | 0
1989 | 7 | 10 | 0 | 0 | 0 | 0 | 0 | 0 | 0 | 0 | 0 | 0 | 0 | 0 | 0
1989 | 7 | 11 | 0 | 0 | 0 | 0 | 0 | 0 | 0 | 0 | 0 | 0 | 0 | 0 | 0
1989 | 7 | 12 | 0 | 0 | 0 | 0 | 0 | 0 | 0 | 0 | 0 | 0 | 0 | 0 | 0
1989 | 7 | 13 | 0.23 | 0.23 | 0.18 | 0 | 0.23 | 0.18 | 0 | 0 | 0 | 0 | 0 | 0 | 0
1989 | 7 | 14 | 0 | 0 | 0 | 0 | 0 | 0 | 0 | 0 | 0 | 0 | 0 | 0 | 0
1989 | 7 | 15 | 0 | 0 | 0 | 0 | 0 | 0 | 0 | 0 | 0 | 0 | 0 | 0 | 0
1989 | 7 | 16 | 0.64 | 0.64 | 0.59 | 0 | 0.64 | 0.59 | 0 | 0 | 0 | 0 | 0 | 0 | 0
1989 | 7 | 17 | 0 | 0 | 0 | 0 | 0 | 0 | 0 | 0 | 0 | 0 | 0 | 0 | 0
1989 | 7 | 18 | 0 | 0 | 0 | 0 | 0 | 0 | 0 | 0 | 0 | 0 | 0 | 0 | 0
1989 | 7 | 19 | 0 | 0 | 0 | 0 | 0 | 0 | 0 | 0 | 0 | 0 | 0 | 0 | 0
1989 | 7 | 20 | 0.68 | 0.68 | 0.63 | 0 | 0.68 | 0.63 | 0 | 0 | 0 | 0 | 0 | 0 | 0
1989 | 7 | 21 | 0 | 0 | 0 | 0 | 0 | 0 | 0 | 0 | 0 | 0 | 0 | 0 | 0
1989 | 7 | 22 | 0 | 0 | 0 | 0 | 0 | 0 | 0 | 0 | 0 | 0 | 0 | 0 | 0
1989 | 7 | 23 | 0 | 0 | 0 | 0 | 0 | 0 | 0 | 0 | 0 | 0 | 0 | 0 | 0
1989 | 7 | 24 | 0.21 | 0.21 | 0.16 | 0 | 0.21 | 0.16 | 0 | 0 | 0 | 0 | 0 | 0 | 0
1989 | 7 | 25 | 0 | 0 | 0 | 0 | 0 | 0 | 0 | 0 | 0 | 0 | 0 | 0 | 0
1989 | 7 | 26 | 1.19 | 1 | 0.95 | 0 | 1 | 0.95 | 0 | 0 | 0 | 0 | 0 | 0 | 0
1989 | 7 | 27 | 0.22 | 0.22 | 0.17 | 0 | 0.22 | 0.17 | 0 | 0 | 0 | 0 | 0 | 0 | 0
1989 | 7 | 28 | 0.02 | 0.02 | 0 | 0 | 0.02 | 0 | 0 | 0 | 0 | 0 | 0 | 0 | 0
1989 | 7 | 29 | 0 | 0 | 0 | 0 | 0 | 0 | 0 | 0 | 0 | 0 | 0 | 0 | 0
1989 | 7 | 30 | 0.04 | 0.04 | 0 | 0 | 0.04 | 0 | 0 | 0 | 0 | 0 | 0 | 0 | 0
1989 | 7 | 31 | 0.02 | 0.02 | 0 | 0 | 0.02 | 0 | 0 | 0 | 0 | 0 | 0 | 0 | 0
1989 | 8 | 1 | 0 | 0 | 0 | 0 | 0 | 0 | 0 | 0 | 0 | 0 | 0 | 0 | 0
1989 | 8 | 2 | 0 | 0 | 0 | 0 | 0 | 0 | 0 | 0 | 0 | 0 | 0 | 0 | 0
1989 | 8 | 3 | 0 | 0 | 0 | 0 | 0 | 0 | 0 | 0 | 0 | 0 | 0 | 0 | 0
1989 | 8 | 4 | 0 | 0 | 0 | 0 | 0 | 0 | 0 | 0 | 0 | 0 | 0 | 0 | 0
1989 | 8 | 5 | 0 | 0 | 0 | 0 | 0 | 0 | 0 | 0 | 0 | 0 | 0 | 0 | 0
1989 | 8 | 6 | 0 | 0 | 0 | 0 | 0 | 0 | 0 | 0 | 0 | 0 | 0 | 0 | 0
1989 | 8 | 7 | 0 | 0 | 0 | 0 | 0 | 0 | 0 | 0 | 0 | 0 | 0 | 0 | 0
1989 | 8 | 8 | 0 | 0 | 0 | 0 | 0 | 0 | 0 | 0 | 0 | 0 | 0 | 0 | 0
1989 | 8 | 9 | 0 | 0 | 0 | 0 | 0 | 0 | 0 | 0 | 0 | 0 | 0 | 0 | 0
1989 | 8 | 10 | 0 | 0 | 0 | 0 | 0 | 0 | 0 | 0 | 0 | 0 | 0 | 0 | 0
1989 | 8 | 11 | 0.01 | 0.01 | 0 | 0 | 0.01 | 0 | 0 | 0 | 0 | 0 | 0 | 0 | 0
1989 | 8 | 12 | 0.01 | 0.01 | 0 | 0 | 0.01 | 0 | 0 | 0 | 0 | 0 | 0 | 0 | 0
1989 | 8 | 13 | 0 | 0 | 0 | 0 | 0 | 0 | 0 | 0 | 0 | 0 | 0 | 0 | 0
1989 | 8 | 14 | 0 | 0 | 0 | 0 | 0 | 0 | 0 | 0 | 0 | 0 | 0 | 0 | 0
1989 | 8 | 15 | 0 | 0 | 0 | 0 | 0 | 0 | 0 | 0 | 0 | 0 | 0 | 0 | 0
1989 | 8 | 16 | 0 | 0 | 0 | 0 | 0 | 0 | 0 | 0 | 0 | 0 | 0 | 0 | 0
1989 | 8 | 17 | 0.94 | 0.94 | 0.89 | 0 | 0.94 | 0.89 | 0 | 0 | 0 | 0 | 0 | 0 | 0
1989 | 8 | 18 | 0.04 | 0.04 | 0 | 0 | 0.04 | 0 | 0 | 0 | 0 | 0 | 0 | 0 | 0
1989 | 8 | 19 | 0 | 0 | 0 | 0 | 0 | 0 | 0 | 0 | 0 | 0 | 0 | 0 | 0
1989 | 8 | 20 | 0 | 0 | 0 | 0 | 0 | 0 | 0 | 0 | 0 | 0 | 0 | 0 | 0
1989 | 8 | 21 | 0.15 | 0.15 | 0.1 | 0 | 0.15 | 0.1 | 0 | 0 | 0 | 0 | 0 | 0 | 0
1989 | 8 | 22 | 0 | 0 | 0 | 0 | 0 | 0 | 0 | 0 | 0 | 0 | 0 | 0 | 0
1989 | 8 | 23 | 0 | 0 | 0 | 0 | 0 | 0 | 0 | 0 | 0 | 0 | 0 | 0 | 0
1989 | 8 | 24 | 0 | 0 | 0 | 0 | 0 | 0 | 0 | 0 | 0 | 0 | 0 | 0 | 0
1989 | 8 | 25 | 0 | 0 | 0 | 0 | 0 | 0 | 0 | 0 | 0 | 0 | 0 | 0 | 0
1989 | 8 | 26 | 0 | 0 | 0 | 0 | 0 | 0 | 0 | 0 | 0 | 0 | 0 | 0 | 0
1989 | 8 | 27 | 0 | 0 | 0 | 0 | 0 | 0 | 0 | 0 | 0 | 0 | 0 | 0 | 0
1989 | 8 | 28 | 0 | 0 | 0 | 0 | 0 | 0 | 0 | 0 | 0 | 0 | 0 | 0 | 0
1989 | 8 | 29 | 0 | 0 | 0 | 0 | 0 | 0 | 0 | 0 | 0 | 0 | 0 | 0 | 0
1989 | 8 | 30 | 0 | 0 | 0 | 0 | 0 | 0 | 0 | 0 | 0 | 0 | 0 | 0 | 0
1989 | 8 | 31 | 0 | 0 | 0 | 0 | 0 | 0 | 0 | 0 | 0 | 0 | 0 | 0 | 0
1989 | 9 | 1 | 0 | 0 | 0 | 0 | 0 | 0 | 0 | 0 | 0 | 0 | 0 | 0 | 0
1989 | 9 | 2 | 0 | 0 | 0 | 0 | 0 | 0 | 0 | 0 | 0 | 0 | 0 | 0 | 0
1989 | 9 | 3 | 0 | 0 | 0 | 0 | 0 | 0 | 0 | 0 | 0 | 0 | 0 | 0 | 0
1989 | 9 | 4 | 0 | 0 | 0 | 0 | 0 | 0 | 0 | 0 | 0 | 0 | 0 | 0 | 0
1989 | 9 | 5 | 0 | 0 | 0 | 0 | 0 | 0 | 0 | 0 | 0 | 0 | 0 | 0 | 0
1989 | 9 | 6 | 0 | 0 | 0 | 0 | 0 | 0 | 0 | 0 | 0 | 0 | 0 | 0 | 0
1989 | 9 | 7 | 0 | 0 | 0 | 0 | 0 | 0 | 0 | 0 | 0 | 0 | 0 | 0 | 0
1989 | 9 | 8 | 0 | 0 | 0 | 0 | 0 | 0 | 0 | 0 | 0 | 0 | 0 | 0 | 0
1989 | 9 | 9 | 0 | 0 | 0 | 0 | 0 | 0 | 0 | 0 | 0 | 0 | 0 | 0 | 0
1989 | 9 | 10 | 0 | 0 | 0 | 0 | 0 | 0 | 0 | 0 | 0 | 0 | 0 | 0 | 0
1989 | 9 | 11 | 0 | 0 | 0 | 0 | 0 | 0 | 0 | 0 | 0 | 0 | 0 | 0 | 0
1989 | 9 | 12 | 0.03 | 0.03 | 0 | 0 | 0.03 | 0 | 0 | 0 | 0 | 0 | 0 | 0 | 0
1989 | 9 | 13 | 1.62 | 1 | 0.95 | 0 | 1 | 0.95 | 0 | 0 | 0 | 0 | 0 | 0 | 0
1989 | 9 | 14 | 0.01 | 0.01 | 0 | 0 | 0.01 | 0 | 0 | 0 | 0 | 0 | 0 | 0 | 0
1989 | 9 | 15 | 0 | 0 | 0 | 0 | 0 | 0 | 0 | 0 | 0 | 0 | 0 | 0 | 0
1989 | 9 | 16 | 1.84 | 1 | 0.95 | 0 | 1 | 0.95 | 0 | 0 | 0 | 0 | 0 | 0 | 0
1989 | 9 | 17 | 0 | 0 | 0 | 0 | 0 | 0 | 0 | 0 | 0 | 0 | 0 | 0 | 0
1989 | 9 | 18 | 0 | 0 | 0 | 0 | 0 | 0 | 0 | 0 | 0 | 0 | 0 | 0 | 0
1989 | 9 | 19 | 0.29 | 0.29 | 0.24 | 0 | 0.29 | 0.24 | 0 | 0 | 0 | 0 | 0 | 0 | 0
1989 | 9 | 20 | 1.1 | 1 | 0.95 | 0 | 1 | 0.95 | 0 | 0 | 0 | 0 | 0 | 0 | 0
1989 | 9 | 21 | 0 | 0 | 0 | 0 | 0 | 0 | 0 | 0 | 0 | 0 | 0 | 0 | 0
1989 | 9 | 22 | 0.1 | 0.1 | 0.05 | 0 | 0.1 | 0.05 | 0 | 0 | 0 | 0 | 0 | 0 | 0
1989 | 9 | 23 | 0.18 | 0.18 | 0.13 | 0 | 0.18 | 0.13 | 0 | 0 | 0 | 0 | 0 | 0 | 0
1989 | 9 | 24 | 0 | 0 | 0 | 0 | 0 | 0 | 0 | 0 | 0 | 0 | 0 | 0 | 0
1989 | 9 | 25 | 0.36 | 0.36 | 0.31 | 0 | 0.36 | 0.31 | 0 | 0 | 0 | 0 | 0 | 0 | 0
1989 | 9 | 26 | 1.15 | 1 | 0.95 | 0 | 1 | 0.95 | 0 | 0 | 0 | 0 | 0 | 0 | 0
1989 | 9 | 27 | 0 | 0 | 0 | 0 | 0 | 0 | 0 | 0 | 0 | 0 | 0 | 0 | 0
1989 | 9 | 28 | 0 | 0 | 0 | 0 | 0 | 0 | 0 | 0 | 0 | 0 | 0 | 0 | 0
1989 | 9 | 29 | 0 | 0 | 0 | 0 | 0 | 0 | 0 | 0 | 0 | 0 | 0 | 0 | 0
1989 | 9 | 30 | 0 | 0 | 0 | 0 | 0 | 0 | 0 | 0 | 0 | 0 | 0 | 0 | 0
1989 | 10 | 1 | 0.87 | 0.87 | 0.82 | 0 | 0.87 | 0.82 | 0 | 0 | 0 | 0 | 0 | 0 | 0
1989 | 10 | 2 | 0.96 | 0.96 | 0.91 | 0 | 0.96 | 0.91 | 0 | 0 | 0 | 0 | 0 | 0 | 0
1989 | 10 | 3 | 0 | 0 | 0 | 0 | 0 | 0 | 0 | 0 | 0 | 0 | 0 | 0 | 0
1989 | 10 | 4 | 0 | 0 | 0 | 0 | 0 | 0 | 0 | 0 | 0 | 0 | 0 | 0 | 0
1989 | 10 | 5 | 0 | 0 | 0 | 0 | 0 | 0 | 0 | 0 | 0 | 0 | 0 | 0 | 0
1989 | 10 | 6 | 0 | 0 | 0 | 0 | 0 | 0 | 0 | 0 | 0 | 0 | 0 | 0 | 0
1989 | 10 | 7 | 0 | 0 | 0 | 0 | 0 | 0 | 0 | 0 | 0 | 0 | 0 | 0 | 0
1989 | 10 | 8 | 0 | 0 | 0 | 0 | 0 | 0 | 0 | 0 | 0 | 0 | 0 | 0 | 0
1989 | 10 | 9 | 0 | 0 | 0 | 0 | 0 | 0 | 0 | 0 | 0 | 0 | 0 | 0 | 0
1989 | 10 | 10 | 0 | 0 | 0 | 0 | 0 | 0 | 0 | 0 | 0 | 0 | 0 | 0 | 0
1989 | 10 | 11 | 0 | 0 | 0 | 0 | 0 | 0 | 0 | 0 | 0 | 0 | 0 | 0 | 0
1989 | 10 | 12 | 0 | 0 | 0 | 0 | 0 | 0 | 0 | 0 | 0 | 0 | 0 | 0 | 0
1989 | 10 | 13 | 0 | 0 | 0 | 0 | 0 | 0 | 0 | 0 | 0 | 0 | 0 | 0 | 0
1989 | 10 | 14 | 0 | 0 | 0 | 0 | 0 | 0 | 0 | 0 | 0 | 0 | 0 | 0 | 0
1989 | 10 | 15 | 0 | 0 | 0 | 0 | 0 | 0 | 0 | 0 | 0 | 0 | 0 | 0 | 0
1989 | 10 | 16 | 0 | 0 | 0 | 0 | 0 | 0 | 0 | 0 | 0 | 0 | 0 | 0 | 0
1989 | 10 | 17 | 0.64 | 0.64 | 0.59 | 0 | 0.64 | 0.59 | 0 | 0 | 0 | 0 | 0 | 0 | 0
1989 | 10 | 18 | 0.94 | 0.94 | 0.89 | 0 | 0.94 | 0.89 | 0 | 0 | 0 | 0 | 0 | 0 | 0
1989 | 10 | 19 | 1.12 | 1 | 0.95 | 0 | 1 | 0.95 | 0 | 0 | 0 | 0 | 0 | 0 | 0
1989 | 10 | 20 | 0.65 | 0.65 | 0.6 | 0 | 0.65 | 0.6 | 0 | 0 | 0 | 0 | 0 | 0 | 0
1989 | 10 | 21 | 0 | 0 | 0 | 0 | 0 | 0 | 0 | 0 | 0 | 0 | 0 | 0 | 0
1989 | 10 | 22 | 0 | 0 | 0 | 0 | 0 | 0 | 0 | 0 | 0 | 0 | 0 | 0 | 0
1989 | 10 | 23 | 0 | 0 | 0 | 0 | 0 | 0 | 0 | 0 | 0 | 0 | 0 | 0 | 0
1989 | 10 | 24 | 0 | 0 | 0 | 0 | 0 | 0 | 0 | 0 | 0 | 0 | 0 | 0 | 0
1989 | 10 | 25 | 0 | 0 | 0 | 0 | 0 | 0 | 0 | 0 | 0 | 0 | 0 | 0 | 0
1989 | 10 | 26 | 0 | 0 | 0 | 0 | 0 | 0 | 0 | 0 | 0 | 0 | 0 | 0 | 0
1989 | 10 | 27 | 0 | 0 | 0 | 0 | 0 | 0 | 0 | 0 | 0 | 0 | 0 | 0 | 0
1989 | 10 | 28 | 0 | 0 | 0 | 0 | 0 | 0 | 0 | 0 | 0 | 0 | 0 | 0 | 0
1989 | 10 | 29 | 0 | 0 | 0 | 0 | 0 | 0 | 0 | 0 | 0 | 0 | 0 | 0 | 0
1989 | 10 | 30 | 0.08 | 0.08 | 0.03 | 0 | 0.08 | 0.03 | 0 | 0 | 0 | 0 | 0 | 0 | 0
1989 | 10 | 31 | 0.22 | 0.22 | 0.17 | 0 | 0.22 | 0.17 | 0 | 0 | 0 | 0 | 0 | 0 | 0
1989 | 11 | 1 | 0 | 0 | 0 | 0 | 0 | 0 | 0 | 0 | 0 | 0 | 0 | 0 | 0
1989 | 11 | 2 | 0.12 | 0.12 | 0.07 | 0 | 0.12 | 0.07 | 0 | 0 | 0 | 0 | 0 | 0 | 0
1989 | 11 | 3 | 0.04 | 0.04 | 0 | 0 | 0.04 | 0 | 0 | 0 | 0 | 0 | 0 | 0 | 0
1989 | 11 | 4 | 0 | 0 | 0 | 0 | 0 | 0 | 0 | 0 | 0 | 0 | 0 | 0 | 0
1989 | 11 | 5 | 0 | 0 | 0 | 0 | 0 | 0 | 0 | 0 | 0 | 0 | 0 | 0 | 0
1989 | 11 | 6 | 0 | 0 | 0 | 0 | 0 | 0 | 0 | 0 | 0 | 0 | 0 | 0 | 0
1989 | 11 | 7 | 0 | 0 | 0 | 0 | 0 | 0 | 0 | 0 | 0 | 0 | 0 | 0 | 0
1989 | 11 | 8 | 0.56 | 0.56 | 0.51 | 0 | 0.56 | 0.51 | 0 | 0 | 0 | 0 | 0 | 0 | 0
1989 | 11 | 9 | 0.03 | 0.03 | 0 | 0 | 0.03 | 0 | 0 | 0 | 0 | 0 | 0 | 0 | 0
1989 | 11 | 10 | 0 | 0 | 0 | 0 | 0 | 0 | 0 | 0 | 0 | 0 | 0 | 0 | 0
1989 | 11 | 11 | 0 | 0 | 0 | 0 | 0 | 0 | 0 | 0 | 0 | 0 | 0 | 0 | 0
1989 | 11 | 12 | 0 | 0 | 0 | 0 | 0 | 0 | 0 | 0 | 0 | 0 | 0 | 0 | 0
1989 | 11 | 13 | 0 | 0 | 0 | 0 | 0 | 0 | 0 | 0 | 0 | 0 | 0 | 0 | 0
1989 | 11 | 14 | 0.01 | 0.01 | 0 | 0 | 0.01 | 0 | 0 | 0 | 0 | 0 | 0 | 0 | 0
1989 | 11 | 15 | 0.05 | 0.05 | 0 | 0 | 0.05 | 0 | 0 | 0 | 0 | 0 | 0 | 0 | 0
1989 | 11 | 16 | 1.2 | 1 | 0.95 | 0 | 1 | 0.95 | 0 | 0 | 0 | 0 | 0 | 0 | 0
1989 | 11 | 17 | 0 | 0 | 0 | 0 | 0 | 0 | 0 | 0 | 0 | 0 | 0 | 0 | 0
1989 | 11 | 18 | 0 | 0 | 0 | 0 | 0 | 0 | 0 | 0 | 0 | 0 | 0 | 0 | 0
1989 | 11 | 19 | 0 | 0 | 0 | 0 | 0 | 0 | 0 | 0 | 0 | 0 | 0 | 0 | 0
1989 | 11 | 20 | 0 | 0 | 0 | 0 | 0 | 0 | 0 | 0 | 0 | 0 | 0 | 0 | 0
1989 | 11 | 21 | 0 | 0 | 0 | 0 | 0 | 0 | 0 | 0 | 0 | 0 | 0 | 0 | 0
1989 | 11 | 22 | 0.2 | 0.2 | 0.15 | 0 | 0.2 | 0.15 | 0 | 0 | 0 | 0 | 0 | 0 | 0
1989 | 11 | 23 | 0.15 | 0.15 | 0.1 | 0 | 0.15 | 0.1 | 0 | 0 | 0 | 0 | 0 | 0 | 0
1989 | 11 | 24 | 0 | 0 | 0 | 0 | 0 | 0 | 0 | 0 | 0 | 0 | 0 | 0 | 0
1989 | 11 | 25 | 0 | 0 | 0 | 0 | 0 | 0 | 0 | 0 | 0 | 0 | 0 | 0 | 0
1989 | 11 | 26 | 0 | 0 | 0 | 0 | 0 | 0 | 0 | 0 | 0 | 0 | 0 | 0 | 0
1989 | 11 | 27 | 0.01 | 0.01 | 0 | 0 | 0.01 | 0 | 0 | 0 | 0 | 0 | 0 | 0 | 0
1989 | 11 | 28 | 0 | 0 | 0 | 0 | 0 | 0 | 0 | 0 | 0 | 0 | 0 | 0 | 0
1989 | 11 | 29 | 0 | 0 | 0 | 0 | 0 | 0 | 0 | 0 | 0 | 0 | 0 | 0 | 0
1989 | 11 | 30 | 0 | 0 | 0 | 0 | 0 | 0 | 0 | 0 | 0 | 0 | 0 | 0 | 0
1989 | 12 | 1 | 0 | 0 | 0 | 0 | 0 | 0 | 0 | 0 | 0 | 0 | 0 | 0 | 0
1989 | 12 | 2 | 0 | 0 | 0 | 0 | 0 | 0 | 0 | 0 | 0 | 0 | 0 | 0 | 0
1989 | 12 | 3 | 0 | 0 | 0 | 0 | 0 | 0 | 0 | 0 | 0 | 0 | 0 | 0 | 0
1989 | 12 | 4 | 0 | 0 | 0 | 0 | 0 | 0 | 0 | 0 | 0 | 0 | 0 | 0 | 0
1989 | 12 | 5 | 0 | 0 | 0 | 0 | 0 | 0 | 0 | 0 | 0 | 0 | 0 | 0 | 0
1989 | 12 | 6 | 0.01 | 0.01 | 0 | 0 | 0.01 | 0 | 0 | 0 | 0 | 0 | 0 | 0 | 0
1989 | 12 | 7 | 0 | 0 | 0 | 0 | 0 | 0 | 0 | 0 | 0 | 0 | 0 | 0 | 0
1989 | 12 | 8 | 0.32 | 0.32 | 0.27 | 0 | 0.32 | 0.27 | 0 | 0 | 0 | 0 | 0 | 0 | 0
1989 | 12 | 9 | 0 | 0 | 0 | 0 | 0 | 0 | 0 | 0 | 0 | 0 | 0 | 0 | 0
1989 | 12 | 10 | 0 | 0 | 0 | 0 | 0 | 0 | 0 | 0 | 0 | 0 | 0 | 0 | 0
1989 | 12 | 11 | 0 | 0 | 0 | 0 | 0 | 0 | 0 | 0 | 0 | 0 | 0 | 0 | 0
1989 | 12 | 12 | 0.25 | 0.25 | 0.2 | 0 | 0.25 | 0.2 | 0 | 0 | 0 | 0 | 0 | 0 | 0
1989 | 12 | 13 | 0.2 | 0.2 | 0.15 | 0 | 0.2 | 0.15 | 0 | 0 | 0 | 0 | 0 | 0 | 0
1989 | 12 | 14 | 0 | 0 | 0 | 0 | 0 | 0 | 0 | 0 | 0 | 0 | 0 | 0 | 0
1989 | 12 | 15 | 0.04 | 0.04 | 0 | 0 | 0.04 | 0 | 0 | 0 | 0 | 0 | 0 | 0 | 0
1989 | 12 | 16 | 0 | 0 | 0 | 0 | 0 | 0 | 0 | 0 | 0 | 0 | 0 | 0 | 0
1989 | 12 | 17 | 0 | 0 | 0 | 0 | 0 | 0 | 0 | 0 | 0 | 0 | 0 | 0 | 0
1989 | 12 | 18 | 0 | 0 | 0 | 0 | 0 | 0 | 0 | 0 | 0 | 0 | 0 | 0 | 0
1989 | 12 | 19 | 0 | 0 | 0 | 0 | 0 | 0 | 0 | 0 | 0 | 0 | 0 | 0 | 0
1989 | 12 | 20 | 0 | 0 | 0 | 0 | 0 | 0 | 0 | 0 | 0 | 0 | 0 | 0 | 0
1989 | 12 | 21 | 0 | 0 | 0 | 0 | 0 | 0 | 0 | 0 | 0 | 0 | 0 | 0 | 0
1989 | 12 | 22 | 0 | 0 | 0 | 0 | 0 | 0 | 0 | 0 | 0 | 0 | 0 | 0 | 0
1989 | 12 | 23 | 0 | 0 | 0 | 0 | 0 | 0 | 0 | 0 | 0 | 0 | 0 | 0 | 0
1989 | 12 | 24 | 0 | 0 | 0 | 0 | 0 | 0 | 0 | 0 | 0 | 0 | 0 | 0 | 0
1989 | 12 | 25 | 0 | 0 | 0 | 0 | 0 | 0 | 0 | 0 | 0 | 0 | 0 | 0 | 0
1989 | 12 | 26 | 0.02 | 0.02 | 0 | 0 | 0.02 | 0 | 0 | 0 | 0 | 0 | 0 | 0 | 0
1989 | 12 | 27 | 0 | 0 | 0 | 0 | 0 | 0 | 0 | 0 | 0 | 0 | 0 | 0 | 0
1989 | 12 | 28 | 0 | 0 | 0 | 0 | 0 | 0 | 0 | 0 | 0 | 0 | 0 | 0 | 0
1989 | 12 | 29 | 0 | 0 | 0 | 0 | 0 | 0 | 0 | 0 | 0 | 0 | 0 | 0 | 0
1989 | 12 | 30 | 0.03 | 0.03 | 0 | 0 | 0.03 | 0 | 0 | 0 | 0 | 0 | 0 | 0 | 0
1989 | 12 | 31 | 1.23 | 1 | 0.95 | 0 | 1 | 0.95 | 0 | 0 | 0 | 0 | 0 | 0 | 0
1990 | 1 | 1 | 0.2 | 0.2 | 0.15 | 0 | 0.2 | 0.15 | 0 | 0 | 0 | 0 | 0 | 0 | 0
1990 | 1 | 2 | 0 | 0 | 0 | 0 | 0 | 0 | 0 | 0 | 0 | 0 | 0 | 0 | 0
1990 | 1 | 3 | 0 | 0 | 0 | 0 | 0 | 0 | 0 | 0 | 0 | 0 | 0 | 0 | 0
1990 | 1 | 4 | 0.06 | 0.06 | 0.01 | 0 | 0.06 | 0.01 | 0 | 0 | 0 | 0 | 0 | 0 | 0
1990 | 1 | 5 | 0 | 0 | 0 | 0 | 0 | 0 | 0 | 0 | 0 | 0 | 0 | 0 | 0
1990 | 1 | 6 | 0.04 | 0.04 | 0 | 0 | 0.04 | 0 | 0 | 0 | 0 | 0 | 0 | 0 | 0
1990 | 1 | 7 | 0 | 0 | 0 | 0 | 0 | 0 | 0 | 0 | 0 | 0 | 0 | 0 | 0
1990 | 1 | 8 | 0.52 | 0.52 | 0.47 | 0 | 0.52 | 0.47 | 0 | 0 | 0 | 0 | 0 | 0 | 0
1990 | 1 | 9 | 0 | 0 | 0 | 0 | 0 | 0 | 0 | 0 | 0 | 0 | 0 | 0 | 0
1990 | 1 | 10 | 0.01 | 0.01 | 0 | 0 | 0.01 | 0 | 0 | 0 | 0 | 0 | 0 | 0 | 0
1990 | 1 | 11 | 0 | 0 | 0 | 0 | 0 | 0 | 0 | 0 | 0 | 0 | 0 | 0 | 0
1990 | 1 | 12 | 0 | 0 | 0 | 0 | 0 | 0 | 0 | 0 | 0 | 0 | 0 | 0 | 0
1990 | 1 | 13 | 0 | 0 | 0 | 0 | 0 | 0 | 0 | 0 | 0 | 0 | 0 | 0 | 0
1990 | 1 | 14 | 0 | 0 | 0 | 0 | 0 | 0 | 0 | 0 | 0 | 0 | 0 | 0 | 0
1990 | 1 | 15 | 0.02 | 0.02 | 0 | 0 | 0.02 | 0 | 0 | 0 | 0 | 0 | 0 | 0 | 0
1990 | 1 | 16 | 0 | 0 | 0 | 0 | 0 | 0 | 0 | 0 | 0 | 0 | 0 | 0 | 0
1990 | 1 | 17 | 0 | 0 | 0 | 0 | 0 | 0 | 0 | 0 | 0 | 0 | 0 | 0 | 0
1990 | 1 | 18 | 0 | 0 | 0 | 0 | 0 | 0 | 0 | 0 | 0 | 0 | 0 | 0 | 0
1990 | 1 | 19 | 0 | 0 | 0 | 0 | 0 | 0 | 0 | 0 | 0 | 0 | 0 | 0 | 0
1990 | 1 | 20 | 0.11 | 0.11 | 0.06 | 0 | 0.11 | 0.06 | 0 | 0 | 0 | 0 | 0 | 0 | 0
1990 | 1 | 21 | 0 | 0 | 0 | 0 | 0 | 0 | 0 | 0 | 0 | 0 | 0 | 0 | 0
1990 | 1 | 22 | 0 | 0 | 0 | 0 | 0 | 0 | 0 | 0 | 0 | 0 | 0 | 0 | 0
1990 | 1 | 23 | 0 | 0 | 0 | 0 | 0 | 0 | 0 | 0 | 0 | 0 | 0 | 0 | 0
1990 | 1 | 24 | 0.01 | 0.01 | 0 | 0 | 0.01 | 0 | 0 | 0 | 0 | 0 | 0 | 0 | 0
1990 | 1 | 25 | 0.92 | 0.92 | 0.87 | 0 | 0.92 | 0.87 | 0 | 0 | 0 | 0 | 0 | 0 | 0
1990 | 1 | 26 | 0.5 | 0.5 | 0.45 | 0 | 0.5 | 0.45 | 0 | 0 | 0 | 0 | 0 | 0 | 0
1990 | 1 | 27 | 0 | 0 | 0 | 0 | 0 | 0 | 0 | 0 | 0 | 0 | 0 | 0 | 0
1990 | 1 | 28 | 0 | 0 | 0 | 0 | 0 | 0 | 0 | 0 | 0 | 0 | 0 | 0 | 0
1990 | 1 | 29 | 0.56 | 0.56 | 0.51 | 0 | 0.56 | 0.51 | 0 | 0 | 0 | 0 | 0 | 0 | 0
1990 | 1 | 30 | 0 | 0 | 0 | 0 | 0 | 0 | 0 | 0 | 0 | 0 | 0 | 0 | 0
1990 | 1 | 31 | 0 | 0 | 0 | 0 | 0 | 0 | 0 | 0 | 0 | 0 | 0 | 0 | 0
1990 | 2 | 1 | 0 | 0 | 0 | 0 | 0 | 0 | 0 | 0 | 0 | 0 | 0 | 0 | 0
1990 | 2 | 2 | 0 | 0 | 0 | 0 | 0 | 0 | 0 | 0 | 0 | 0 | 0 | 0 | 0
1990 | 2 | 3 | 0.23 | 0.23 | 0.18 | 0 | 0.23 | 0.18 | 0 | 0 | 0 | 0 | 0 | 0 | 0
1990 | 2 | 4 | 0.06 | 0.06 | 0.01 | 0 | 0.06 | 0.01 | 0 | 0 | 0 | 0 | 0 | 0 | 0
1990 | 2 | 5 | 0 | 0 | 0 | 0 | 0 | 0 | 0 | 0 | 0 | 0 | 0 | 0 | 0
1990 | 2 | 6 | 0 | 0 | 0 | 0 | 0 | 0 | 0 | 0 | 0 | 0 | 0 | 0 | 0
1990 | 2 | 7 | 0.04 | 0.04 | 0 | 0 | 0.04 | 0 | 0 | 0 | 0 | 0 | 0 | 0 | 0
1990 | 2 | 8 | 0 | 0 | 0 | 0 | 0 | 0 | 0 | 0 | 0 | 0 | 0 | 0 | 0
1990 | 2 | 9 | 0.01 | 0.01 | 0 | 0 | 0.01 | 0 | 0 | 0 | 0 | 0 | 0 | 0 | 0
1990 | 2 | 10 | 0.46 | 0.46 | 0.41 | 0 | 0.46 | 0.41 | 0 | 0 | 0 | 0 | 0 | 0 | 0
1990 | 2 | 11 | 0.02 | 0.02 | 0 | 0 | 0.02 | 0 | 0 | 0 | 0 | 0 | 0 | 0 | 0
1990 | 2 | 12 | 0 | 0 | 0 | 0 | 0 | 0 | 0 | 0 | 0 | 0 | 0 | 0 | 0
1990 | 2 | 13 | 0 | 0 | 0 | 0 | 0 | 0 | 0 | 0 | 0 | 0 | 0 | 0 | 0
1990 | 2 | 14 | 0 | 0 | 0 | 0 | 0 | 0 | 0 | 0 | 0 | 0 | 0 | 0 | 0
1990 | 2 | 15 | 0.01 | 0.01 | 0 | 0 | 0.01 | 0 | 0 | 0 | 0 | 0 | 0 | 0 | 0
1990 | 2 | 16 | 0.07 | 0.07 | 0.02 | 0 | 0.07 | 0.02 | 0 | 0 | 0 | 0 | 0 | 0 | 0
1990 | 2 | 17 | 0 | 0 | 0 | 0 | 0 | 0 | 0 | 0 | 0 | 0 | 0 | 0 | 0
1990 | 2 | 18 | 0 | 0 | 0 | 0 | 0 | 0 | 0 | 0 | 0 | 0 | 0 | 0 | 0
1990 | 2 | 19 | 0 | 0 | 0 | 0 | 0 | 0 | 0 | 0 | 0 | 0 | 0 | 0 | 0
1990 | 2 | 20 | 0 | 0 | 0 | 0 | 0 | 0 | 0 | 0 | 0 | 0 | 0 | 0 | 0
1990 | 2 | 21 | 0 | 0 | 0 | 0 | 0 | 0 | 0 | 0 | 0 | 0 | 0 | 0 | 0
1990 | 2 | 22 | 0.31 | 0.31 | 0.26 | 0 | 0.31 | 0.26 | 0 | 0 | 0 | 0 | 0 | 0 | 0
1990 | 2 | 23 | 0.08 | 0.08 | 0.03 | 0 | 0.08 | 0.03 | 0 | 0 | 0 | 0 | 0 | 0 | 0
1990 | 2 | 24 | 0 | 0 | 0 | 0 | 0 | 0 | 0 | 0 | 0 | 0 | 0 | 0 | 0
1990 | 2 | 25 | 0 | 0 | 0 | 0 | 0 | 0 | 0 | 0 | 0 | 0 | 0 | 0 | 0
1990 | 2 | 26 | 0 | 0 | 0 | 0 | 0 | 0 | 0 | 0 | 0 | 0 | 0 | 0 | 0
1990 | 2 | 27 | 0.01 | 0.01 | 0 | 0 | 0.01 | 0 | 0 | 0 | 0 | 0 | 0 | 0 | 0
1990 | 2 | 28 | 0 | 0 | 0 | 0 | 0 | 0 | 0 | 0 | 0 | 0 | 0 | 0 | 0
1990 | 3 | 1 | 0 | 0 | 0 | 0 | 0 | 0 | 0 | 0 | 0 | 0 | 0 | 0 | 0
1990 | 3 | 2 | 0.05 | 0.05 | 0 | 0 | 0.05 | 0 | 0 | 0 | 0 | 0 | 0 | 0 | 0
1990 | 3 | 3 | 0.01 | 0.01 | 0 | 0 | 0.01 | 0 | 0 | 0 | 0 | 0 | 0 | 0 | 0
1990 | 3 | 4 | 0 | 0 | 0 | 0 | 0 | 0 | 0 | 0 | 0 | 0 | 0 | 0 | 0
1990 | 3 | 5 | 0 | 0 | 0 | 0 | 0 | 0 | 0 | 0 | 0 | 0 | 0 | 0 | 0
1990 | 3 | 6 | 0 | 0 | 0 | 0 | 0 | 0 | 0 | 0 | 0 | 0 | 0 | 0 | 0
1990 | 3 | 7 | 0 | 0 | 0 | 0 | 0 | 0 | 0 | 0 | 0 | 0 | 0 | 0 | 0
1990 | 3 | 8 | 0 | 0 | 0 | 0 | 0 | 0 | 0 | 0 | 0 | 0 | 0 | 0 | 0
1990 | 3 | 9 | 0.01 | 0.01 | 0 | 0 | 0.01 | 0 | 0 | 0 | 0 | 0 | 0 | 0 | 0
1990 | 3 | 10 | 0 | 0 | 0 | 0 | 0 | 0 | 0 | 0 | 0 | 0 | 0 | 0 | 0
1990 | 3 | 11 | 0.01 | 0.01 | 0 | 0 | 0.01 | 0 | 0 | 0 | 0 | 0 | 0 | 0 | 0
1990 | 3 | 12 | 0 | 0 | 0 | 0 | 0 | 0 | 0 | 0 | 0 | 0 | 0 | 0 | 0
1990 | 3 | 13 | 0 | 0 | 0 | 0 | 0 | 0 | 0 | 0 | 0 | 0 | 0 | 0 | 0
1990 | 3 | 14 | 0 | 0 | 0 | 0 | 0 | 0 | 0 | 0 | 0 | 0 | 0 | 0 | 0
1990 | 3 | 15 | 0 | 0 | 0 | 0 | 0 | 0 | 0 | 0 | 0 | 0 | 0 | 0 | 0
1990 | 3 | 16 | 0.03 | 0.03 | 0 | 0 | 0.03 | 0 | 0 | 0 | 0 | 0 | 0 | 0 | 0
1990 | 3 | 17 | 1.34 | 1 | 0.95 | 0 | 1 | 0.95 | 0 | 0 | 0 | 0 | 0 | 0 | 0
1990 | 3 | 18 | 0.01 | 0.01 | 0 | 0 | 0.01 | 0 | 0 | 0 | 0 | 0 | 0 | 0 | 0
1990 | 3 | 19 | 0.01 | 0.01 | 0 | 0 | 0.01 | 0 | 0 | 0 | 0 | 0 | 0 | 0 | 0
1990 | 3 | 20 | 0.1 | 0.1 | 0.05 | 0 | 0.1 | 0.05 | 0 | 0 | 0 | 0 | 0 | 0 | 0
1990 | 3 | 21 | 0 | 0 | 0 | 0 | 0 | 0 | 0 | 0 | 0 | 0 | 0 | 0 | 0
1990 | 3 | 22 | 0 | 0 | 0 | 0 | 0 | 0 | 0 | 0 | 0 | 0 | 0 | 0 | 0
1990 | 3 | 23 | 0 | 0 | 0 | 0 | 0 | 0 | 0 | 0 | 0 | 0 | 0 | 0 | 0
1990 | 3 | 24 | 0.22 | 0.22 | 0.17 | 0 | 0.22 | 0.17 | 0 | 0 | 0 | 0 | 0 | 0 | 0
1990 | 3 | 25 | 0.1 | 0.1 | 0.05 | 0 | 0.1 | 0.05 | 0 | 0 | 0 | 0 | 0 | 0 | 0
1990 | 3 | 26 | 0 | 0 | 0 | 0 | 0 | 0 | 0 | 0 | 0 | 0 | 0 | 0 | 0
1990 | 3 | 27 | 0 | 0 | 0 | 0 | 0 | 0 | 0 | 0 | 0 | 0 | 0 | 0 | 0
1990 | 3 | 28 | 0 | 0 | 0 | 0 | 0 | 0 | 0 | 0 | 0 | 0 | 0 | 0 | 0
1990 | 3 | 29 | 0.06 | 0.06 | 0.01 | 0 | 0.06 | 0.01 | 0 | 0 | 0 | 0 | 0 | 0 | 0
1990 | 3 | 30 | 0.31 | 0.31 | 0.26 | 0 | 0.31 | 0.26 | 0 | 0 | 0 | 0 | 0 | 0 | 0
1990 | 3 | 31 | 0.31 | 0.31 | 0.26 | 0 | 0.31 | 0.26 | 0 | 0 | 0 | 0 | 0 | 0 | 0
1990 | 4 | 1 | 0.36 | 0.36 | 0.31 | 0 | 0.36 | 0.31 | 0 | 0 | 0 | 0 | 0 | 0 | 0
1990 | 4 | 2 | 0.56 | 0.56 | 0.51 | 0 | 0.56 | 0.51 | 0 | 0 | 0 | 0 | 0 | 0 | 0
1990 | 4 | 3 | 0.01 | 0.01 | 0 | 0 | 0.01 | 0 | 0 | 0 | 0 | 0 | 0 | 0 | 0
1990 | 4 | 4 | 0.02 | 0.02 | 0 | 0 | 0.02 | 0 | 0 | 0 | 0 | 0 | 0 | 0 | 0
1990 | 4 | 5 | 0 | 0 | 0 | 0 | 0 | 0 | 0 | 0 | 0 | 0 | 0 | 0 | 0
1990 | 4 | 6 | 0.55 | 0.55 | 0.5 | 0 | 0.55 | 0.5 | 0 | 0 | 0 | 0 | 0 | 0 | 0
1990 | 4 | 7 | 0.1 | 0.1 | 0.05 | 0 | 0.1 | 0.05 | 0 | 0 | 0 | 0 | 0 | 0 | 0
1990 | 4 | 8 | 0 | 0 | 0 | 0 | 0 | 0 | 0 | 0 | 0 | 0 | 0 | 0 | 0
1990 | 4 | 9 | 0 | 0 | 0 | 0 | 0 | 0 | 0 | 0 | 0 | 0 | 0 | 0 | 0
1990 | 4 | 10 | 0 | 0 | 0 | 0 | 0 | 0 | 0 | 0 | 0 | 0 | 0 | 0 | 0
1990 | 4 | 11 | 0.02 | 0.02 | 0 | 0 | 0.02 | 0 | 0 | 0 | 0 | 0 | 0 | 0 | 0
1990 | 4 | 12 | 0 | 0 | 0 | 0 | 0 | 0 | 0 | 0 | 0 | 0 | 0 | 0 | 0
1990 | 4 | 13 | 0 | 0 | 0 | 0 | 0 | 0 | 0 | 0 | 0 | 0 | 0 | 0 | 0
1990 | 4 | 14 | 0.33 | 0.33 | 0.28 | 0 | 0.33 | 0.28 | 0 | 0 | 0 | 0 | 0 | 0 | 0
1990 | 4 | 15 | 0.75 | 0.75 | 0.7 | 0 | 0.75 | 0.7 | 0 | 0 | 0 | 0 | 0 | 0 | 0
1990 | 4 | 16 | 0 | 0 | 0 | 0 | 0 | 0 | 0 | 0 | 0 | 0 | 0 | 0 | 0
1990 | 4 | 17 | 0.12 | 0.12 | 0.07 | 0 | 0.12 | 0.07 | 0 | 0 | 0 | 0 | 0 | 0 | 0
1990 | 4 | 18 | 0 | 0 | 0 | 0 | 0 | 0 | 0 | 0 | 0 | 0 | 0 | 0 | 0
1990 | 4 | 19 | 0 | 0 | 0 | 0 | 0 | 0 | 0 | 0 | 0 | 0 | 0 | 0 | 0
1990 | 4 | 20 | 0 | 0 | 0 | 0 | 0 | 0 | 0 | 0 | 0 | 0 | 0 | 0 | 0
1990 | 4 | 21 | 0.17 | 0.17 | 0.12 | 0 | 0.17 | 0.12 | 0 | 0 | 0 | 0 | 0 | 0 | 0
1990 | 4 | 22 | 0 | 0 | 0 | 0 | 0 | 0 | 0 | 0 | 0 | 0 | 0 | 0 | 0
1990 | 4 | 23 | 0 | 0 | 0 | 0 | 0 | 0 | 0 | 0 | 0 | 0 | 0 | 0 | 0
1990 | 4 | 24 | 0 | 0 | 0 | 0 | 0 | 0 | 0 | 0 | 0 | 0 | 0 | 0 | 0
1990 | 4 | 25 | 0 | 0 | 0 | 0 | 0 | 0 | 0 | 0 | 0 | 0 | 0 | 0 | 0
1990 | 4 | 26 | 0 | 0 | 0 | 0 | 0 | 0 | 0 | 0 | 0 | 0 | 0 | 0 | 0
1990 | 4 | 27 | 0 | 0 | 0 | 0 | 0 | 0 | 0 | 0 | 0 | 0 | 0 | 0 | 0
1990 | 4 | 28 | 0 | 0 | 0 | 0 | 0 | 0 | 0 | 0 | 0 | 0 | 0 | 0 | 0
1990 | 4 | 29 | 1 | 1 | 0.95 | 0 | 1 | 0.95 | 0 | 0 | 0 | 0 | 0 | 0 | 0
1990 | 4 | 30 | 0.1 | 0.1 | 0.05 | 0 | 0.1 | 0.05 | 0 | 0 | 0 | 0 | 0 | 0 | 0
1990 | 5 | 1 | 0 | 0 | 0 | 0 | 0 | 0 | 0 | 0 | 0 | 0 | 0 | 0 | 0
1990 | 5 | 2 | 0 | 0 | 0 | 0 | 0 | 0 | 0 | 0 | 0 | 0 | 0 | 0 | 0
1990 | 5 | 3 | 0 | 0 | 0 | 0 | 0 | 0 | 0 | 0 | 0 | 0 | 0 | 0 | 0
1990 | 5 | 4 | 0.18 | 0.18 | 0.13 | 0 | 0.18 | 0.13 | 0 | 0 | 0 | 0 | 0 | 0 | 0
1990 | 5 | 5 | 0.67 | 0.67 | 0.62 | 0 | 0.67 | 0.62 | 0 | 0 | 0 | 0 | 0 | 0 | 0
1990 | 5 | 6 | 0 | 0 | 0 | 0 | 0 | 0 | 0 | 0 | 0 | 0 | 0 | 0 | 0
1990 | 5 | 7 | 0 | 0 | 0 | 0 | 0 | 0 | 0 | 0 | 0 | 0 | 0 | 0 | 0
1990 | 5 | 8 | 0 | 0 | 0 | 0 | 0 | 0 | 0 | 0 | 0 | 0 | 0 | 0 | 0
1990 | 5 | 9 | 0.15 | 0.15 | 0.1 | 0 | 0.15 | 0.1 | 0 | 0 | 0 | 0 | 0 | 0 | 0
1990 | 5 | 10 | 1.38 | 1 | 0.95 | 0 | 1 | 0.95 | 0 | 0 | 0 | 0 | 0 | 0 | 0
1990 | 5 | 11 | 0 | 0 | 0 | 0 | 0 | 0 | 0 | 0 | 0 | 0 | 0 | 0 | 0
1990 | 5 | 12 | 0 | 0 | 0 | 0 | 0 | 0 | 0 | 0 | 0 | 0 | 0 | 0 | 0
1990 | 5 | 13 | 0.34 | 0.34 | 0.29 | 0 | 0.34 | 0.29 | 0 | 0 | 0 | 0 | 0 | 0 | 0
1990 | 5 | 14 | 0 | 0 | 0 | 0 | 0 | 0 | 0 | 0 | 0 | 0 | 0 | 0 | 0
1990 | 5 | 15 | 0 | 0 | 0 | 0 | 0 | 0 | 0 | 0 | 0 | 0 | 0 | 0 | 0
1990 | 5 | 16 | 0 | 0 | 0 | 0 | 0 | 0 | 0 | 0 | 0 | 0 | 0 | 0 | 0
1990 | 5 | 17 | 0 | 0 | 0 | 0 | 0 | 0 | 0 | 0 | 0 | 0 | 0 | 0 | 0
1990 | 5 | 18 | 0 | 0 | 0 | 0 | 0 | 0 | 0 | 0 | 0 | 0 | 0 | 0 | 0
1990 | 5 | 19 | 0 | 0 | 0 | 0 | 0 | 0 | 0 | 0 | 0 | 0 | 0 | 0 | 0
1990 | 5 | 20 | 0 | 0 | 0 | 0 | 0 | 0 | 0 | 0 | 0 | 0 | 0 | 0 | 0
1990 | 5 | 21 | 0.12 | 0.12 | 0.07 | 0 | 0.12 | 0.07 | 0 | 0 | 0 | 0 | 0 | 0 | 0
1990 | 5 | 22 | 0.08 | 0.08 | 0.03 | 0 | 0.08 | 0.03 | 0 | 0 | 0 | 0 | 0 | 0 | 0
1990 | 5 | 23 | 0 | 0 | 0 | 0 | 0 | 0 | 0 | 0 | 0 | 0 | 0 | 0 | 0
1990 | 5 | 24 | 0 | 0 | 0 | 0 | 0 | 0 | 0 | 0 | 0 | 0 | 0 | 0 | 0
1990 | 5 | 25 | 0.16 | 0.16 | 0.11 | 0 | 0.16 | 0.11 | 0 | 0 | 0 | 0 | 0 | 0 | 0
1990 | 5 | 26 | 0.62 | 0.62 | 0.57 | 0 | 0.62 | 0.57 | 0 | 0 | 0 | 0 | 0 | 0 | 0
1990 | 5 | 27 | 0 | 0 | 0 | 0 | 0 | 0 | 0 | 0 | 0 | 0 | 0 | 0 | 0
1990 | 5 | 28 | 0.1 | 0.1 | 0.05 | 0 | 0.1 | 0.05 | 0 | 0 | 0 | 0 | 0 | 0 | 0
1990 | 5 | 29 | 1.38 | 1 | 0.95 | 0 | 1 | 0.95 | 0 | 0 | 0 | 0 | 0 | 0 | 0
1990 | 5 | 30 | 0.02 | 0.02 | 0 | 0 | 0.02 | 0 | 0 | 0 | 0 | 0 | 0 | 0 | 0
1990 | 5 | 31 | 0 | 0 | 0 | 0 | 0 | 0 | 0 | 0 | 0 | 0 | 0 | 0 | 0
1990 | 6 | 1 | 0 | 0 | 0 | 0 | 0 | 0 | 0 | 0 | 0 | 0 | 0 | 0 | 0
1990 | 6 | 2 | 0 | 0 | 0 | 0 | 0 | 0 | 0 | 0 | 0 | 0 | 0 | 0 | 0
1990 | 6 | 3 | 0.08 | 0.08 | 0.03 | 0 | 0.08 | 0.03 | 0 | 0 | 0 | 0 | 0 | 0 | 0
1990 | 6 | 4 | 0 | 0 | 0 | 0 | 0 | 0 | 0 | 0 | 0 | 0 | 0 | 0 | 0
1990 | 6 | 5 | 0 | 0 | 0 | 0 | 0 | 0 | 0 | 0 | 0 | 0 | 0 | 0 | 0
1990 | 6 | 6 | 0 | 0 | 0 | 0 | 0 | 0 | 0 | 0 | 0 | 0 | 0 | 0 | 0
1990 | 6 | 7 | 0 | 0 | 0 | 0 | 0 | 0 | 0 | 0 | 0 | 0 | 0 | 0 | 0
1990 | 6 | 8 | 0 | 0 | 0 | 0 | 0 | 0 | 0 | 0 | 0 | 0 | 0 | 0 | 0
1990 | 6 | 9 | 2.19 | 1 | 0.95 | 0 | 1 | 0.95 | 0 | 0 | 0 | 0 | 0 | 0 | 0
1990 | 6 | 10 | 0 | 0 | 0 | 0 | 0 | 0 | 0 | 0 | 0 | 0 | 0 | 0 | 0
1990 | 6 | 11 | 0 | 0 | 0 | 0 | 0 | 0 | 0 | 0 | 0 | 0 | 0 | 0 | 0
1990 | 6 | 12 | 0 | 0 | 0 | 0 | 0 | 0 | 0 | 0 | 0 | 0 | 0 | 0 | 0
1990 | 6 | 13 | 0 | 0 | 0 | 0 | 0 | 0 | 0 | 0 | 0 | 0 | 0 | 0 | 0
1990 | 6 | 14 | 0 | 0 | 0 | 0 | 0 | 0 | 0 | 0 | 0 | 0 | 0 | 0 | 0
1990 | 6 | 15 | 0.21 | 0.21 | 0.16 | 0 | 0.21 | 0.16 | 0 | 0 | 0 | 0 | 0 | 0 | 0
1990 | 6 | 16 | 0 | 0 | 0 | 0 | 0 | 0 | 0 | 0 | 0 | 0 | 0 | 0 | 0
1990 | 6 | 17 | 0 | 0 | 0 | 0 | 0 | 0 | 0 | 0 | 0 | 0 | 0 | 0 | 0
1990 | 6 | 18 | 0.22 | 0.22 | 0.17 | 0 | 0.22 | 0.17 | 0 | 0 | 0 | 0 | 0 | 0 | 0
1990 | 6 | 19 | 0.15 | 0.15 | 0.1 | 0 | 0.15 | 0.1 | 0 | 0 | 0 | 0 | 0 | 0 | 0
1990 | 6 | 20 | 0 | 0 | 0 | 0 | 0 | 0 | 0 | 0 | 0 | 0 | 0 | 0 | 0
1990 | 6 | 21 | 0 | 0 | 0 | 0 | 0 | 0 | 0 | 0 | 0 | 0 | 0 | 0 | 0
1990 | 6 | 22 | 0.06 | 0.06 | 0.01 | 0 | 0.06 | 0.01 | 0 | 0 | 0 | 0 | 0 | 0 | 0
1990 | 6 | 23 | 0.03 | 0.03 | 0 | 0 | 0.03 | 0 | 0 | 0 | 0 | 0 | 0 | 0 | 0
1990 | 6 | 24 | 0.01 | 0.01 | 0 | 0 | 0.01 | 0 | 0 | 0 | 0 | 0 | 0 | 0 | 0
1990 | 6 | 25 | 0 | 0 | 0 | 0 | 0 | 0 | 0 | 0 | 0 | 0 | 0 | 0 | 0
1990 | 6 | 26 | 0 | 0 | 0 | 0 | 0 | 0 | 0 | 0 | 0 | 0 | 0 | 0 | 0
1990 | 6 | 27 | 0 | 0 | 0 | 0 | 0 | 0 | 0 | 0 | 0 | 0 | 0 | 0 | 0
1990 | 6 | 28 | 0 | 0 | 0 | 0 | 0 | 0 | 0 | 0 | 0 | 0 | 0 | 0 | 0
1990 | 6 | 29 | 0.13 | 0.13 | 0.08 | 0 | 0.13 | 0.08 | 0 | 0 | 0 | 0 | 0 | 0 | 0
1990 | 6 | 30 | 0.06 | 0.06 | 0.01 | 0 | 0.06 | 0.01 | 0 | 0 | 0 | 0 | 0 | 0 | 0
1990 | 7 | 1 | 0.44 | 0.44 | 0.39 | 0 | 0.44 | 0.39 | 0 | 0 | 0 | 0 | 0 | 0 | 0
1990 | 7 | 2 | 0 | 0 | 0 | 0 | 0 | 0 | 0 | 0 | 0 | 0 | 0 | 0 | 0
1990 | 7 | 3 | 0 | 0 | 0 | 0 | 0 | 0 | 0 | 0 | 0 | 0 | 0 | 0 | 0
1990 | 7 | 4 | 0 | 0 | 0 | 0 | 0 | 0 | 0 | 0 | 0 | 0 | 0 | 0 | 0
1990 | 7 | 5 | 0.78 | 0.78 | 0.73 | 0 | 0.78 | 0.73 | 0 | 0 | 0 | 0 | 0 | 0 | 0
1990 | 7 | 6 | 0 | 0 | 0 | 0 | 0 | 0 | 0 | 0 | 0 | 0 | 0 | 0 | 0
1990 | 7 | 7 | 0 | 0 | 0 | 0 | 0 | 0 | 0 | 0 | 0 | 0 | 0 | 0 | 0
1990 | 7 | 8 | 0 | 0 | 0 | 0 | 0 | 0 | 0 | 0 | 0 | 0 | 0 | 0 | 0
1990 | 7 | 9 | 0 | 0 | 0 | 0 | 0 | 0 | 0 | 0 | 0 | 0 | 0 | 0 | 0
1990 | 7 | 10 | 0 | 0 | 0 | 0 | 0 | 0 | 0 | 0 | 0 | 0 | 0 | 0 | 0
1990 | 7 | 11 | 0.14 | 0.14 | 0.09 | 0 | 0.14 | 0.09 | 0 | 0 | 0 | 0 | 0 | 0 | 0
1990 | 7 | 12 | 0.72 | 0.72 | 0.67 | 0 | 0.72 | 0.67 | 0 | 0 | 0 | 0 | 0 | 0 | 0
1990 | 7 | 13 | 0 | 0 | 0 | 0 | 0 | 0 | 0 | 0 | 0 | 0 | 0 | 0 | 0
1990 | 7 | 14 | 1.22 | 1 | 0.95 | 0 | 1 | 0.95 | 0 | 0 | 0 | 0 | 0 | 0 | 0
1990 | 7 | 15 | 0.01 | 0.01 | 0 | 0 | 0.01 | 0 | 0 | 0 | 0 | 0 | 0 | 0 | 0
1990 | 7 | 16 | 0 | 0 | 0 | 0 | 0 | 0 | 0 | 0 | 0 | 0 | 0 | 0 | 0
1990 | 7 | 17 | 0 | 0 | 0 | 0 | 0 | 0 | 0 | 0 | 0 | 0 | 0 | 0 | 0
1990 | 7 | 18 | 0 | 0 | 0 | 0 | 0 | 0 | 0 | 0 | 0 | 0 | 0 | 0 | 0
1990 | 7 | 19 | 0 | 0 | 0 | 0 | 0 | 0 | 0 | 0 | 0 | 0 | 0 | 0 | 0
1990 | 7 | 20 | 0 | 0 | 0 | 0 | 0 | 0 | 0 | 0 | 0 | 0 | 0 | 0 | 0
1990 | 7 | 21 | 0.39 | 0.39 | 0.34 | 0 | 0.39 | 0.34 | 0 | 0 | 0 | 0 | 0 | 0 | 0
1990 | 7 | 22 | 0 | 0 | 0 | 0 | 0 | 0 | 0 | 0 | 0 | 0 | 0 | 0 | 0
1990 | 7 | 23 | 0.03 | 0.03 | 0 | 0 | 0.03 | 0 | 0 | 0 | 0 | 0 | 0 | 0 | 0
1990 | 7 | 24 | 0 | 0 | 0 | 0 | 0 | 0 | 0 | 0 | 0 | 0 | 0 | 0 | 0
1990 | 7 | 25 | 0 | 0 | 0 | 0 | 0 | 0 | 0 | 0 | 0 | 0 | 0 | 0 | 0
1990 | 7 | 26 | 0 | 0 | 0 | 0 | 0 | 0 | 0 | 0 | 0 | 0 | 0 | 0 | 0
1990 | 7 | 27 | 0 | 0 | 0 | 0 | 0 | 0 | 0 | 0 | 0 | 0 | 0 | 0 | 0
1990 | 7 | 28 | 0 | 0 | 0 | 0 | 0 | 0 | 0 | 0 | 0 | 0 | 0 | 0 | 0
1990 | 7 | 29 | 0.05 | 0.05 | 0 | 0 | 0.05 | 0 | 0 | 0 | 0 | 0 | 0 | 0 | 0
1990 | 7 | 30 | 0 | 0 | 0 | 0 | 0 | 0 | 0 | 0 | 0 | 0 | 0 | 0 | 0
1990 | 7 | 31 | 0 | 0 | 0 | 0 | 0 | 0 | 0 | 0 | 0 | 0 | 0 | 0 | 0
1990 | 8 | 1 | 0 | 0 | 0 | 0 | 0 | 0 | 0 | 0 | 0 | 0 | 0 | 0 | 0
1990 | 8 | 2 | 0 | 0 | 0 | 0 | 0 | 0 | 0 | 0 | 0 | 0 | 0 | 0 | 0
1990 | 8 | 3 | 0 | 0 | 0 | 0 | 0 | 0 | 0 | 0 | 0 | 0 | 0 | 0 | 0
1990 | 8 | 4 | 0 | 0 | 0 | 0 | 0 | 0 | 0 | 0 | 0 | 0 | 0 | 0 | 0
1990 | 8 | 5 | 1.55 | 1 | 0.95 | 0 | 1 | 0.95 | 0 | 0 | 0 | 0 | 0 | 0 | 0
1990 | 8 | 6 | 0.4 | 0.4 | 0.35 | 0 | 0.4 | 0.35 | 0 | 0 | 0 | 0 | 0 | 0 | 0
1990 | 8 | 7 | 0 | 0 | 0 | 0 | 0 | 0 | 0 | 0 | 0 | 0 | 0 | 0 | 0
1990 | 8 | 8 | 0 | 0 | 0 | 0 | 0 | 0 | 0 | 0 | 0 | 0 | 0 | 0 | 0
1990 | 8 | 9 | 1.93 | 1 | 0.95 | 0 | 1 | 0.95 | 0 | 0 | 0 | 0 | 0 | 0 | 0
1990 | 8 | 10 | 0.51 | 0.51 | 0.46 | 0 | 0.51 | 0.46 | 0 | 0 | 0 | 0 | 0 | 0 | 0
1990 | 8 | 11 | 0 | 0 | 0 | 0 | 0 | 0 | 0 | 0 | 0 | 0 | 0 | 0 | 0
1990 | 8 | 12 | 0 | 0 | 0 | 0 | 0 | 0 | 0 | 0 | 0 | 0 | 0 | 0 | 0
1990 | 8 | 13 | 1.03 | 1 | 0.95 | 0 | 1 | 0.95 | 0 | 0 | 0 | 0 | 0 | 0 | 0
1990 | 8 | 14 | 0 | 0 | 0 | 0 | 0 | 0 | 0 | 0 | 0 | 0 | 0 | 0 | 0
1990 | 8 | 15 | 0 | 0 | 0 | 0 | 0 | 0 | 0 | 0 | 0 | 0 | 0 | 0 | 0
1990 | 8 | 16 | 0 | 0 | 0 | 0 | 0 | 0 | 0 | 0 | 0 | 0 | 0 | 0 | 0
1990 | 8 | 17 | 0 | 0 | 0 | 0 | 0 | 0 | 0 | 0 | 0 | 0 | 0 | 0 | 0
1990 | 8 | 18 | 0 | 0 | 0 | 0 | 0 | 0 | 0 | 0 | 0 | 0 | 0 | 0 | 0
1990 | 8 | 19 | 0 | 0 | 0 | 0 | 0 | 0 | 0 | 0 | 0 | 0 | 0 | 0 | 0
1990 | 8 | 20 | 0.57 | 0.57 | 0.52 | 0 | 0.57 | 0.52 | 0 | 0 | 0 | 0 | 0 | 0 | 0
1990 | 8 | 21 | 0.03 | 0.03 | 0 | 0 | 0.03 | 0 | 0 | 0 | 0 | 0 | 0 | 0 | 0
1990 | 8 | 22 | 0.53 | 0.53 | 0.48 | 0 | 0.53 | 0.48 | 0 | 0 | 0 | 0 | 0 | 0 | 0
1990 | 8 | 23 | 0.14 | 0.14 | 0.09 | 0 | 0.14 | 0.09 | 0 | 0 | 0 | 0 | 0 | 0 | 0
1990 | 8 | 24 | 0 | 0 | 0 | 0 | 0 | 0 | 0 | 0 | 0 | 0 | 0 | 0 | 0
1990 | 8 | 25 | 0.02 | 0.02 | 0 | 0 | 0.02 | 0 | 0 | 0 | 0 | 0 | 0 | 0 | 0
1990 | 8 | 26 | 0 | 0 | 0 | 0 | 0 | 0 | 0 | 0 | 0 | 0 | 0 | 0 | 0
1990 | 8 | 27 | 0 | 0 | 0 | 0 | 0 | 0 | 0 | 0 | 0 | 0 | 0 | 0 | 0
1990 | 8 | 28 | 0 | 0 | 0 | 0 | 0 | 0 | 0 | 0 | 0 | 0 | 0 | 0 | 0
1990 | 8 | 29 | 0.03 | 0.03 | 0 | 0 | 0.03 | 0 | 0 | 0 | 0 | 0 | 0 | 0 | 0
1990 | 8 | 30 | 0 | 0 | 0 | 0 | 0 | 0 | 0 | 0 | 0 | 0 | 0 | 0 | 0
1990 | 8 | 31 | 0 | 0 | 0 | 0 | 0 | 0 | 0 | 0 | 0 | 0 | 0 | 0 | 0
1990 | 9 | 1 | 0 | 0 | 0 | 0 | 0 | 0 | 0 | 0 | 0 | 0 | 0 | 0 | 0
1990 | 9 | 2 | 0 | 0 | 0 | 0 | 0 | 0 | 0 | 0 | 0 | 0 | 0 | 0 | 0
1990 | 9 | 3 | 0 | 0 | 0 | 0 | 0 | 0 | 0 | 0 | 0 | 0 | 0 | 0 | 0
1990 | 9 | 4 | 0 | 0 | 0 | 0 | 0 | 0 | 0 | 0 | 0 | 0 | 0 | 0 | 0
1990 | 9 | 5 | 0 | 0 | 0 | 0 | 0 | 0 | 0 | 0 | 0 | 0 | 0 | 0 | 0
1990 | 9 | 6 | 0 | 0 | 0 | 0 | 0 | 0 | 0 | 0 | 0 | 0 | 0 | 0 | 0
1990 | 9 | 7 | 0 | 0 | 0 | 0 | 0 | 0 | 0 | 0 | 0 | 0 | 0 | 0 | 0
1990 | 9 | 8 | 0 | 0 | 0 | 0 | 0 | 0 | 0 | 0 | 0 | 0 | 0 | 0 | 0
1990 | 9 | 9 | 0 | 0 | 0 | 0 | 0 | 0 | 0 | 0 | 0 | 0 | 0 | 0 | 0
1990 | 9 | 10 | 0 | 0 | 0 | 0 | 0 | 0 | 0 | 0 | 0 | 0 | 0 | 0 | 0
1990 | 9 | 11 | 0 | 0 | 0 | 0 | 0 | 0 | 0 | 0 | 0 | 0 | 0 | 0 | 0
1990 | 9 | 12 | 0 | 0 | 0 | 0 | 0 | 0 | 0 | 0 | 0 | 0 | 0 | 0 | 0
1990 | 9 | 13 | 0.14 | 0.14 | 0.09 | 0 | 0.14 | 0.09 | 0 | 0 | 0 | 0 | 0 | 0 | 0
1990 | 9 | 14 | 0 | 0 | 0 | 0 | 0 | 0 | 0 | 0 | 0 | 0 | 0 | 0 | 0
1990 | 9 | 15 | 0.01 | 0.01 | 0 | 0 | 0.01 | 0 | 0 | 0 | 0 | 0 | 0 | 0 | 0
1990 | 9 | 16 | 0.42 | 0.42 | 0.37 | 0 | 0.42 | 0.37 | 0 | 0 | 0 | 0 | 0 | 0 | 0
1990 | 9 | 17 | 0 | 0 | 0 | 0 | 0 | 0 | 0 | 0 | 0 | 0 | 0 | 0 | 0
1990 | 9 | 18 | 0 | 0 | 0 | 0 | 0 | 0 | 0 | 0 | 0 | 0 | 0 | 0 | 0
1990 | 9 | 19 | 0.01 | 0.01 | 0 | 0 | 0.01 | 0 | 0 | 0 | 0 | 0 | 0 | 0 | 0
1990 | 9 | 20 | 0 | 0 | 0 | 0 | 0 | 0 | 0 | 0 | 0 | 0 | 0 | 0 | 0
1990 | 9 | 21 | 0 | 0 | 0 | 0 | 0 | 0 | 0 | 0 | 0 | 0 | 0 | 0 | 0
1990 | 9 | 22 | 0.17 | 0.17 | 0.12 | 0 | 0.17 | 0.12 | 0 | 0 | 0 | 0 | 0 | 0 | 0
1990 | 9 | 23 | 0 | 0 | 0 | 0 | 0 | 0 | 0 | 0 | 0 | 0 | 0 | 0 | 0
1990 | 9 | 24 | 0 | 0 | 0 | 0 | 0 | 0 | 0 | 0 | 0 | 0 | 0 | 0 | 0
1990 | 9 | 25 | 0 | 0 | 0 | 0 | 0 | 0 | 0 | 0 | 0 | 0 | 0 | 0 | 0
1990 | 9 | 26 | 0.06 | 0.06 | 0.01 | 0 | 0.06 | 0.01 | 0 | 0 | 0 | 0 | 0 | 0 | 0
1990 | 9 | 27 | 0 | 0 | 0 | 0 | 0 | 0 | 0 | 0 | 0 | 0 | 0 | 0 | 0
1990 | 9 | 28 | 0 | 0 | 0 | 0 | 0 | 0 | 0 | 0 | 0 | 0 | 0 | 0 | 0
1990 | 9 | 29 | 0 | 0 | 0 | 0 | 0 | 0 | 0 | 0 | 0 | 0 | 0 | 0 | 0
1990 | 9 | 30 | 0.06 | 0.06 | 0.01 | 0 | 0.06 | 0.01 | 0 | 0 | 0 | 0 | 0 | 0 | 0
1990 | 10 | 1 | 0 | 0 | 0 | 0 | 0 | 0 | 0 | 0 | 0 | 0 | 0 | 0 | 0
1990 | 10 | 2 | 0 | 0 | 0 | 0 | 0 | 0 | 0 | 0 | 0 | 0 | 0 | 0 | 0
1990 | 10 | 3 | 0 | 0 | 0 | 0 | 0 | 0 | 0 | 0 | 0 | 0 | 0 | 0 | 0
1990 | 10 | 4 | 0.11 | 0.11 | 0.06 | 0 | 0.11 | 0.06 | 0 | 0 | 0 | 0 | 0 | 0 | 0
1990 | 10 | 5 | 0 | 0 | 0 | 0 | 0 | 0 | 0 | 0 | 0 | 0 | 0 | 0 | 0
1990 | 10 | 6 | 0 | 0 | 0 | 0 | 0 | 0 | 0 | 0 | 0 | 0 | 0 | 0 | 0
1990 | 10 | 7 | 0 | 0 | 0 | 0 | 0 | 0 | 0 | 0 | 0 | 0 | 0 | 0 | 0
1990 | 10 | 8 | 0 | 0 | 0 | 0 | 0 | 0 | 0 | 0 | 0 | 0 | 0 | 0 | 0
1990 | 10 | 9 | 0 | 0 | 0 | 0 | 0 | 0 | 0 | 0 | 0 | 0 | 0 | 0 | 0
1990 | 10 | 10 | 0.1 | 0.1 | 0.05 | 0 | 0.1 | 0.05 | 0 | 0 | 0 | 0 | 0 | 0 | 0
1990 | 10 | 11 | 0.06 | 0.06 | 0.01 | 0 | 0.06 | 0.01 | 0 | 0 | 0 | 0 | 0 | 0 | 0
1990 | 10 | 12 | 0.02 | 0.02 | 0 | 0 | 0.02 | 0 | 0 | 0 | 0 | 0 | 0 | 0 | 0
1990 | 10 | 13 | 0.03 | 0.03 | 0 | 0 | 0.03 | 0 | 0 | 0 | 0 | 0 | 0 | 0 | 0
1990 | 10 | 14 | 0 | 0 | 0 | 0 | 0 | 0 | 0 | 0 | 0 | 0 | 0 | 0 | 0
1990 | 10 | 15 | 0 | 0 | 0 | 0 | 0 | 0 | 0 | 0 | 0 | 0 | 0 | 0 | 0
1990 | 10 | 16 | 0 | 0 | 0 | 0 | 0 | 0 | 0 | 0 | 0 | 0 | 0 | 0 | 0
1990 | 10 | 17 | 0 | 0 | 0 | 0 | 0 | 0 | 0 | 0 | 0 | 0 | 0 | 0 | 0
1990 | 10 | 18 | 1.67 | 1 | 0.95 | 0 | 1 | 0.95 | 0 | 0 | 0 | 0 | 0 | 0 | 0
1990 | 10 | 19 | 0 | 0 | 0 | 0 | 0 | 0 | 0 | 0 | 0 | 0 | 0 | 0 | 0
1990 | 10 | 20 | 0 | 0 | 0 | 0 | 0 | 0 | 0 | 0 | 0 | 0 | 0 | 0 | 0
1990 | 10 | 21 | 0 | 0 | 0 | 0 | 0 | 0 | 0 | 0 | 0 | 0 | 0 | 0 | 0
1990 | 10 | 22 | 0.14 | 0.14 | 0.09 | 0 | 0.14 | 0.09 | 0 | 0 | 0 | 0 | 0 | 0 | 0
1990 | 10 | 23 | 1.17 | 1 | 0.95 | 0 | 1 | 0.95 | 0 | 0 | 0 | 0 | 0 | 0 | 0
1990 | 10 | 24 | 0 | 0 | 0 | 0 | 0 | 0 | 0 | 0 | 0 | 0 | 0 | 0 | 0
1990 | 10 | 25 | 0 | 0 | 0 | 0 | 0 | 0 | 0 | 0 | 0 | 0 | 0 | 0 | 0
1990 | 10 | 26 | 0 | 0 | 0 | 0 | 0 | 0 | 0 | 0 | 0 | 0 | 0 | 0 | 0
1990 | 10 | 27 | 0 | 0 | 0 | 0 | 0 | 0 | 0 | 0 | 0 | 0 | 0 | 0 | 0
1990 | 10 | 28 | 0 | 0 | 0 | 0 | 0 | 0 | 0 | 0 | 0 | 0 | 0 | 0 | 0
1990 | 10 | 29 | 0 | 0 | 0 | 0 | 0 | 0 | 0 | 0 | 0 | 0 | 0 | 0 | 0
1990 | 10 | 30 | 0 | 0 | 0 | 0 | 0 | 0 | 0 | 0 | 0 | 0 | 0 | 0 | 0
1990 | 10 | 31 | 0 | 0 | 0 | 0 | 0 | 0 | 0 | 0 | 0 | 0 | 0 | 0 | 0
1990 | 11 | 1 | 0 | 0 | 0 | 0 | 0 | 0 | 0 | 0 | 0 | 0 | 0 | 0 | 0
1990 | 11 | 2 | 0 | 0 | 0 | 0 | 0 | 0 | 0 | 0 | 0 | 0 | 0 | 0 | 0
1990 | 11 | 3 | 0 | 0 | 0 | 0 | 0 | 0 | 0 | 0 | 0 | 0 | 0 | 0 | 0
1990 | 11 | 4 | 0 | 0 | 0 | 0 | 0 | 0 | 0 | 0 | 0 | 0 | 0 | 0 | 0
1990 | 11 | 5 | 0 | 0 | 0 | 0 | 0 | 0 | 0 | 0 | 0 | 0 | 0 | 0 | 0
1990 | 11 | 6 | 0.06 | 0.06 | 0.01 | 0 | 0.06 | 0.01 | 0 | 0 | 0 | 0 | 0 | 0 | 0
1990 | 11 | 7 | 0 | 0 | 0 | 0 | 0 | 0 | 0 | 0 | 0 | 0 | 0 | 0 | 0
1990 | 11 | 8 | 0 | 0 | 0 | 0 | 0 | 0 | 0 | 0 | 0 | 0 | 0 | 0 | 0
1990 | 11 | 9 | 0.05 | 0.05 | 0 | 0 | 0.05 | 0 | 0 | 0 | 0 | 0 | 0 | 0 | 0
1990 | 11 | 10 | 1.77 | 1 | 0.95 | 0 | 1 | 0.95 | 0 | 0 | 0 | 0 | 0 | 0 | 0
1990 | 11 | 11 | 0 | 0 | 0 | 0 | 0 | 0 | 0 | 0 | 0 | 0 | 0 | 0 | 0
1990 | 11 | 12 | 0 | 0 | 0 | 0 | 0 | 0 | 0 | 0 | 0 | 0 | 0 | 0 | 0
1990 | 11 | 13 | 0 | 0 | 0 | 0 | 0 | 0 | 0 | 0 | 0 | 0 | 0 | 0 | 0
1990 | 11 | 14 | 0 | 0 | 0 | 0 | 0 | 0 | 0 | 0 | 0 | 0 | 0 | 0 | 0
1990 | 11 | 15 | 0 | 0 | 0 | 0 | 0 | 0 | 0 | 0 | 0 | 0 | 0 | 0 | 0
1990 | 11 | 16 | 0 | 0 | 0 | 0 | 0 | 0 | 0 | 0 | 0 | 0 | 0 | 0 | 0
1990 | 11 | 17 | 0.14 | 0.14 | 0.09 | 0 | 0.14 | 0.09 | 0 | 0 | 0 | 0 | 0 | 0 | 0
1990 | 11 | 18 | 0 | 0 | 0 | 0 | 0 | 0 | 0 | 0 | 0 | 0 | 0 | 0 | 0
1990 | 11 | 19 | 0 | 0 | 0 | 0 | 0 | 0 | 0 | 0 | 0 | 0 | 0 | 0 | 0
1990 | 11 | 20 | 0 | 0 | 0 | 0 | 0 | 0 | 0 | 0 | 0 | 0 | 0 | 0 | 0
1990 | 11 | 21 | 0 | 0 | 0 | 0 | 0 | 0 | 0 | 0 | 0 | 0 | 0 | 0 | 0
1990 | 11 | 22 | 0 | 0 | 0 | 0 | 0 | 0 | 0 | 0 | 0 | 0 | 0 | 0 | 0
1990 | 11 | 23 | 0.11 | 0.11 | 0.06 | 0 | 0.11 | 0.06 | 0 | 0 | 0 | 0 | 0 | 0 | 0
1990 | 11 | 24 | 0 | 0 | 0 | 0 | 0 | 0 | 0 | 0 | 0 | 0 | 0 | 0 | 0
1990 | 11 | 25 | 0 | 0 | 0 | 0 | 0 | 0 | 0 | 0 | 0 | 0 | 0 | 0 | 0
1990 | 11 | 26 | 0 | 0 | 0 | 0 | 0 | 0 | 0 | 0 | 0 | 0 | 0 | 0 | 0
1990 | 11 | 27 | 0 | 0 | 0 | 0 | 0 | 0 | 0 | 0 | 0 | 0 | 0 | 0 | 0
1990 | 11 | 28 | 0.03 | 0.03 | 0 | 0 | 0.03 | 0 | 0 | 0 | 0 | 0 | 0 | 0 | 0
1990 | 11 | 29 | 0.01 | 0.01 | 0 | 0 | 0.01 | 0 | 0 | 0 | 0 | 0 | 0 | 0 | 0
1990 | 11 | 30 | 0 | 0 | 0 | 0 | 0 | 0 | 0 | 0 | 0 | 0 | 0 | 0 | 0
1990 | 12 | 1 | 0 | 0 | 0 | 0 | 0 | 0 | 0 | 0 | 0 | 0 | 0 | 0 | 0
1990 | 12 | 2 | 0 | 0 | 0 | 0 | 0 | 0 | 0 | 0 | 0 | 0 | 0 | 0 | 0
1990 | 12 | 3 | 0.74 | 0.74 | 0.69 | 0 | 0.74 | 0.69 | 0 | 0 | 0 | 0 | 0 | 0 | 0
1990 | 12 | 4 | 0.32 | 0.32 | 0.27 | 0 | 0.32 | 0.27 | 0 | 0 | 0 | 0 | 0 | 0 | 0
1990 | 12 | 5 | 0 | 0 | 0 | 0 | 0 | 0 | 0 | 0 | 0 | 0 | 0 | 0 | 0
1990 | 12 | 6 | 0 | 0 | 0 | 0 | 0 | 0 | 0 | 0 | 0 | 0 | 0 | 0 | 0
1990 | 12 | 7 | 0 | 0 | 0 | 0 | 0 | 0 | 0 | 0 | 0 | 0 | 0 | 0 | 0
1990 | 12 | 8 | 0 | 0 | 0 | 0 | 0 | 0 | 0 | 0 | 0 | 0 | 0 | 0 | 0
1990 | 12 | 9 | 0 | 0 | 0 | 0 | 0 | 0 | 0 | 0 | 0 | 0 | 0 | 0 | 0
1990 | 12 | 10 | 0 | 0 | 0 | 0 | 0 | 0 | 0 | 0 | 0 | 0 | 0 | 0 | 0
1990 | 12 | 11 | 0 | 0 | 0 | 0 | 0 | 0 | 0 | 0 | 0 | 0 | 0 | 0 | 0
1990 | 12 | 12 | 0 | 0 | 0 | 0 | 0 | 0 | 0 | 0 | 0 | 0 | 0 | 0 | 0
1990 | 12 | 13 | 0 | 0 | 0 | 0 | 0 | 0 | 0 | 0 | 0 | 0 | 0 | 0 | 0
1990 | 12 | 14 | 0 | 0 | 0 | 0 | 0 | 0 | 0 | 0 | 0 | 0 | 0 | 0 | 0
1990 | 12 | 15 | 0.7 | 0.7 | 0.65 | 0 | 0.7 | 0.65 | 0 | 0 | 0 | 0 | 0 | 0 | 0
1990 | 12 | 16 | 0 | 0 | 0 | 0 | 0 | 0 | 0 | 0 | 0 | 0 | 0 | 0 | 0
1990 | 12 | 17 | 0.09 | 0.09 | 0.04 | 0 | 0.09 | 0.04 | 0 | 0 | 0 | 0 | 0 | 0 | 0
1990 | 12 | 18 | 0.2 | 0.2 | 0.15 | 0 | 0.2 | 0.15 | 0 | 0 | 0 | 0 | 0 | 0 | 0
1990 | 12 | 19 | 0.01 | 0.01 | 0 | 0 | 0.01 | 0 | 0 | 0 | 0 | 0 | 0 | 0 | 0
1990 | 12 | 20 | 0 | 0 | 0 | 0 | 0 | 0 | 0 | 0 | 0 | 0 | 0 | 0 | 0
1990 | 12 | 21 | 0.45 | 0.45 | 0.4 | 0 | 0.45 | 0.4 | 0 | 0 | 0 | 0 | 0 | 0 | 0
1990 | 12 | 22 | 0.01 | 0.01 | 0 | 0 | 0.01 | 0 | 0 | 0 | 0 | 0 | 0 | 0 | 0
1990 | 12 | 23 | 0.25 | 0.25 | 0.2 | 0 | 0.25 | 0.2 | 0 | 0 | 0 | 0 | 0 | 0 | 0
1990 | 12 | 24 | 0.67 | 0.67 | 0.62 | 0 | 0.67 | 0.62 | 0 | 0 | 0 | 0 | 0 | 0 | 0
1990 | 12 | 25 | 0 | 0 | 0 | 0 | 0 | 0 | 0 | 0 | 0 | 0 | 0 | 0 | 0
1990 | 12 | 26 | 0 | 0 | 0 | 0 | 0 | 0 | 0 | 0 | 0 | 0 | 0 | 0 | 0
1990 | 12 | 27 | 0.42 | 0.42 | 0.37 | 0 | 0.42 | 0.37 | 0 | 0 | 0 | 0 | 0 | 0 | 0
1990 | 12 | 28 | 0.55 | 0.55 | 0.5 | 0 | 0.55 | 0.5 | 0 | 0 | 0 | 0 | 0 | 0 | 0
1990 | 12 | 29 | 0 | 0 | 0 | 0 | 0 | 0 | 0 | 0 | 0 | 0 | 0 | 0 | 0
1990 | 12 | 30 | 0.31 | 0.31 | 0.26 | 0 | 0.31 | 0.26 | 0 | 0 | 0 | 0 | 0 | 0 | 0
1990 | 12 | 31 | 0.01 | 0.01 | 0 | 0 | 0.01 | 0 | 0 | 0 | 0 | 0 | 0 | 0 | 0
1991 | 1 | 1 | 0 | 0 | 0 | 0 | 0 | 0 | 0 | 0 | 0 | 0 | 0 | 0 | 0
1991 | 1 | 2 | 0 | 0 | 0 | 0 | 0 | 0 | 0 | 0 | 0 | 0 | 0 | 0 | 0
1991 | 1 | 3 | 0 | 0 | 0 | 0 | 0 | 0 | 0 | 0 | 0 | 0 | 0 | 0 | 0
1991 | 1 | 4 | 0 | 0 | 0 | 0 | 0 | 0 | 0 | 0 | 0 | 0 | 0 | 0 | 0
1991 | 1 | 5 | 0 | 0 | 0 | 0 | 0 | 0 | 0 | 0 | 0 | 0 | 0 | 0 | 0
1991 | 1 | 6 | 0.08 | 0.08 | 0.03 | 0 | 0.08 | 0.03 | 0 | 0 | 0 | 0 | 0 | 0 | 0
1991 | 1 | 7 | 0.51 | 0.51 | 0.46 | 0 | 0.51 | 0.46 | 0 | 0 | 0 | 0 | 0 | 0 | 0
1991 | 1 | 8 | 0.07 | 0.07 | 0.02 | 0 | 0.07 | 0.02 | 0 | 0 | 0 | 0 | 0 | 0 | 0
1991 | 1 | 9 | 0.02 | 0.02 | 0 | 0 | 0.02 | 0 | 0 | 0 | 0 | 0 | 0 | 0 | 0
1991 | 1 | 10 | 0 | 0 | 0 | 0 | 0 | 0 | 0 | 0 | 0 | 0 | 0 | 0 | 0
1991 | 1 | 11 | 1.59 | 1 | 0.95 | 0 | 1 | 0.95 | 0 | 0 | 0 | 0 | 0 | 0 | 0
1991 | 1 | 12 | 0.08 | 0.08 | 0.03 | 0 | 0.08 | 0.03 | 0 | 0 | 0 | 0 | 0 | 0 | 0
1991 | 1 | 13 | 0 | 0 | 0 | 0 | 0 | 0 | 0 | 0 | 0 | 0 | 0 | 0 | 0
1991 | 1 | 14 | 0 | 0 | 0 | 0 | 0 | 0 | 0 | 0 | 0 | 0 | 0 | 0 | 0
1991 | 1 | 15 | 0 | 0 | 0 | 0 | 0 | 0 | 0 | 0 | 0 | 0 | 0 | 0 | 0
1991 | 1 | 16 | 0.54 | 0.54 | 0.49 | 0 | 0.54 | 0.49 | 0 | 0 | 0 | 0 | 0 | 0 | 0
1991 | 1 | 17 | 0 | 0 | 0 | 0 | 0 | 0 | 0 | 0 | 0 | 0 | 0 | 0 | 0
1991 | 1 | 18 | 0 | 0 | 0 | 0 | 0 | 0 | 0 | 0 | 0 | 0 | 0 | 0 | 0
1991 | 1 | 19 | 0 | 0 | 0 | 0 | 0 | 0 | 0 | 0 | 0 | 0 | 0 | 0 | 0
1991 | 1 | 20 | 0 | 0 | 0 | 0 | 0 | 0 | 0 | 0 | 0 | 0 | 0 | 0 | 0
1991 | 1 | 21 | 0.01 | 0.01 | 0 | 0 | 0.01 | 0 | 0 | 0 | 0 | 0 | 0 | 0 | 0
1991 | 1 | 22 | 0 | 0 | 0 | 0 | 0 | 0 | 0 | 0 | 0 | 0 | 0 | 0 | 0
1991 | 1 | 23 | 0 | 0 | 0 | 0 | 0 | 0 | 0 | 0 | 0 | 0 | 0 | 0 | 0
1991 | 1 | 24 | 0 | 0 | 0 | 0 | 0 | 0 | 0 | 0 | 0 | 0 | 0 | 0 | 0
1991 | 1 | 25 | 0 | 0 | 0 | 0 | 0 | 0 | 0 | 0 | 0 | 0 | 0 | 0 | 0
1991 | 1 | 26 | 0 | 0 | 0 | 0 | 0 | 0 | 0 | 0 | 0 | 0 | 0 | 0 | 0
1991 | 1 | 27 | 0 | 0 | 0 | 0 | 0 | 0 | 0 | 0 | 0 | 0 | 0 | 0 | 0
1991 | 1 | 28 | 0 | 0 | 0 | 0 | 0 | 0 | 0 | 0 | 0 | 0 | 0 | 0 | 0
1991 | 1 | 29 | 0 | 0 | 0 | 0 | 0 | 0 | 0 | 0 | 0 | 0 | 0 | 0 | 0
1991 | 1 | 30 | 0 | 0 | 0 | 0 | 0 | 0 | 0 | 0 | 0 | 0 | 0 | 0 | 0
1991 | 1 | 31 | 0 | 0 | 0 | 0 | 0 | 0 | 0 | 0 | 0 | 0 | 0 | 0 | 0
1991 | 2 | 1 | 0 | 0 | 0 | 0 | 0 | 0 | 0 | 0 | 0 | 0 | 0 | 0 | 0
1991 | 2 | 2 | 0 | 0 | 0 | 0 | 0 | 0 | 0 | 0 | 0 | 0 | 0 | 0 | 0
1991 | 2 | 3 | 0 | 0 | 0 | 0 | 0 | 0 | 0 | 0 | 0 | 0 | 0 | 0 | 0
1991 | 2 | 4 | 0 | 0 | 0 | 0 | 0 | 0 | 0 | 0 | 0 | 0 | 0 | 0 | 0
1991 | 2 | 5 | 0 | 0 | 0 | 0 | 0 | 0 | 0 | 0 | 0 | 0 | 0 | 0 | 0
1991 | 2 | 6 | 0.07 | 0.07 | 0.02 | 0 | 0.07 | 0.02 | 0 | 0 | 0 | 0 | 0 | 0 | 0
1991 | 2 | 7 | 0.13 | 0.13 | 0.08 | 0 | 0.13 | 0.08 | 0 | 0 | 0 | 0 | 0 | 0 | 0
1991 | 2 | 8 | 0.01 | 0.01 | 0 | 0 | 0.01 | 0 | 0 | 0 | 0 | 0 | 0 | 0 | 0
1991 | 2 | 9 | 0 | 0 | 0 | 0 | 0 | 0 | 0 | 0 | 0 | 0 | 0 | 0 | 0
1991 | 2 | 10 | 0 | 0 | 0 | 0 | 0 | 0 | 0 | 0 | 0 | 0 | 0 | 0 | 0
1991 | 2 | 11 | 0 | 0 | 0 | 0 | 0 | 0 | 0 | 0 | 0 | 0 | 0 | 0 | 0
1991 | 2 | 12 | 0 | 0 | 0 | 0 | 0 | 0 | 0 | 0 | 0 | 0 | 0 | 0 | 0
1991 | 2 | 13 | 0.31 | 0.31 | 0.26 | 0 | 0.31 | 0.26 | 0 | 0 | 0 | 0 | 0 | 0 | 0
1991 | 2 | 14 | 0.03 | 0.03 | 0 | 0 | 0.03 | 0 | 0 | 0 | 0 | 0 | 0 | 0 | 0
1991 | 2 | 15 | 0 | 0 | 0 | 0 | 0 | 0 | 0 | 0 | 0 | 0 | 0 | 0 | 0
1991 | 2 | 16 | 0 | 0 | 0 | 0 | 0 | 0 | 0 | 0 | 0 | 0 | 0 | 0 | 0
1991 | 2 | 17 | 0.08 | 0.08 | 0.03 | 0 | 0.08 | 0.03 | 0 | 0 | 0 | 0 | 0 | 0 | 0
1991 | 2 | 18 | 0.03 | 0.03 | 0 | 0 | 0.03 | 0 | 0 | 0 | 0 | 0 | 0 | 0 | 0
1991 | 2 | 19 | 0.12 | 0.12 | 0.07 | 0 | 0.12 | 0.07 | 0 | 0 | 0 | 0 | 0 | 0 | 0
1991 | 2 | 20 | 0 | 0 | 0 | 0 | 0 | 0 | 0 | 0 | 0 | 0 | 0 | 0 | 0
1991 | 2 | 21 | 0 | 0 | 0 | 0 | 0 | 0 | 0 | 0 | 0 | 0 | 0 | 0 | 0
1991 | 2 | 22 | 0 | 0 | 0 | 0 | 0 | 0 | 0 | 0 | 0 | 0 | 0 | 0 | 0
1991 | 2 | 23 | 0 | 0 | 0 | 0 | 0 | 0 | 0 | 0 | 0 | 0 | 0 | 0 | 0
1991 | 2 | 24 | 0 | 0 | 0 | 0 | 0 | 0 | 0 | 0 | 0 | 0 | 0 | 0 | 0
1991 | 2 | 25 | 0.01 | 0.01 | 0 | 0 | 0.01 | 0 | 0 | 0 | 0 | 0 | 0 | 0 | 0
1991 | 2 | 26 | 0.04 | 0.04 | 0 | 0 | 0.04 | 0 | 0 | 0 | 0 | 0 | 0 | 0 | 0
1991 | 2 | 27 | 0 | 0 | 0 | 0 | 0 | 0 | 0 | 0 | 0 | 0 | 0 | 0 | 0
1991 | 2 | 28 | 0 | 0 | 0 | 0 | 0 | 0 | 0 | 0 | 0 | 0 | 0 | 0 | 0
1991 | 3 | 1 | 0 | 0 | 0 | 0 | 0 | 0 | 0 | 0 | 0 | 0 | 0 | 0 | 0
1991 | 3 | 2 | 0.1 | 0.1 | 0.05 | 0 | 0.1 | 0.05 | 0 | 0 | 0 | 0 | 0 | 0 | 0
1991 | 3 | 3 | 0.33 | 0.33 | 0.28 | 0 | 0.33 | 0.28 | 0 | 0 | 0 | 0 | 0 | 0 | 0
1991 | 3 | 4 | 0.14 | 0.14 | 0.09 | 0 | 0.14 | 0.09 | 0 | 0 | 0 | 0 | 0 | 0 | 0
1991 | 3 | 5 | 0 | 0 | 0 | 0 | 0 | 0 | 0 | 0 | 0 | 0 | 0 | 0 | 0
1991 | 3 | 6 | 0.08 | 0.08 | 0.03 | 0 | 0.08 | 0.03 | 0 | 0 | 0 | 0 | 0 | 0 | 0
1991 | 3 | 7 | 0 | 0 | 0 | 0 | 0 | 0 | 0 | 0 | 0 | 0 | 0 | 0 | 0
1991 | 3 | 8 | 0 | 0 | 0 | 0 | 0 | 0 | 0 | 0 | 0 | 0 | 0 | 0 | 0
1991 | 3 | 9 | 0 | 0 | 0 | 0 | 0 | 0 | 0 | 0 | 0 | 0 | 0 | 0 | 0
1991 | 3 | 10 | 0 | 0 | 0 | 0 | 0 | 0 | 0 | 0 | 0 | 0 | 0 | 0 | 0
1991 | 3 | 11 | 0 | 0 | 0 | 0 | 0 | 0 | 0 | 0 | 0 | 0 | 0 | 0 | 0
1991 | 3 | 12 | 0 | 0 | 0 | 0 | 0 | 0 | 0 | 0 | 0 | 0 | 0 | 0 | 0
1991 | 3 | 13 | 0.17 | 0.17 | 0.12 | 0 | 0.17 | 0.12 | 0 | 0 | 0 | 0 | 0 | 0 | 0
1991 | 3 | 14 | 0.25 | 0.25 | 0.2 | 0 | 0.25 | 0.2 | 0 | 0 | 0 | 0 | 0 | 0 | 0
1991 | 3 | 15 | 0 | 0 | 0 | 0 | 0 | 0 | 0 | 0 | 0 | 0 | 0 | 0 | 0
1991 | 3 | 16 | 0 | 0 | 0 | 0 | 0 | 0 | 0 | 0 | 0 | 0 | 0 | 0 | 0
1991 | 3 | 17 | 0 | 0 | 0 | 0 | 0 | 0 | 0 | 0 | 0 | 0 | 0 | 0 | 0
1991 | 3 | 18 | 0.96 | 0.96 | 0.91 | 0 | 0.96 | 0.91 | 0 | 0 | 0 | 0 | 0 | 0 | 0
1991 | 3 | 19 | 0 | 0 | 0 | 0 | 0 | 0 | 0 | 0 | 0 | 0 | 0 | 0 | 0
1991 | 3 | 20 | 0 | 0 | 0 | 0 | 0 | 0 | 0 | 0 | 0 | 0 | 0 | 0 | 0
1991 | 3 | 21 | 0 | 0 | 0 | 0 | 0 | 0 | 0 | 0 | 0 | 0 | 0 | 0 | 0
1991 | 3 | 22 | 0.07 | 0.07 | 0.02 | 0 | 0.07 | 0.02 | 0 | 0 | 0 | 0 | 0 | 0 | 0
1991 | 3 | 23 | 1.29 | 1 | 0.95 | 0 | 1 | 0.95 | 0 | 0 | 0 | 0 | 0 | 0 | 0
1991 | 3 | 24 | 0 | 0 | 0 | 0 | 0 | 0 | 0 | 0 | 0 | 0 | 0 | 0 | 0
1991 | 3 | 25 | 0 | 0 | 0 | 0 | 0 | 0 | 0 | 0 | 0 | 0 | 0 | 0 | 0
1991 | 3 | 26 | 0 | 0 | 0 | 0 | 0 | 0 | 0 | 0 | 0 | 0 | 0 | 0 | 0
1991 | 3 | 27 | 0.07 | 0.07 | 0.02 | 0 | 0.07 | 0.02 | 0 | 0 | 0 | 0 | 0 | 0 | 0
1991 | 3 | 28 | 0 | 0 | 0 | 0 | 0 | 0 | 0 | 0 | 0 | 0 | 0 | 0 | 0
1991 | 3 | 29 | 0.84 | 0.84 | 0.79 | 0 | 0.84 | 0.79 | 0 | 0 | 0 | 0 | 0 | 0 | 0
1991 | 3 | 30 | 0.12 | 0.12 | 0.07 | 0 | 0.12 | 0.07 | 0 | 0 | 0 | 0 | 0 | 0 | 0
1991 | 3 | 31 | 0 | 0 | 0 | 0 | 0 | 0 | 0 | 0 | 0 | 0 | 0 | 0 | 0
1991 | 4 | 1 | 0 | 0 | 0 | 0 | 0 | 0 | 0 | 0 | 0 | 0 | 0 | 0 | 0
1991 | 4 | 2 | 0 | 0 | 0 | 0 | 0 | 0 | 0 | 0 | 0 | 0 | 0 | 0 | 0
1991 | 4 | 3 | 0 | 0 | 0 | 0 | 0 | 0 | 0 | 0 | 0 | 0 | 0 | 0 | 0
1991 | 4 | 4 | 0 | 0 | 0 | 0 | 0 | 0 | 0 | 0 | 0 | 0 | 0 | 0 | 0
1991 | 4 | 5 | 0.08 | 0.08 | 0.03 | 0 | 0.08 | 0.03 | 0 | 0 | 0 | 0 | 0 | 0 | 0
1991 | 4 | 6 | 0 | 0 | 0 | 0 | 0 | 0 | 0 | 0 | 0 | 0 | 0 | 0 | 0
1991 | 4 | 7 | 0 | 0 | 0 | 0 | 0 | 0 | 0 | 0 | 0 | 0 | 0 | 0 | 0
1991 | 4 | 8 | 0 | 0 | 0 | 0 | 0 | 0 | 0 | 0 | 0 | 0 | 0 | 0 | 0
1991 | 4 | 9 | 0 | 0 | 0 | 0 | 0 | 0 | 0 | 0 | 0 | 0 | 0 | 0 | 0
1991 | 4 | 10 | 0 | 0 | 0 | 0 | 0 | 0 | 0 | 0 | 0 | 0 | 0 | 0 | 0
1991 | 4 | 11 | 0 | 0 | 0 | 0 | 0 | 0 | 0 | 0 | 0 | 0 | 0 | 0 | 0
1991 | 4 | 12 | 0 | 0 | 0 | 0 | 0 | 0 | 0 | 0 | 0 | 0 | 0 | 0 | 0
1991 | 4 | 13 | 0.7 | 0.7 | 0.65 | 0 | 0.7 | 0.65 | 0 | 0 | 0 | 0 | 0 | 0 | 0
1991 | 4 | 14 | 0.12 | 0.12 | 0.07 | 0 | 0.12 | 0.07 | 0 | 0 | 0 | 0 | 0 | 0 | 0
1991 | 4 | 15 | 0.18 | 0.18 | 0.13 | 0 | 0.18 | 0.13 | 0 | 0 | 0 | 0 | 0 | 0 | 0
1991 | 4 | 16 | 0 | 0 | 0 | 0 | 0 | 0 | 0 | 0 | 0 | 0 | 0 | 0 | 0
1991 | 4 | 17 | 0 | 0 | 0 | 0 | 0 | 0 | 0 | 0 | 0 | 0 | 0 | 0 | 0
1991 | 4 | 18 | 0 | 0 | 0 | 0 | 0 | 0 | 0 | 0 | 0 | 0 | 0 | 0 | 0
1991 | 4 | 19 | 0.04 | 0.04 | 0 | 0 | 0.04 | 0 | 0 | 0 | 0 | 0 | 0 | 0 | 0
1991 | 4 | 20 | 0.01 | 0.01 | 0 | 0 | 0.01 | 0 | 0 | 0 | 0 | 0 | 0 | 0 | 0
1991 | 4 | 21 | 0.03 | 0.03 | 0 | 0 | 0.03 | 0 | 0 | 0 | 0 | 0 | 0 | 0 | 0
1991 | 4 | 22 | 0 | 0 | 0 | 0 | 0 | 0 | 0 | 0 | 0 | 0 | 0 | 0 | 0
1991 | 4 | 23 | 0 | 0 | 0 | 0 | 0 | 0 | 0 | 0 | 0 | 0 | 0 | 0 | 0
1991 | 4 | 24 | 0.04 | 0.04 | 0 | 0 | 0.04 | 0 | 0 | 0 | 0 | 0 | 0 | 0 | 0
1991 | 4 | 25 | 0 | 0 | 0 | 0 | 0 | 0 | 0 | 0 | 0 | 0 | 0 | 0 | 0
1991 | 4 | 26 | 0 | 0 | 0 | 0 | 0 | 0 | 0 | 0 | 0 | 0 | 0 | 0 | 0
1991 | 4 | 27 | 0.02 | 0.02 | 0 | 0 | 0.02 | 0 | 0 | 0 | 0 | 0 | 0 | 0 | 0
1991 | 4 | 28 | 0 | 0 | 0 | 0 | 0 | 0 | 0 | 0 | 0 | 0 | 0 | 0 | 0
1991 | 4 | 29 | 0.07 | 0.07 | 0.02 | 0 | 0.07 | 0.02 | 0 | 0 | 0 | 0 | 0 | 0 | 0
1991 | 4 | 30 | 0.1 | 0.1 | 0.05 | 0 | 0.1 | 0.05 | 0 | 0 | 0 | 0 | 0 | 0 | 0
1991 | 5 | 1 | 0 | 0 | 0 | 0 | 0 | 0 | 0 | 0 | 0 | 0 | 0 | 0 | 0
1991 | 5 | 2 | 0 | 0 | 0 | 0 | 0 | 0 | 0 | 0 | 0 | 0 | 0 | 0 | 0
1991 | 5 | 3 | 0 | 0 | 0 | 0 | 0 | 0 | 0 | 0 | 0 | 0 | 0 | 0 | 0
1991 | 5 | 4 | 0 | 0 | 0 | 0 | 0 | 0 | 0 | 0 | 0 | 0 | 0 | 0 | 0
1991 | 5 | 5 | 0.09 | 0.09 | 0.04 | 0 | 0.09 | 0.04 | 0 | 0 | 0 | 0 | 0 | 0 | 0
1991 | 5 | 6 | 0.87 | 0.87 | 0.82 | 0 | 0.87 | 0.82 | 0 | 0 | 0 | 0 | 0 | 0 | 0
1991 | 5 | 7 | 0 | 0 | 0 | 0 | 0 | 0 | 0 | 0 | 0 | 0 | 0 | 0 | 0
1991 | 5 | 8 | 0 | 0 | 0 | 0 | 0 | 0 | 0 | 0 | 0 | 0 | 0 | 0 | 0
1991 | 5 | 9 | 0.12 | 0.12 | 0.07 | 0 | 0.12 | 0.07 | 0 | 0 | 0 | 0 | 0 | 0 | 0
1991 | 5 | 10 | 0 | 0 | 0 | 0 | 0 | 0 | 0 | 0 | 0 | 0 | 0 | 0 | 0
1991 | 5 | 11 | 0 | 0 | 0 | 0 | 0 | 0 | 0 | 0 | 0 | 0 | 0 | 0 | 0
1991 | 5 | 12 | 0 | 0 | 0 | 0 | 0 | 0 | 0 | 0 | 0 | 0 | 0 | 0 | 0
1991 | 5 | 13 | 0 | 0 | 0 | 0 | 0 | 0 | 0 | 0 | 0 | 0 | 0 | 0 | 0
1991 | 5 | 14 | 0.02 | 0.02 | 0 | 0 | 0.02 | 0 | 0 | 0 | 0 | 0 | 0 | 0 | 0
1991 | 5 | 15 | 0 | 0 | 0 | 0 | 0 | 0 | 0 | 0 | 0 | 0 | 0 | 0 | 0
1991 | 5 | 16 | 0 | 0 | 0 | 0 | 0 | 0 | 0 | 0 | 0 | 0 | 0 | 0 | 0
1991 | 5 | 17 | 0.3 | 0.3 | 0.25 | 0 | 0.3 | 0.25 | 0 | 0 | 0 | 0 | 0 | 0 | 0
1991 | 5 | 18 | 0 | 0 | 0 | 0 | 0 | 0 | 0 | 0 | 0 | 0 | 0 | 0 | 0
1991 | 5 | 19 | 0.02 | 0.02 | 0 | 0 | 0.02 | 0 | 0 | 0 | 0 | 0 | 0 | 0 | 0
1991 | 5 | 20 | 0 | 0 | 0 | 0 | 0 | 0 | 0 | 0 | 0 | 0 | 0 | 0 | 0
1991 | 5 | 21 | 0 | 0 | 0 | 0 | 0 | 0 | 0 | 0 | 0 | 0 | 0 | 0 | 0
1991 | 5 | 22 | 0 | 0 | 0 | 0 | 0 | 0 | 0 | 0 | 0 | 0 | 0 | 0 | 0
1991 | 5 | 23 | 0 | 0 | 0 | 0 | 0 | 0 | 0 | 0 | 0 | 0 | 0 | 0 | 0
1991 | 5 | 24 | 0 | 0 | 0 | 0 | 0 | 0 | 0 | 0 | 0 | 0 | 0 | 0 | 0
1991 | 5 | 25 | 0 | 0 | 0 | 0 | 0 | 0 | 0 | 0 | 0 | 0 | 0 | 0 | 0
1991 | 5 | 26 | 0 | 0 | 0 | 0 | 0 | 0 | 0 | 0 | 0 | 0 | 0 | 0 | 0
1991 | 5 | 27 | 0.02 | 0.02 | 0 | 0 | 0.02 | 0 | 0 | 0 | 0 | 0 | 0 | 0 | 0
1991 | 5 | 28 | 0 | 0 | 0 | 0 | 0 | 0 | 0 | 0 | 0 | 0 | 0 | 0 | 0
1991 | 5 | 29 | 0 | 0 | 0 | 0 | 0 | 0 | 0 | 0 | 0 | 0 | 0 | 0 | 0
1991 | 5 | 30 | 0.02 | 0.02 | 0 | 0 | 0.02 | 0 | 0 | 0 | 0 | 0 | 0 | 0 | 0
1991 | 5 | 31 | 0.11 | 0.11 | 0.06 | 0 | 0.11 | 0.06 | 0 | 0 | 0 | 0 | 0 | 0 | 0
1991 | 6 | 1 | 0.42 | 0.42 | 0.37 | 0 | 0.42 | 0.37 | 0 | 0 | 0 | 0 | 0 | 0 | 0
1991 | 6 | 2 | 0 | 0 | 0 | 0 | 0 | 0 | 0 | 0 | 0 | 0 | 0 | 0 | 0
1991 | 6 | 3 | 0.22 | 0.22 | 0.17 | 0 | 0.22 | 0.17 | 0 | 0 | 0 | 0 | 0 | 0 | 0
1991 | 6 | 4 | 0 | 0 | 0 | 0 | 0 | 0 | 0 | 0 | 0 | 0 | 0 | 0 | 0
1991 | 6 | 5 | 0 | 0 | 0 | 0 | 0 | 0 | 0 | 0 | 0 | 0 | 0 | 0 | 0
1991 | 6 | 6 | 0 | 0 | 0 | 0 | 0 | 0 | 0 | 0 | 0 | 0 | 0 | 0 | 0
1991 | 6 | 7 | 0 | 0 | 0 | 0 | 0 | 0 | 0 | 0 | 0 | 0 | 0 | 0 | 0
1991 | 6 | 8 | 0 | 0 | 0 | 0 | 0 | 0 | 0 | 0 | 0 | 0 | 0 | 0 | 0
1991 | 6 | 9 | 0 | 0 | 0 | 0 | 0 | 0 | 0 | 0 | 0 | 0 | 0 | 0 | 0
1991 | 6 | 10 | 0 | 0 | 0 | 0 | 0 | 0 | 0 | 0 | 0 | 0 | 0 | 0 | 0
1991 | 6 | 11 | 0 | 0 | 0 | 0 | 0 | 0 | 0 | 0 | 0 | 0 | 0 | 0 | 0
1991 | 6 | 12 | 0 | 0 | 0 | 0 | 0 | 0 | 0 | 0 | 0 | 0 | 0 | 0 | 0
1991 | 6 | 13 | 0 | 0 | 0 | 0 | 0 | 0 | 0 | 0 | 0 | 0 | 0 | 0 | 0
1991 | 6 | 14 | 0 | 0 | 0 | 0 | 0 | 0 | 0 | 0 | 0 | 0 | 0 | 0 | 0
1991 | 6 | 15 | 0 | 0 | 0 | 0 | 0 | 0 | 0 | 0 | 0 | 0 | 0 | 0 | 0
1991 | 6 | 16 | 0.01 | 0.01 | 0 | 0 | 0.01 | 0 | 0 | 0 | 0 | 0 | 0 | 0 | 0
1991 | 6 | 17 | 0 | 0 | 0 | 0 | 0 | 0 | 0 | 0 | 0 | 0 | 0 | 0 | 0
1991 | 6 | 18 | 0.1 | 0.1 | 0.05 | 0 | 0.1 | 0.05 | 0 | 0 | 0 | 0 | 0 | 0 | 0
1991 | 6 | 19 | 0 | 0 | 0 | 0 | 0 | 0 | 0 | 0 | 0 | 0 | 0 | 0 | 0
1991 | 6 | 20 | 0 | 0 | 0 | 0 | 0 | 0 | 0 | 0 | 0 | 0 | 0 | 0 | 0
1991 | 6 | 21 | 0 | 0 | 0 | 0 | 0 | 0 | 0 | 0 | 0 | 0 | 0 | 0 | 0
1991 | 6 | 22 | 0.34 | 0.34 | 0.29 | 0 | 0.34 | 0.29 | 0 | 0 | 0 | 0 | 0 | 0 | 0
1991 | 6 | 23 | 0.18 | 0.18 | 0.13 | 0 | 0.18 | 0.13 | 0 | 0 | 0 | 0 | 0 | 0 | 0
1991 | 6 | 24 | 0 | 0 | 0 | 0 | 0 | 0 | 0 | 0 | 0 | 0 | 0 | 0 | 0
1991 | 6 | 25 | 0 | 0 | 0 | 0 | 0 | 0 | 0 | 0 | 0 | 0 | 0 | 0 | 0
1991 | 6 | 26 | 0 | 0 | 0 | 0 | 0 | 0 | 0 | 0 | 0 | 0 | 0 | 0 | 0
1991 | 6 | 27 | 0 | 0 | 0 | 0 | 0 | 0 | 0 | 0 | 0 | 0 | 0 | 0 | 0
1991 | 6 | 28 | 0 | 0 | 0 | 0 | 0 | 0 | 0 | 0 | 0 | 0 | 0 | 0 | 0
1991 | 6 | 29 | 0 | 0 | 0 | 0 | 0 | 0 | 0 | 0 | 0 | 0 | 0 | 0 | 0
1991 | 6 | 30 | 0 | 0 | 0 | 0 | 0 | 0 | 0 | 0 | 0 | 0 | 0 | 0 | 0
1991 | 7 | 1 | 0 | 0 | 0 | 0 | 0 | 0 | 0 | 0 | 0 | 0 | 0 | 0 | 0
1991 | 7 | 2 | 0.04 | 0.04 | 0 | 0 | 0.04 | 0 | 0 | 0 | 0 | 0 | 0 | 0 | 0
1991 | 7 | 3 | 0.02 | 0.02 | 0 | 0 | 0.02 | 0 | 0 | 0 | 0 | 0 | 0 | 0 | 0
1991 | 7 | 4 | 0 | 0 | 0 | 0 | 0 | 0 | 0 | 0 | 0 | 0 | 0 | 0 | 0
1991 | 7 | 5 | 0.41 | 0.41 | 0.36 | 0 | 0.41 | 0.36 | 0 | 0 | 0 | 0 | 0 | 0 | 0
1991 | 7 | 6 | 0 | 0 | 0 | 0 | 0 | 0 | 0 | 0 | 0 | 0 | 0 | 0 | 0
1991 | 7 | 7 | 0.08 | 0.08 | 0.03 | 0 | 0.08 | 0.03 | 0 | 0 | 0 | 0 | 0 | 0 | 0
1991 | 7 | 8 | 0.96 | 0.96 | 0.91 | 0 | 0.96 | 0.91 | 0 | 0 | 0 | 0 | 0 | 0 | 0
1991 | 7 | 9 | 0 | 0 | 0 | 0 | 0 | 0 | 0 | 0 | 0 | 0 | 0 | 0 | 0
1991 | 7 | 10 | 0.01 | 0.01 | 0 | 0 | 0.01 | 0 | 0 | 0 | 0 | 0 | 0 | 0 | 0
1991 | 7 | 11 | 0 | 0 | 0 | 0 | 0 | 0 | 0 | 0 | 0 | 0 | 0 | 0 | 0
1991 | 7 | 12 | 0 | 0 | 0 | 0 | 0 | 0 | 0 | 0 | 0 | 0 | 0 | 0 | 0
1991 | 7 | 13 | 0 | 0 | 0 | 0 | 0 | 0 | 0 | 0 | 0 | 0 | 0 | 0 | 0
1991 | 7 | 14 | 0 | 0 | 0 | 0 | 0 | 0 | 0 | 0 | 0 | 0 | 0 | 0 | 0
1991 | 7 | 15 | 0 | 0 | 0 | 0 | 0 | 0 | 0 | 0 | 0 | 0 | 0 | 0 | 0
1991 | 7 | 16 | 0 | 0 | 0 | 0 | 0 | 0 | 0 | 0 | 0 | 0 | 0 | 0 | 0
1991 | 7 | 17 | 0 | 0 | 0 | 0 | 0 | 0 | 0 | 0 | 0 | 0 | 0 | 0 | 0
1991 | 7 | 18 | 0 | 0 | 0 | 0 | 0 | 0 | 0 | 0 | 0 | 0 | 0 | 0 | 0
1991 | 7 | 19 | 0 | 0 | 0 | 0 | 0 | 0 | 0 | 0 | 0 | 0 | 0 | 0 | 0
1991 | 7 | 20 | 0 | 0 | 0 | 0 | 0 | 0 | 0 | 0 | 0 | 0 | 0 | 0 | 0
1991 | 7 | 21 | 0.34 | 0.34 | 0.29 | 0 | 0.34 | 0.29 | 0 | 0 | 0 | 0 | 0 | 0 | 0
1991 | 7 | 22 | 0.05 | 0.05 | 0 | 0 | 0.05 | 0 | 0 | 0 | 0 | 0 | 0 | 0 | 0
1991 | 7 | 23 | 0.15 | 0.15 | 0.1 | 0 | 0.15 | 0.1 | 0 | 0 | 0 | 0 | 0 | 0 | 0
1991 | 7 | 24 | 0 | 0 | 0 | 0 | 0 | 0 | 0 | 0 | 0 | 0 | 0 | 0 | 0
1991 | 7 | 25 | 0.61 | 0.61 | 0.56 | 0 | 0.61 | 0.56 | 0 | 0 | 0 | 0 | 0 | 0 | 0
1991 | 7 | 26 | 0.46 | 0.46 | 0.41 | 0 | 0.46 | 0.41 | 0 | 0 | 0 | 0 | 0 | 0 | 0
1991 | 7 | 27 | 0.27 | 0.27 | 0.22 | 0 | 0.27 | 0.22 | 0 | 0 | 0 | 0 | 0 | 0 | 0
1991 | 7 | 28 | 0 | 0 | 0 | 0 | 0 | 0 | 0 | 0 | 0 | 0 | 0 | 0 | 0
1991 | 7 | 29 | 0.36 | 0.36 | 0.31 | 0 | 0.36 | 0.31 | 0 | 0 | 0 | 0 | 0 | 0 | 0
1991 | 7 | 30 | 0 | 0 | 0 | 0 | 0 | 0 | 0 | 0 | 0 | 0 | 0 | 0 | 0
1991 | 7 | 31 | 0 | 0 | 0 | 0 | 0 | 0 | 0 | 0 | 0 | 0 | 0 | 0 | 0
1991 | 8 | 1 | 0 | 0 | 0 | 0 | 0 | 0 | 0 | 0 | 0 | 0 | 0 | 0 | 0
1991 | 8 | 2 | 0 | 0 | 0 | 0 | 0 | 0 | 0 | 0 | 0 | 0 | 0 | 0 | 0
1991 | 8 | 3 | 0 | 0 | 0 | 0 | 0 | 0 | 0 | 0 | 0 | 0 | 0 | 0 | 0
1991 | 8 | 4 | 0 | 0 | 0 | 0 | 0 | 0 | 0 | 0 | 0 | 0 | 0 | 0 | 0
1991 | 8 | 5 | 0 | 0 | 0 | 0 | 0 | 0 | 0 | 0 | 0 | 0 | 0 | 0 | 0
1991 | 8 | 6 | 0 | 0 | 0 | 0 | 0 | 0 | 0 | 0 | 0 | 0 | 0 | 0 | 0
1991 | 8 | 7 | 0 | 0 | 0 | 0 | 0 | 0 | 0 | 0 | 0 | 0 | 0 | 0 | 0
1991 | 8 | 8 | 0 | 0 | 0 | 0 | 0 | 0 | 0 | 0 | 0 | 0 | 0 | 0 | 0
1991 | 8 | 9 | 1.35 | 1 | 0.95 | 0 | 1 | 0.95 | 0 | 0 | 0 | 0 | 0 | 0 | 0
1991 | 8 | 10 | 0.08 | 0.08 | 0.03 | 0 | 0.08 | 0.03 | 0 | 0 | 0 | 0 | 0 | 0 | 0
1991 | 8 | 11 | 0 | 0 | 0 | 0 | 0 | 0 | 0 | 0 | 0 | 0 | 0 | 0 | 0
1991 | 8 | 12 | 0 | 0 | 0 | 0 | 0 | 0 | 0 | 0 | 0 | 0 | 0 | 0 | 0
1991 | 8 | 13 | 0 | 0 | 0 | 0 | 0 | 0 | 0 | 0 | 0 | 0 | 0 | 0 | 0
1991 | 8 | 14 | 0 | 0 | 0 | 0 | 0 | 0 | 0 | 0 | 0 | 0 | 0 | 0 | 0
1991 | 8 | 15 | 0.01 | 0.01 | 0 | 0 | 0.01 | 0 | 0 | 0 | 0 | 0 | 0 | 0 | 0
1991 | 8 | 16 | 0 | 0 | 0 | 0 | 0 | 0 | 0 | 0 | 0 | 0 | 0 | 0 | 0
1991 | 8 | 17 | 0 | 0 | 0 | 0 | 0 | 0 | 0 | 0 | 0 | 0 | 0 | 0 | 0
1991 | 8 | 18 | 0.03 | 0.03 | 0 | 0 | 0.03 | 0 | 0 | 0 | 0 | 0 | 0 | 0 | 0
1991 | 8 | 19 | 0 | 0 | 0 | 0 | 0 | 0 | 0 | 0 | 0 | 0 | 0 | 0 | 0
1991 | 8 | 20 | 0.05 | 0.05 | 0 | 0 | 0.05 | 0 | 0 | 0 | 0 | 0 | 0 | 0 | 0
1991 | 8 | 21 | 0 | 0 | 0 | 0 | 0 | 0 | 0 | 0 | 0 | 0 | 0 | 0 | 0
1991 | 8 | 22 | 0 | 0 | 0 | 0 | 0 | 0 | 0 | 0 | 0 | 0 | 0 | 0 | 0
1991 | 8 | 23 | 0 | 0 | 0 | 0 | 0 | 0 | 0 | 0 | 0 | 0 | 0 | 0 | 0
1991 | 8 | 24 | 0 | 0 | 0 | 0 | 0 | 0 | 0 | 0 | 0 | 0 | 0 | 0 | 0
1991 | 8 | 25 | 0 | 0 | 0 | 0 | 0 | 0 | 0 | 0 | 0 | 0 | 0 | 0 | 0
1991 | 8 | 26 | 0 | 0 | 0 | 0 | 0 | 0 | 0 | 0 | 0 | 0 | 0 | 0 | 0
1991 | 8 | 27 | 0.51 | 0.51 | 0.46 | 0 | 0.51 | 0.46 | 0 | 0 | 0 | 0 | 0 | 0 | 0
1991 | 8 | 28 | 0 | 0 | 0 | 0 | 0 | 0 | 0 | 0 | 0 | 0 | 0 | 0 | 0
1991 | 8 | 29 | 0 | 0 | 0 | 0 | 0 | 0 | 0 | 0 | 0 | 0 | 0 | 0 | 0
1991 | 8 | 30 | 0 | 0 | 0 | 0 | 0 | 0 | 0 | 0 | 0 | 0 | 0 | 0 | 0
1991 | 8 | 31 | 0 | 0 | 0 | 0 | 0 | 0 | 0 | 0 | 0 | 0 | 0 | 0 | 0
1991 | 9 | 1 | 0 | 0 | 0 | 0 | 0 | 0 | 0 | 0 | 0 | 0 | 0 | 0 | 0
1991 | 9 | 2 | 0 | 0 | 0 | 0 | 0 | 0 | 0 | 0 | 0 | 0 | 0 | 0 | 0
1991 | 9 | 3 | 0 | 0 | 0 | 0 | 0 | 0 | 0 | 0 | 0 | 0 | 0 | 0 | 0
1991 | 9 | 4 | 0.91 | 0.91 | 0.86 | 0 | 0.91 | 0.86 | 0 | 0 | 0 | 0 | 0 | 0 | 0
1991 | 9 | 5 | 0.08 | 0.08 | 0.03 | 0 | 0.08 | 0.03 | 0 | 0 | 0 | 0 | 0 | 0 | 0
1991 | 9 | 6 | 0.36 | 0.36 | 0.31 | 0 | 0.36 | 0.31 | 0 | 0 | 0 | 0 | 0 | 0 | 0
1991 | 9 | 7 | 0 | 0 | 0 | 0 | 0 | 0 | 0 | 0 | 0 | 0 | 0 | 0 | 0
1991 | 9 | 8 | 0 | 0 | 0 | 0 | 0 | 0 | 0 | 0 | 0 | 0 | 0 | 0 | 0
1991 | 9 | 9 | 0 | 0 | 0 | 0 | 0 | 0 | 0 | 0 | 0 | 0 | 0 | 0 | 0
1991 | 9 | 10 | 0 | 0 | 0 | 0 | 0 | 0 | 0 | 0 | 0 | 0 | 0 | 0 | 0
1991 | 9 | 11 | 0 | 0 | 0 | 0 | 0 | 0 | 0 | 0 | 0 | 0 | 0 | 0 | 0
1991 | 9 | 12 | 0 | 0 | 0 | 0 | 0 | 0 | 0 | 0 | 0 | 0 | 0 | 0 | 0
1991 | 9 | 13 | 0 | 0 | 0 | 0 | 0 | 0 | 0 | 0 | 0 | 0 | 0 | 0 | 0
1991 | 9 | 14 | 0.05 | 0.05 | 0 | 0 | 0.05 | 0 | 0 | 0 | 0 | 0 | 0 | 0 | 0
1991 | 9 | 15 | 0 | 0 | 0 | 0 | 0 | 0 | 0 | 0 | 0 | 0 | 0 | 0 | 0
1991 | 9 | 16 | 0 | 0 | 0 | 0 | 0 | 0 | 0 | 0 | 0 | 0 | 0 | 0 | 0
1991 | 9 | 17 | 0.5 | 0.5 | 0.45 | 0 | 0.5 | 0.45 | 0 | 0 | 0 | 0 | 0 | 0 | 0
1991 | 9 | 18 | 0.15 | 0.15 | 0.1 | 0 | 0.15 | 0.1 | 0 | 0 | 0 | 0 | 0 | 0 | 0
1991 | 9 | 19 | 0.08 | 0.08 | 0.03 | 0 | 0.08 | 0.03 | 0 | 0 | 0 | 0 | 0 | 0 | 0
1991 | 9 | 20 | 0 | 0 | 0 | 0 | 0 | 0 | 0 | 0 | 0 | 0 | 0 | 0 | 0
1991 | 9 | 21 | 0 | 0 | 0 | 0 | 0 | 0 | 0 | 0 | 0 | 0 | 0 | 0 | 0
1991 | 9 | 22 | 0 | 0 | 0 | 0 | 0 | 0 | 0 | 0 | 0 | 0 | 0 | 0 | 0
1991 | 9 | 23 | 0.03 | 0.03 | 0 | 0 | 0.03 | 0 | 0 | 0 | 0 | 0 | 0 | 0 | 0
1991 | 9 | 24 | 0.84 | 0.84 | 0.79 | 0 | 0.84 | 0.79 | 0 | 0 | 0 | 0 | 0 | 0 | 0
1991 | 9 | 25 | 0.49 | 0.49 | 0.44 | 0 | 0.49 | 0.44 | 0 | 0 | 0 | 0 | 0 | 0 | 0
1991 | 9 | 26 | 0.01 | 0.01 | 0 | 0 | 0.01 | 0 | 0 | 0 | 0 | 0 | 0 | 0 | 0
1991 | 9 | 27 | 0 | 0 | 0 | 0 | 0 | 0 | 0 | 0 | 0 | 0 | 0 | 0 | 0
1991 | 9 | 28 | 0 | 0 | 0 | 0 | 0 | 0 | 0 | 0 | 0 | 0 | 0 | 0 | 0
1991 | 9 | 29 | 0 | 0 | 0 | 0 | 0 | 0 | 0 | 0 | 0 | 0 | 0 | 0 | 0
1991 | 9 | 30 | 0 | 0 | 0 | 0 | 0 | 0 | 0 | 0 | 0 | 0 | 0 | 0 | 0
1991 | 10 | 1 | 0 | 0 | 0 | 0 | 0 | 0 | 0 | 0 | 0 | 0 | 0 | 0 | 0
1991 | 10 | 2 | 0 | 0 | 0 | 0 | 0 | 0 | 0 | 0 | 0 | 0 | 0 | 0 | 0
1991 | 10 | 3 | 0.03 | 0.03 | 0 | 0 | 0.03 | 0 | 0 | 0 | 0 | 0 | 0 | 0 | 0
1991 | 10 | 4 | 0 | 0 | 0 | 0 | 0 | 0 | 0 | 0 | 0 | 0 | 0 | 0 | 0
1991 | 10 | 5 | 0 | 0 | 0 | 0 | 0 | 0 | 0 | 0 | 0 | 0 | 0 | 0 | 0
1991 | 10 | 6 | 0.35 | 0.35 | 0.3 | 0 | 0.35 | 0.3 | 0 | 0 | 0 | 0 | 0 | 0 | 0
1991 | 10 | 7 | 0 | 0 | 0 | 0 | 0 | 0 | 0 | 0 | 0 | 0 | 0 | 0 | 0
1991 | 10 | 8 | 0 | 0 | 0 | 0 | 0 | 0 | 0 | 0 | 0 | 0 | 0 | 0 | 0
1991 | 10 | 9 | 0 | 0 | 0 | 0 | 0 | 0 | 0 | 0 | 0 | 0 | 0 | 0 | 0
1991 | 10 | 10 | 0 | 0 | 0 | 0 | 0 | 0 | 0 | 0 | 0 | 0 | 0 | 0 | 0
1991 | 10 | 11 | 0.04 | 0.04 | 0 | 0 | 0.04 | 0 | 0 | 0 | 0 | 0 | 0 | 0 | 0
1991 | 10 | 12 | 0.03 | 0.03 | 0 | 0 | 0.03 | 0 | 0 | 0 | 0 | 0 | 0 | 0 | 0
1991 | 10 | 13 | 0 | 0 | 0 | 0 | 0 | 0 | 0 | 0 | 0 | 0 | 0 | 0 | 0
1991 | 10 | 14 | 0 | 0 | 0 | 0 | 0 | 0 | 0 | 0 | 0 | 0 | 0 | 0 | 0
1991 | 10 | 15 | 0.3 | 0.3 | 0.25 | 0 | 0.3 | 0.25 | 0 | 0 | 0 | 0 | 0 | 0 | 0
1991 | 10 | 16 | 0.04 | 0.04 | 0 | 0 | 0.04 | 0 | 0 | 0 | 0 | 0 | 0 | 0 | 0
1991 | 10 | 17 | 1.24 | 1 | 0.95 | 0 | 1 | 0.95 | 0 | 0 | 0 | 0 | 0 | 0 | 0
1991 | 10 | 18 | 0 | 0 | 0 | 0 | 0 | 0 | 0 | 0 | 0 | 0 | 0 | 0 | 0
1991 | 10 | 19 | 0 | 0 | 0 | 0 | 0 | 0 | 0 | 0 | 0 | 0 | 0 | 0 | 0
1991 | 10 | 20 | 0 | 0 | 0 | 0 | 0 | 0 | 0 | 0 | 0 | 0 | 0 | 0 | 0
1991 | 10 | 21 | 0 | 0 | 0 | 0 | 0 | 0 | 0 | 0 | 0 | 0 | 0 | 0 | 0
1991 | 10 | 22 | 0 | 0 | 0 | 0 | 0 | 0 | 0 | 0 | 0 | 0 | 0 | 0 | 0
1991 | 10 | 23 | 0 | 0 | 0 | 0 | 0 | 0 | 0 | 0 | 0 | 0 | 0 | 0 | 0
1991 | 10 | 24 | 0 | 0 | 0 | 0 | 0 | 0 | 0 | 0 | 0 | 0 | 0 | 0 | 0
1991 | 10 | 25 | 0 | 0 | 0 | 0 | 0 | 0 | 0 | 0 | 0 | 0 | 0 | 0 | 0
1991 | 10 | 26 | 0 | 0 | 0 | 0 | 0 | 0 | 0 | 0 | 0 | 0 | 0 | 0 | 0
1991 | 10 | 27 | 0 | 0 | 0 | 0 | 0 | 0 | 0 | 0 | 0 | 0 | 0 | 0 | 0
1991 | 10 | 28 | 0 | 0 | 0 | 0 | 0 | 0 | 0 | 0 | 0 | 0 | 0 | 0 | 0
1991 | 10 | 29 | 0 | 0 | 0 | 0 | 0 | 0 | 0 | 0 | 0 | 0 | 0 | 0 | 0
1991 | 10 | 30 | 0 | 0 | 0 | 0 | 0 | 0 | 0 | 0 | 0 | 0 | 0 | 0 | 0
1991 | 10 | 31 | 0 | 0 | 0 | 0 | 0 | 0 | 0 | 0 | 0 | 0 | 0 | 0 | 0
1991 | 11 | 1 | 0 | 0 | 0 | 0 | 0 | 0 | 0 | 0 | 0 | 0 | 0 | 0 | 0
1991 | 11 | 2 | 0 | 0 | 0 | 0 | 0 | 0 | 0 | 0 | 0 | 0 | 0 | 0 | 0
1991 | 11 | 3 | 0 | 0 | 0 | 0 | 0 | 0 | 0 | 0 | 0 | 0 | 0 | 0 | 0
1991 | 11 | 4 | 0 | 0 | 0 | 0 | 0 | 0 | 0 | 0 | 0 | 0 | 0 | 0 | 0
1991 | 11 | 5 | 0 | 0 | 0 | 0 | 0 | 0 | 0 | 0 | 0 | 0 | 0 | 0 | 0
1991 | 11 | 6 | 0 | 0 | 0 | 0 | 0 | 0 | 0 | 0 | 0 | 0 | 0 | 0 | 0
1991 | 11 | 7 | 0 | 0 | 0 | 0 | 0 | 0 | 0 | 0 | 0 | 0 | 0 | 0 | 0
1991 | 11 | 8 | 0 | 0 | 0 | 0 | 0 | 0 | 0 | 0 | 0 | 0 | 0 | 0 | 0
1991 | 11 | 9 | 0.01 | 0.01 | 0 | 0 | 0.01 | 0 | 0 | 0 | 0 | 0 | 0 | 0 | 0
1991 | 11 | 10 | 0.1 | 0.1 | 0.05 | 0 | 0.1 | 0.05 | 0 | 0 | 0 | 0 | 0 | 0 | 0
1991 | 11 | 11 | 0.01 | 0.01 | 0 | 0 | 0.01 | 0 | 0 | 0 | 0 | 0 | 0 | 0 | 0
1991 | 11 | 12 | 0.11 | 0.11 | 0.06 | 0 | 0.11 | 0.06 | 0 | 0 | 0 | 0 | 0 | 0 | 0
1991 | 11 | 13 | 0 | 0 | 0 | 0 | 0 | 0 | 0 | 0 | 0 | 0 | 0 | 0 | 0
1991 | 11 | 14 | 0 | 0 | 0 | 0 | 0 | 0 | 0 | 0 | 0 | 0 | 0 | 0 | 0
1991 | 11 | 15 | 0 | 0 | 0 | 0 | 0 | 0 | 0 | 0 | 0 | 0 | 0 | 0 | 0
1991 | 11 | 16 | 0 | 0 | 0 | 0 | 0 | 0 | 0 | 0 | 0 | 0 | 0 | 0 | 0
1991 | 11 | 17 | 0 | 0 | 0 | 0 | 0 | 0 | 0 | 0 | 0 | 0 | 0 | 0 | 0
1991 | 11 | 18 | 0 | 0 | 0 | 0 | 0 | 0 | 0 | 0 | 0 | 0 | 0 | 0 | 0
1991 | 11 | 19 | 0 | 0 | 0 | 0 | 0 | 0 | 0 | 0 | 0 | 0 | 0 | 0 | 0
1991 | 11 | 20 | 0 | 0 | 0 | 0 | 0 | 0 | 0 | 0 | 0 | 0 | 0 | 0 | 0
1991 | 11 | 21 | 0.01 | 0.01 | 0 | 0 | 0.01 | 0 | 0 | 0 | 0 | 0 | 0 | 0 | 0
1991 | 11 | 22 | 0.5 | 0.5 | 0.45 | 0 | 0.5 | 0.45 | 0 | 0 | 0 | 0 | 0 | 0 | 0
1991 | 11 | 23 | 0 | 0 | 0 | 0 | 0 | 0 | 0 | 0 | 0 | 0 | 0 | 0 | 0
1991 | 11 | 24 | 0 | 0 | 0 | 0 | 0 | 0 | 0 | 0 | 0 | 0 | 0 | 0 | 0
1991 | 11 | 25 | 0 | 0 | 0 | 0 | 0 | 0 | 0 | 0 | 0 | 0 | 0 | 0 | 0
1991 | 11 | 26 | 0 | 0 | 0 | 0 | 0 | 0 | 0 | 0 | 0 | 0 | 0 | 0 | 0
1991 | 11 | 27 | 0 | 0 | 0 | 0 | 0 | 0 | 0 | 0 | 0 | 0 | 0 | 0 | 0
1991 | 11 | 28 | 0 | 0 | 0 | 0 | 0 | 0 | 0 | 0 | 0 | 0 | 0 | 0 | 0
1991 | 11 | 29 | 0 | 0 | 0 | 0 | 0 | 0 | 0 | 0 | 0 | 0 | 0 | 0 | 0
1991 | 11 | 30 | 0.11 | 0.11 | 0.06 | 0 | 0.11 | 0.06 | 0 | 0 | 0 | 0 | 0 | 0 | 0
1991 | 12 | 1 | 0.87 | 0.87 | 0.82 | 0 | 0.87 | 0.82 | 0 | 0 | 0 | 0 | 0 | 0 | 0
1991 | 12 | 2 | 0.76 | 0.76 | 0.71 | 0 | 0.76 | 0.71 | 0 | 0 | 0 | 0 | 0 | 0 | 0
1991 | 12 | 3 | 0.88 | 0.88 | 0.83 | 0 | 0.88 | 0.83 | 0 | 0 | 0 | 0 | 0 | 0 | 0
1991 | 12 | 4 | 0 | 0 | 0 | 0 | 0 | 0 | 0 | 0 | 0 | 0 | 0 | 0 | 0
1991 | 12 | 5 | 0 | 0 | 0 | 0 | 0 | 0 | 0 | 0 | 0 | 0 | 0 | 0 | 0
1991 | 12 | 6 | 0 | 0 | 0 | 0 | 0 | 0 | 0 | 0 | 0 | 0 | 0 | 0 | 0
1991 | 12 | 7 | 0 | 0 | 0 | 0 | 0 | 0 | 0 | 0 | 0 | 0 | 0 | 0 | 0
1991 | 12 | 8 | 0 | 0 | 0 | 0 | 0 | 0 | 0 | 0 | 0 | 0 | 0 | 0 | 0
1991 | 12 | 9 | 1.02 | 1 | 0.95 | 0 | 1 | 0.95 | 0 | 0 | 0 | 0 | 0 | 0 | 0
1991 | 12 | 10 | 0.05 | 0.05 | 0 | 0 | 0.05 | 0 | 0 | 0 | 0 | 0 | 0 | 0 | 0
1991 | 12 | 11 | 0 | 0 | 0 | 0 | 0 | 0 | 0 | 0 | 0 | 0 | 0 | 0 | 0
1991 | 12 | 12 | 0 | 0 | 0 | 0 | 0 | 0 | 0 | 0 | 0 | 0 | 0 | 0 | 0
1991 | 12 | 13 | 0.03 | 0.03 | 0 | 0 | 0.03 | 0 | 0 | 0 | 0 | 0 | 0 | 0 | 0
1991 | 12 | 14 | 0.11 | 0.11 | 0.06 | 0 | 0.11 | 0.06 | 0 | 0 | 0 | 0 | 0 | 0 | 0
1991 | 12 | 15 | 0 | 0 | 0 | 0 | 0 | 0 | 0 | 0 | 0 | 0 | 0 | 0 | 0
1991 | 12 | 16 | 0 | 0 | 0 | 0 | 0 | 0 | 0 | 0 | 0 | 0 | 0 | 0 | 0
1991 | 12 | 17 | 0 | 0 | 0 | 0 | 0 | 0 | 0 | 0 | 0 | 0 | 0 | 0 | 0
1991 | 12 | 18 | 0 | 0 | 0 | 0 | 0 | 0 | 0 | 0 | 0 | 0 | 0 | 0 | 0
1991 | 12 | 19 | 0 | 0 | 0 | 0 | 0 | 0 | 0 | 0 | 0 | 0 | 0 | 0 | 0
1991 | 12 | 20 | 0 | 0 | 0 | 0 | 0 | 0 | 0 | 0 | 0 | 0 | 0 | 0 | 0
1991 | 12 | 21 | 0 | 0 | 0 | 0 | 0 | 0 | 0 | 0 | 0 | 0 | 0 | 0 | 0
1991 | 12 | 22 | 0 | 0 | 0 | 0 | 0 | 0 | 0 | 0 | 0 | 0 | 0 | 0 | 0
1991 | 12 | 23 | 0.25 | 0.25 | 0.2 | 0 | 0.25 | 0.2 | 0 | 0 | 0 | 0 | 0 | 0 | 0
1991 | 12 | 24 | 0.01 | 0.01 | 0 | 0 | 0.01 | 0 | 0 | 0 | 0 | 0 | 0 | 0 | 0
1991 | 12 | 25 | 0 | 0 | 0 | 0 | 0 | 0 | 0 | 0 | 0 | 0 | 0 | 0 | 0
1991 | 12 | 26 | 0 | 0 | 0 | 0 | 0 | 0 | 0 | 0 | 0 | 0 | 0 | 0 | 0
1991 | 12 | 27 | 0 | 0 | 0 | 0 | 0 | 0 | 0 | 0 | 0 | 0 | 0 | 0 | 0
1991 | 12 | 28 | 0.47 | 0.47 | 0.42 | 0 | 0.47 | 0.42 | 0 | 0 | 0 | 0 | 0 | 0 | 0
1991 | 12 | 29 | 0.62 | 0.62 | 0.57 | 0 | 0.62 | 0.57 | 0 | 0 | 0 | 0 | 0 | 0 | 0
1991 | 12 | 30 | 0 | 0 | 0 | 0 | 0 | 0 | 0 | 0 | 0 | 0 | 0 | 0 | 0
1991 | 12 | 31 | 0 | 0 | 0 | 0 | 0 | 0 | 0 | 0 | 0 | 0 | 0 | 0 | 0
1992 | 1 | 1 | 0 | 0 | 0 | 0 | 0 | 0 | 0 | 0 | 0 | 0 | 0 | 0 | 0
1992 | 1 | 2 | 0.01 | 0.01 | 0 | 0 | 0.01 | 0 | 0 | 0 | 0 | 0 | 0 | 0 | 0
1992 | 1 | 3 | 0.06 | 0.06 | 0.01 | 0 | 0.06 | 0.01 | 0 | 0 | 0 | 0 | 0 | 0 | 0
1992 | 1 | 4 | 1.84 | 1 | 0.95 | 0 | 1 | 0.95 | 0 | 0 | 0 | 0 | 0 | 0 | 0
1992 | 1 | 5 | 0 | 0 | 0 | 0 | 0 | 0 | 0 | 0 | 0 | 0 | 0 | 0 | 0
1992 | 1 | 6 | 0 | 0 | 0 | 0 | 0 | 0 | 0 | 0 | 0 | 0 | 0 | 0 | 0
1992 | 1 | 7 | 0 | 0 | 0 | 0 | 0 | 0 | 0 | 0 | 0 | 0 | 0 | 0 | 0
1992 | 1 | 8 | 0 | 0 | 0 | 0 | 0 | 0 | 0 | 0 | 0 | 0 | 0 | 0 | 0
1992 | 1 | 9 | 0.09 | 0.09 | 0.04 | 0 | 0.09 | 0.04 | 0 | 0 | 0 | 0 | 0 | 0 | 0
1992 | 1 | 10 | 0 | 0 | 0 | 0 | 0 | 0 | 0 | 0 | 0 | 0 | 0 | 0 | 0
1992 | 1 | 11 | 0 | 0 | 0 | 0 | 0 | 0 | 0 | 0 | 0 | 0 | 0 | 0 | 0
1992 | 1 | 12 | 0 | 0 | 0 | 0 | 0 | 0 | 0 | 0 | 0 | 0 | 0 | 0 | 0
1992 | 1 | 13 | 0 | 0 | 0 | 0 | 0 | 0 | 0 | 0 | 0 | 0 | 0 | 0 | 0
1992 | 1 | 14 | 0.31 | 0.31 | 0.26 | 0 | 0.31 | 0.26 | 0 | 0 | 0 | 0 | 0 | 0 | 0
1992 | 1 | 15 | 0 | 0 | 0 | 0 | 0 | 0 | 0 | 0 | 0 | 0 | 0 | 0 | 0
1992 | 1 | 16 | 0.02 | 0.02 | 0 | 0 | 0.02 | 0 | 0 | 0 | 0 | 0 | 0 | 0 | 0
1992 | 1 | 17 | 0 | 0 | 0 | 0 | 0 | 0 | 0 | 0 | 0 | 0 | 0 | 0 | 0
1992 | 1 | 18 | 0 | 0 | 0 | 0 | 0 | 0 | 0 | 0 | 0 | 0 | 0 | 0 | 0
1992 | 1 | 19 | 0 | 0 | 0 | 0 | 0 | 0 | 0 | 0 | 0 | 0 | 0 | 0 | 0
1992 | 1 | 20 | 0 | 0 | 0 | 0 | 0 | 0 | 0 | 0 | 0 | 0 | 0 | 0 | 0
1992 | 1 | 21 | 0 | 0 | 0 | 0 | 0 | 0 | 0 | 0 | 0 | 0 | 0 | 0 | 0
1992 | 1 | 22 | 0 | 0 | 0 | 0 | 0 | 0 | 0 | 0 | 0 | 0 | 0 | 0 | 0
1992 | 1 | 23 | 0.3 | 0.3 | 0.25 | 0 | 0.3 | 0.25 | 0 | 0 | 0 | 0 | 0 | 0 | 0
1992 | 1 | 24 | 0 | 0 | 0 | 0 | 0 | 0 | 0 | 0 | 0 | 0 | 0 | 0 | 0
1992 | 1 | 25 | 0.15 | 0.15 | 0.1 | 0 | 0.15 | 0.1 | 0 | 0 | 0 | 0 | 0 | 0 | 0
1992 | 1 | 26 | 0 | 0 | 0 | 0 | 0 | 0 | 0 | 0 | 0 | 0 | 0 | 0 | 0
1992 | 1 | 27 | 0 | 0 | 0 | 0 | 0 | 0 | 0 | 0 | 0 | 0 | 0 | 0 | 0
1992 | 1 | 28 | 0 | 0 | 0 | 0 | 0 | 0 | 0 | 0 | 0 | 0 | 0 | 0 | 0
1992 | 1 | 29 | 0 | 0 | 0 | 0 | 0 | 0 | 0 | 0 | 0 | 0 | 0 | 0 | 0
1992 | 1 | 30 | 0 | 0 | 0 | 0 | 0 | 0 | 0 | 0 | 0 | 0 | 0 | 0 | 0
1992 | 1 | 31 | 0 | 0 | 0 | 0 | 0 | 0 | 0 | 0 | 0 | 0 | 0 | 0 | 0
1992 | 2 | 1 | 0 | 0 | 0 | 0 | 0 | 0 | 0 | 0 | 0 | 0 | 0 | 0 | 0
1992 | 2 | 2 | 0 | 0 | 0 | 0 | 0 | 0 | 0 | 0 | 0 | 0 | 0 | 0 | 0
1992 | 2 | 3 | 0 | 0 | 0 | 0 | 0 | 0 | 0 | 0 | 0 | 0 | 0 | 0 | 0
1992 | 2 | 4 | 0 | 0 | 0 | 0 | 0 | 0 | 0 | 0 | 0 | 0 | 0 | 0 | 0
1992 | 2 | 5 | 0 | 0 | 0 | 0 | 0 | 0 | 0 | 0 | 0 | 0 | 0 | 0 | 0
1992 | 2 | 6 | 0 | 0 | 0 | 0 | 0 | 0 | 0 | 0 | 0 | 0 | 0 | 0 | 0
1992 | 2 | 7 | 0 | 0 | 0 | 0 | 0 | 0 | 0 | 0 | 0 | 0 | 0 | 0 | 0
1992 | 2 | 8 | 0.04 | 0.04 | 0 | 0 | 0.04 | 0 | 0 | 0 | 0 | 0 | 0 | 0 | 0
1992 | 2 | 9 | 0 | 0 | 0 | 0 | 0 | 0 | 0 | 0 | 0 | 0 | 0 | 0 | 0
1992 | 2 | 10 | 0 | 0 | 0 | 0 | 0 | 0 | 0 | 0 | 0 | 0 | 0 | 0 | 0
1992 | 2 | 11 | 0 | 0 | 0 | 0 | 0 | 0 | 0 | 0 | 0 | 0 | 0 | 0 | 0
1992 | 2 | 12 | 0 | 0 | 0 | 0 | 0 | 0 | 0 | 0 | 0 | 0 | 0 | 0 | 0
1992 | 2 | 13 | 0.28 | 0.28 | 0.23 | 0 | 0.28 | 0.23 | 0 | 0 | 0 | 0 | 0 | 0 | 0
1992 | 2 | 14 | 0 | 0 | 0 | 0 | 0 | 0 | 0 | 0 | 0 | 0 | 0 | 0 | 0
1992 | 2 | 15 | 0.66 | 0.66 | 0.61 | 0 | 0.66 | 0.61 | 0 | 0 | 0 | 0 | 0 | 0 | 0
1992 | 2 | 16 | 0 | 0 | 0 | 0 | 0 | 0 | 0 | 0 | 0 | 0 | 0 | 0 | 0
1992 | 2 | 17 | 0 | 0 | 0 | 0 | 0 | 0 | 0 | 0 | 0 | 0 | 0 | 0 | 0
1992 | 2 | 18 | 0.31 | 0.31 | 0.26 | 0 | 0.31 | 0.26 | 0 | 0 | 0 | 0 | 0 | 0 | 0
1992 | 2 | 19 | 0 | 0 | 0 | 0 | 0 | 0 | 0 | 0 | 0 | 0 | 0 | 0 | 0
1992 | 2 | 20 | 0 | 0 | 0 | 0 | 0 | 0 | 0 | 0 | 0 | 0 | 0 | 0 | 0
1992 | 2 | 21 | 0 | 0 | 0 | 0 | 0 | 0 | 0 | 0 | 0 | 0 | 0 | 0 | 0
1992 | 2 | 22 | 0 | 0 | 0 | 0 | 0 | 0 | 0 | 0 | 0 | 0 | 0 | 0 | 0
1992 | 2 | 23 | 0 | 0 | 0 | 0 | 0 | 0 | 0 | 0 | 0 | 0 | 0 | 0 | 0
1992 | 2 | 24 | 0.15 | 0.15 | 0.1 | 0 | 0.15 | 0.1 | 0 | 0 | 0 | 0 | 0 | 0 | 0
1992 | 2 | 25 | 0.36 | 0.36 | 0.31 | 0 | 0.36 | 0.31 | 0 | 0 | 0 | 0 | 0 | 0 | 0
1992 | 2 | 26 | 0.43 | 0.43 | 0.38 | 0 | 0.43 | 0.38 | 0 | 0 | 0 | 0 | 0 | 0 | 0
1992 | 2 | 27 | 0 | 0 | 0 | 0 | 0 | 0 | 0 | 0 | 0 | 0 | 0 | 0 | 0
1992 | 2 | 28 | 0 | 0 | 0 | 0 | 0 | 0 | 0 | 0 | 0 | 0 | 0 | 0 | 0
1992 | 2 | 29 | 0 | 0 | 0 | 0 | 0 | 0 | 0 | 0 | 0 | 0 | 0 | 0 | 0
1992 | 3 | 1 | 0 | 0 | 0 | 0 | 0 | 0 | 0 | 0 | 0 | 0 | 0 | 0 | 0
1992 | 3 | 2 | 0 | 0 | 0 | 0 | 0 | 0 | 0 | 0 | 0 | 0 | 0 | 0 | 0
1992 | 3 | 3 | 0 | 0 | 0 | 0 | 0 | 0 | 0 | 0 | 0 | 0 | 0 | 0 | 0
1992 | 3 | 4 | 0 | 0 | 0 | 0 | 0 | 0 | 0 | 0 | 0 | 0 | 0 | 0 | 0
1992 | 3 | 5 | 0 | 0 | 0 | 0 | 0 | 0 | 0 | 0 | 0 | 0 | 0 | 0 | 0
1992 | 3 | 6 | 0.32 | 0.32 | 0.27 | 0 | 0.32 | 0.27 | 0 | 0 | 0 | 0 | 0 | 0 | 0
1992 | 3 | 7 | 0.38 | 0.38 | 0.33 | 0 | 0.38 | 0.33 | 0 | 0 | 0 | 0 | 0 | 0 | 0
1992 | 3 | 8 | 0 | 0 | 0 | 0 | 0 | 0 | 0 | 0 | 0 | 0 | 0 | 0 | 0
1992 | 3 | 9 | 0 | 0 | 0 | 0 | 0 | 0 | 0 | 0 | 0 | 0 | 0 | 0 | 0
1992 | 3 | 10 | 0.37 | 0.37 | 0.32 | 0 | 0.37 | 0.32 | 0 | 0 | 0 | 0 | 0 | 0 | 0
1992 | 3 | 11 | 0.26 | 0.26 | 0.21 | 0 | 0.26 | 0.21 | 0 | 0 | 0 | 0 | 0 | 0 | 0
1992 | 3 | 12 | 0 | 0 | 0 | 0 | 0 | 0 | 0 | 0 | 0 | 0 | 0 | 0 | 0
1992 | 3 | 13 | 0 | 0 | 0 | 0 | 0 | 0 | 0 | 0 | 0 | 0 | 0 | 0 | 0
1992 | 3 | 14 | 0 | 0 | 0 | 0 | 0 | 0 | 0 | 0 | 0 | 0 | 0 | 0 | 0
1992 | 3 | 15 | 0 | 0 | 0 | 0 | 0 | 0 | 0 | 0 | 0 | 0 | 0 | 0 | 0
1992 | 3 | 16 | 0 | 0 | 0 | 0 | 0 | 0 | 0 | 0 | 0 | 0 | 0 | 0 | 0
1992 | 3 | 17 | 0 | 0 | 0 | 0 | 0 | 0 | 0 | 0 | 0 | 0 | 0 | 0 | 0
1992 | 3 | 18 | 0.29 | 0.29 | 0.24 | 0 | 0.29 | 0.24 | 0 | 0 | 0 | 0 | 0 | 0 | 0
1992 | 3 | 19 | 0.13 | 0.13 | 0.08 | 0 | 0.13 | 0.08 | 0 | 0 | 0 | 0 | 0 | 0 | 0
1992 | 3 | 20 | 0 | 0 | 0 | 0 | 0 | 0 | 0 | 0 | 0 | 0 | 0 | 0 | 0
1992 | 3 | 21 | 0 | 0 | 0 | 0 | 0 | 0 | 0 | 0 | 0 | 0 | 0 | 0 | 0
1992 | 3 | 22 | 0.12 | 0.12 | 0.07 | 0 | 0.12 | 0.07 | 0 | 0 | 0 | 0 | 0 | 0 | 0
1992 | 3 | 23 | 0 | 0 | 0 | 0 | 0 | 0 | 0 | 0 | 0 | 0 | 0 | 0 | 0
1992 | 3 | 24 | 0 | 0 | 0 | 0 | 0 | 0 | 0 | 0 | 0 | 0 | 0 | 0 | 0
1992 | 3 | 25 | 0.02 | 0.02 | 0 | 0 | 0.02 | 0 | 0 | 0 | 0 | 0 | 0 | 0 | 0
1992 | 3 | 26 | 1.5 | 1 | 0.95 | 0 | 1 | 0.95 | 0 | 0 | 0 | 0 | 0 | 0 | 0
1992 | 3 | 27 | 0.01 | 0.01 | 0 | 0 | 0.01 | 0 | 0 | 0 | 0 | 0 | 0 | 0 | 0
1992 | 3 | 28 | 0 | 0 | 0 | 0 | 0 | 0 | 0 | 0 | 0 | 0 | 0 | 0 | 0
1992 | 3 | 29 | 0 | 0 | 0 | 0 | 0 | 0 | 0 | 0 | 0 | 0 | 0 | 0 | 0
1992 | 3 | 30 | 0.06 | 0.06 | 0.01 | 0 | 0.06 | 0.01 | 0 | 0 | 0 | 0 | 0 | 0 | 0
1992 | 3 | 31 | 0.02 | 0.02 | 0 | 0 | 0.02 | 0 | 0 | 0 | 0 | 0 | 0 | 0 | 0
1992 | 4 | 1 | 0.06 | 0.06 | 0.01 | 0 | 0.06 | 0.01 | 0 | 0 | 0 | 0 | 0 | 0 | 0
1992 | 4 | 2 | 0 | 0 | 0 | 0 | 0 | 0 | 0 | 0 | 0 | 0 | 0 | 0 | 0
1992 | 4 | 3 | 0 | 0 | 0 | 0 | 0 | 0 | 0 | 0 | 0 | 0 | 0 | 0 | 0
1992 | 4 | 4 | 0 | 0 | 0 | 0 | 0 | 0 | 0 | 0 | 0 | 0 | 0 | 0 | 0
1992 | 4 | 5 | 0 | 0 | 0 | 0 | 0 | 0 | 0 | 0 | 0 | 0 | 0 | 0 | 0
1992 | 4 | 6 | 0 | 0 | 0 | 0 | 0 | 0 | 0 | 0 | 0 | 0 | 0 | 0 | 0
1992 | 4 | 7 | 0 | 0 | 0 | 0 | 0 | 0 | 0 | 0 | 0 | 0 | 0 | 0 | 0
1992 | 4 | 8 | 0 | 0 | 0 | 0 | 0 | 0 | 0 | 0 | 0 | 0 | 0 | 0 | 0
1992 | 4 | 9 | 0.08 | 0.08 | 0.03 | 0 | 0.08 | 0.03 | 0 | 0 | 0 | 0 | 0 | 0 | 0
1992 | 4 | 10 | 0.01 | 0.01 | 0 | 0 | 0.01 | 0 | 0 | 0 | 0 | 0 | 0 | 0 | 0
1992 | 4 | 11 | 0 | 0 | 0 | 0 | 0 | 0 | 0 | 0 | 0 | 0 | 0 | 0 | 0
1992 | 4 | 12 | 0 | 0 | 0 | 0 | 0 | 0 | 0 | 0 | 0 | 0 | 0 | 0 | 0
1992 | 4 | 13 | 0 | 0 | 0 | 0 | 0 | 0 | 0 | 0 | 0 | 0 | 0 | 0 | 0
1992 | 4 | 14 | 0 | 0 | 0 | 0 | 0 | 0 | 0 | 0 | 0 | 0 | 0 | 0 | 0
1992 | 4 | 15 | 0 | 0 | 0 | 0 | 0 | 0 | 0 | 0 | 0 | 0 | 0 | 0 | 0
1992 | 4 | 16 | 0.08 | 0.08 | 0.03 | 0 | 0.08 | 0.03 | 0 | 0 | 0 | 0 | 0 | 0 | 0
1992 | 4 | 17 | 0.01 | 0.01 | 0 | 0 | 0.01 | 0 | 0 | 0 | 0 | 0 | 0 | 0 | 0
1992 | 4 | 18 | 0.09 | 0.09 | 0.04 | 0 | 0.09 | 0.04 | 0 | 0 | 0 | 0 | 0 | 0 | 0
1992 | 4 | 19 | 0 | 0 | 0 | 0 | 0 | 0 | 0 | 0 | 0 | 0 | 0 | 0 | 0
1992 | 4 | 20 | 0 | 0 | 0 | 0 | 0 | 0 | 0 | 0 | 0 | 0 | 0 | 0 | 0
1992 | 4 | 21 | 1.03 | 1 | 0.95 | 0 | 1 | 0.95 | 0 | 0 | 0 | 0 | 0 | 0 | 0
1992 | 4 | 22 | 0.25 | 0.25 | 0.2 | 0 | 0.25 | 0.2 | 0 | 0 | 0 | 0 | 0 | 0 | 0
1992 | 4 | 23 | 0 | 0 | 0 | 0 | 0 | 0 | 0 | 0 | 0 | 0 | 0 | 0 | 0
1992 | 4 | 24 | 0.32 | 0.32 | 0.27 | 0 | 0.32 | 0.27 | 0 | 0 | 0 | 0 | 0 | 0 | 0
1992 | 4 | 25 | 0 | 0 | 0 | 0 | 0 | 0 | 0 | 0 | 0 | 0 | 0 | 0 | 0
1992 | 4 | 26 | 0.6 | 0.6 | 0.55 | 0 | 0.6 | 0.55 | 0 | 0 | 0 | 0 | 0 | 0 | 0
1992 | 4 | 27 | 0 | 0 | 0 | 0 | 0 | 0 | 0 | 0 | 0 | 0 | 0 | 0 | 0
1992 | 4 | 28 | 0 | 0 | 0 | 0 | 0 | 0 | 0 | 0 | 0 | 0 | 0 | 0 | 0
1992 | 4 | 29 | 0 | 0 | 0 | 0 | 0 | 0 | 0 | 0 | 0 | 0 | 0 | 0 | 0
1992 | 4 | 30 | 0.02 | 0.02 | 0 | 0 | 0.02 | 0 | 0 | 0 | 0 | 0 | 0 | 0 | 0
1992 | 5 | 1 | 0 | 0 | 0 | 0 | 0 | 0 | 0 | 0 | 0 | 0 | 0 | 0 | 0
1992 | 5 | 2 | 0 | 0 | 0 | 0 | 0 | 0 | 0 | 0 | 0 | 0 | 0 | 0 | 0
1992 | 5 | 3 | 0 | 0 | 0 | 0 | 0 | 0 | 0 | 0 | 0 | 0 | 0 | 0 | 0
1992 | 5 | 4 | 0 | 0 | 0 | 0 | 0 | 0 | 0 | 0 | 0 | 0 | 0 | 0 | 0
1992 | 5 | 5 | 0.01 | 0.01 | 0 | 0 | 0.01 | 0 | 0 | 0 | 0 | 0 | 0 | 0 | 0
1992 | 5 | 6 | 0 | 0 | 0 | 0 | 0 | 0 | 0 | 0 | 0 | 0 | 0 | 0 | 0
1992 | 5 | 7 | 0.01 | 0.01 | 0 | 0 | 0.01 | 0 | 0 | 0 | 0 | 0 | 0 | 0 | 0
1992 | 5 | 8 | 0.71 | 0.71 | 0.66 | 0 | 0.71 | 0.66 | 0 | 0 | 0 | 0 | 0 | 0 | 0
1992 | 5 | 9 | 0 | 0 | 0 | 0 | 0 | 0 | 0 | 0 | 0 | 0 | 0 | 0 | 0
1992 | 5 | 10 | 0 | 0 | 0 | 0 | 0 | 0 | 0 | 0 | 0 | 0 | 0 | 0 | 0
1992 | 5 | 11 | 0 | 0 | 0 | 0 | 0 | 0 | 0 | 0 | 0 | 0 | 0 | 0 | 0
1992 | 5 | 12 | 0 | 0 | 0 | 0 | 0 | 0 | 0 | 0 | 0 | 0 | 0 | 0 | 0
1992 | 5 | 13 | 0 | 0 | 0 | 0 | 0 | 0 | 0 | 0 | 0 | 0 | 0 | 0 | 0
1992 | 5 | 14 | 0 | 0 | 0 | 0 | 0 | 0 | 0 | 0 | 0 | 0 | 0 | 0 | 0
1992 | 5 | 15 | 0.38 | 0.38 | 0.33 | 0 | 0.38 | 0.33 | 0 | 0 | 0 | 0 | 0 | 0 | 0
1992 | 5 | 16 | 0 | 0 | 0 | 0 | 0 | 0 | 0 | 0 | 0 | 0 | 0 | 0 | 0
1992 | 5 | 17 | 0 | 0 | 0 | 0 | 0 | 0 | 0 | 0 | 0 | 0 | 0 | 0 | 0
1992 | 5 | 18 | 0.25 | 0.25 | 0.2 | 0 | 0.25 | 0.2 | 0 | 0 | 0 | 0 | 0 | 0 | 0
1992 | 5 | 19 | 0 | 0 | 0 | 0 | 0 | 0 | 0 | 0 | 0 | 0 | 0 | 0 | 0
1992 | 5 | 20 | 0 | 0 | 0 | 0 | 0 | 0 | 0 | 0 | 0 | 0 | 0 | 0 | 0
1992 | 5 | 21 | 0 | 0 | 0 | 0 | 0 | 0 | 0 | 0 | 0 | 0 | 0 | 0 | 0
1992 | 5 | 22 | 0 | 0 | 0 | 0 | 0 | 0 | 0 | 0 | 0 | 0 | 0 | 0 | 0
1992 | 5 | 23 | 0 | 0 | 0 | 0 | 0 | 0 | 0 | 0 | 0 | 0 | 0 | 0 | 0
1992 | 5 | 24 | 0.25 | 0.25 | 0.2 | 0 | 0.25 | 0.2 | 0 | 0 | 0 | 0 | 0 | 0 | 0
1992 | 5 | 25 | 0 | 0 | 0 | 0 | 0 | 0 | 0 | 0 | 0 | 0 | 0 | 0 | 0
1992 | 5 | 26 | 0.23 | 0.23 | 0.18 | 0 | 0.23 | 0.18 | 0 | 0 | 0 | 0 | 0 | 0 | 0
1992 | 5 | 27 | 0 | 0 | 0 | 0 | 0 | 0 | 0 | 0 | 0 | 0 | 0 | 0 | 0
1992 | 5 | 28 | 0 | 0 | 0 | 0 | 0 | 0 | 0 | 0 | 0 | 0 | 0 | 0 | 0
1992 | 5 | 29 | 0 | 0 | 0 | 0 | 0 | 0 | 0 | 0 | 0 | 0 | 0 | 0 | 0
1992 | 5 | 30 | 0.93 | 0.93 | 0.88 | 0 | 0.93 | 0.88 | 0 | 0 | 0 | 0 | 0 | 0 | 0
1992 | 5 | 31 | 0.64 | 0.64 | 0.59 | 0 | 0.64 | 0.59 | 0 | 0 | 0 | 0 | 0 | 0 | 0
1992 | 6 | 1 | 0 | 0 | 0 | 0 | 0 | 0 | 0 | 0 | 0 | 0 | 0 | 0 | 0
1992 | 6 | 2 | 0 | 0 | 0 | 0 | 0 | 0 | 0 | 0 | 0 | 0 | 0 | 0 | 0
1992 | 6 | 3 | 0 | 0 | 0 | 0 | 0 | 0 | 0 | 0 | 0 | 0 | 0 | 0 | 0
1992 | 6 | 4 | 0.08 | 0.08 | 0.03 | 0 | 0.08 | 0.03 | 0 | 0 | 0 | 0 | 0 | 0 | 0
1992 | 6 | 5 | 0.55 | 0.55 | 0.5 | 0 | 0.55 | 0.5 | 0 | 0 | 0 | 0 | 0 | 0 | 0
1992 | 6 | 6 | 0 | 0 | 0 | 0 | 0 | 0 | 0 | 0 | 0 | 0 | 0 | 0 | 0
1992 | 6 | 7 | 0 | 0 | 0 | 0 | 0 | 0 | 0 | 0 | 0 | 0 | 0 | 0 | 0
1992 | 6 | 8 | 0.04 | 0.04 | 0 | 0 | 0.04 | 0 | 0 | 0 | 0 | 0 | 0 | 0 | 0
1992 | 6 | 9 | 0.01 | 0.01 | 0 | 0 | 0.01 | 0 | 0 | 0 | 0 | 0 | 0 | 0 | 0
1992 | 6 | 10 | 0 | 0 | 0 | 0 | 0 | 0 | 0 | 0 | 0 | 0 | 0 | 0 | 0
1992 | 6 | 11 | 0 | 0 | 0 | 0 | 0 | 0 | 0 | 0 | 0 | 0 | 0 | 0 | 0
1992 | 6 | 12 | 0 | 0 | 0 | 0 | 0 | 0 | 0 | 0 | 0 | 0 | 0 | 0 | 0
1992 | 6 | 13 | 0 | 0 | 0 | 0 | 0 | 0 | 0 | 0 | 0 | 0 | 0 | 0 | 0
1992 | 6 | 14 | 0 | 0 | 0 | 0 | 0 | 0 | 0 | 0 | 0 | 0 | 0 | 0 | 0
1992 | 6 | 15 | 0 | 0 | 0 | 0 | 0 | 0 | 0 | 0 | 0 | 0 | 0 | 0 | 0
1992 | 6 | 16 | 0 | 0 | 0 | 0 | 0 | 0 | 0 | 0 | 0 | 0 | 0 | 0 | 0
1992 | 6 | 17 | 0 | 0 | 0 | 0 | 0 | 0 | 0 | 0 | 0 | 0 | 0 | 0 | 0
1992 | 6 | 18 | 0 | 0 | 0 | 0 | 0 | 0 | 0 | 0 | 0 | 0 | 0 | 0 | 0
1992 | 6 | 19 | 0.58 | 0.58 | 0.53 | 0 | 0.58 | 0.53 | 0 | 0 | 0 | 0 | 0 | 0 | 0
1992 | 6 | 20 | 0 | 0 | 0 | 0 | 0 | 0 | 0 | 0 | 0 | 0 | 0 | 0 | 0
1992 | 6 | 21 | 0 | 0 | 0 | 0 | 0 | 0 | 0 | 0 | 0 | 0 | 0 | 0 | 0
1992 | 6 | 22 | 0 | 0 | 0 | 0 | 0 | 0 | 0 | 0 | 0 | 0 | 0 | 0 | 0
1992 | 6 | 23 | 0 | 0 | 0 | 0 | 0 | 0 | 0 | 0 | 0 | 0 | 0 | 0 | 0
1992 | 6 | 24 | 0.06 | 0.06 | 0.01 | 0 | 0.06 | 0.01 | 0 | 0 | 0 | 0 | 0 | 0 | 0
1992 | 6 | 25 | 0.67 | 0.67 | 0.62 | 0 | 0.67 | 0.62 | 0 | 0 | 0 | 0 | 0 | 0 | 0
1992 | 6 | 26 | 0 | 0 | 0 | 0 | 0 | 0 | 0 | 0 | 0 | 0 | 0 | 0 | 0
1992 | 6 | 27 | 0 | 0 | 0 | 0 | 0 | 0 | 0 | 0 | 0 | 0 | 0 | 0 | 0
1992 | 6 | 28 | 0 | 0 | 0 | 0 | 0 | 0 | 0 | 0 | 0 | 0 | 0 | 0 | 0
1992 | 6 | 29 | 0 | 0 | 0 | 0 | 0 | 0 | 0 | 0 | 0 | 0 | 0 | 0 | 0
1992 | 6 | 30 | 0.36 | 0.36 | 0.31 | 0 | 0.36 | 0.31 | 0 | 0 | 0 | 0 | 0 | 0 | 0
1992 | 7 | 1 | 1.02 | 1 | 0.95 | 0 | 1 | 0.95 | 0 | 0 | 0 | 0 | 0 | 0 | 0
1992 | 7 | 2 | 0 | 0 | 0 | 0 | 0 | 0 | 0 | 0 | 0 | 0 | 0 | 0 | 0
1992 | 7 | 3 | 0.16 | 0.16 | 0.11 | 0 | 0.16 | 0.11 | 0 | 0 | 0 | 0 | 0 | 0 | 0
1992 | 7 | 4 | 0 | 0 | 0 | 0 | 0 | 0 | 0 | 0 | 0 | 0 | 0 | 0 | 0
1992 | 7 | 5 | 0 | 0 | 0 | 0 | 0 | 0 | 0 | 0 | 0 | 0 | 0 | 0 | 0
1992 | 7 | 6 | 0.03 | 0.03 | 0 | 0 | 0.03 | 0 | 0 | 0 | 0 | 0 | 0 | 0 | 0
1992 | 7 | 7 | 0 | 0 | 0 | 0 | 0 | 0 | 0 | 0 | 0 | 0 | 0 | 0 | 0
1992 | 7 | 8 | 0 | 0 | 0 | 0 | 0 | 0 | 0 | 0 | 0 | 0 | 0 | 0 | 0
1992 | 7 | 9 | 0.01 | 0.01 | 0 | 0 | 0.01 | 0 | 0 | 0 | 0 | 0 | 0 | 0 | 0
1992 | 7 | 10 | 0 | 0 | 0 | 0 | 0 | 0 | 0 | 0 | 0 | 0 | 0 | 0 | 0
1992 | 7 | 11 | 0 | 0 | 0 | 0 | 0 | 0 | 0 | 0 | 0 | 0 | 0 | 0 | 0
1992 | 7 | 12 | 0.03 | 0.03 | 0 | 0 | 0.03 | 0 | 0 | 0 | 0 | 0 | 0 | 0 | 0
1992 | 7 | 13 | 0 | 0 | 0 | 0 | 0 | 0 | 0 | 0 | 0 | 0 | 0 | 0 | 0
1992 | 7 | 14 | 0.13 | 0.13 | 0.08 | 0 | 0.13 | 0.08 | 0 | 0 | 0 | 0 | 0 | 0 | 0
1992 | 7 | 15 | 0 | 0 | 0 | 0 | 0 | 0 | 0 | 0 | 0 | 0 | 0 | 0 | 0
1992 | 7 | 16 | 0 | 0 | 0 | 0 | 0 | 0 | 0 | 0 | 0 | 0 | 0 | 0 | 0
1992 | 7 | 17 | 0 | 0 | 0 | 0 | 0 | 0 | 0 | 0 | 0 | 0 | 0 | 0 | 0
1992 | 7 | 18 | 0 | 0 | 0 | 0 | 0 | 0 | 0 | 0 | 0 | 0 | 0 | 0 | 0
1992 | 7 | 19 | 0 | 0 | 0 | 0 | 0 | 0 | 0 | 0 | 0 | 0 | 0 | 0 | 0
1992 | 7 | 20 | 0 | 0 | 0 | 0 | 0 | 0 | 0 | 0 | 0 | 0 | 0 | 0 | 0
1992 | 7 | 21 | 0.62 | 0.62 | 0.57 | 0 | 0.62 | 0.57 | 0 | 0 | 0 | 0 | 0 | 0 | 0
1992 | 7 | 22 | 0 | 0 | 0 | 0 | 0 | 0 | 0 | 0 | 0 | 0 | 0 | 0 | 0
1992 | 7 | 23 | 0.72 | 0.72 | 0.67 | 0 | 0.72 | 0.67 | 0 | 0 | 0 | 0 | 0 | 0 | 0
1992 | 7 | 24 | 1.14 | 1 | 0.95 | 0 | 1 | 0.95 | 0 | 0 | 0 | 0 | 0 | 0 | 0
1992 | 7 | 25 | 0.46 | 0.46 | 0.41 | 0 | 0.46 | 0.41 | 0 | 0 | 0 | 0 | 0 | 0 | 0
1992 | 7 | 26 | 0 | 0 | 0 | 0 | 0 | 0 | 0 | 0 | 0 | 0 | 0 | 0 | 0
1992 | 7 | 27 | 0.29 | 0.29 | 0.24 | 0 | 0.29 | 0.24 | 0 | 0 | 0 | 0 | 0 | 0 | 0
1992 | 7 | 28 | 0 | 0 | 0 | 0 | 0 | 0 | 0 | 0 | 0 | 0 | 0 | 0 | 0
1992 | 7 | 29 | 0 | 0 | 0 | 0 | 0 | 0 | 0 | 0 | 0 | 0 | 0 | 0 | 0
1992 | 7 | 30 | 0 | 0 | 0 | 0 | 0 | 0 | 0 | 0 | 0 | 0 | 0 | 0 | 0
1992 | 7 | 31 | 0.73 | 0.73 | 0.68 | 0 | 0.73 | 0.68 | 0 | 0 | 0 | 0 | 0 | 0 | 0
1992 | 8 | 1 | 0 | 0 | 0 | 0 | 0 | 0 | 0 | 0 | 0 | 0 | 0 | 0 | 0
1992 | 8 | 2 | 0 | 0 | 0 | 0 | 0 | 0 | 0 | 0 | 0 | 0 | 0 | 0 | 0
1992 | 8 | 3 | 0 | 0 | 0 | 0 | 0 | 0 | 0 | 0 | 0 | 0 | 0 | 0 | 0
1992 | 8 | 4 | 0.5 | 0.5 | 0.45 | 0 | 0.5 | 0.45 | 0 | 0 | 0 | 0 | 0 | 0 | 0
1992 | 8 | 5 | 0 | 0 | 0 | 0 | 0 | 0 | 0 | 0 | 0 | 0 | 0 | 0 | 0
1992 | 8 | 6 | 0 | 0 | 0 | 0 | 0 | 0 | 0 | 0 | 0 | 0 | 0 | 0 | 0
1992 | 8 | 7 | 0 | 0 | 0 | 0 | 0 | 0 | 0 | 0 | 0 | 0 | 0 | 0 | 0
1992 | 8 | 8 | 0 | 0 | 0 | 0 | 0 | 0 | 0 | 0 | 0 | 0 | 0 | 0 | 0
1992 | 8 | 9 | 0.01 | 0.01 | 0 | 0 | 0.01 | 0 | 0 | 0 | 0 | 0 | 0 | 0 | 0
1992 | 8 | 10 | 0 | 0 | 0 | 0 | 0 | 0 | 0 | 0 | 0 | 0 | 0 | 0 | 0
1992 | 8 | 11 | 0.55 | 0.55 | 0.5 | 0 | 0.55 | 0.5 | 0 | 0 | 0 | 0 | 0 | 0 | 0
1992 | 8 | 12 | 0 | 0 | 0 | 0 | 0 | 0 | 0 | 0 | 0 | 0 | 0 | 0 | 0
1992 | 8 | 13 | 0.5 | 0.5 | 0.45 | 0 | 0.5 | 0.45 | 0 | 0 | 0 | 0 | 0 | 0 | 0
1992 | 8 | 14 | 0.02 | 0.02 | 0 | 0 | 0.02 | 0 | 0 | 0 | 0 | 0 | 0 | 0 | 0
1992 | 8 | 15 | 0.43 | 0.43 | 0.38 | 0 | 0.43 | 0.38 | 0 | 0 | 0 | 0 | 0 | 0 | 0
1992 | 8 | 16 | 0.22 | 0.22 | 0.17 | 0 | 0.22 | 0.17 | 0 | 0 | 0 | 0 | 0 | 0 | 0
1992 | 8 | 17 | 0.05 | 0.05 | 0 | 0 | 0.05 | 0 | 0 | 0 | 0 | 0 | 0 | 0 | 0
1992 | 8 | 18 | 0 | 0 | 0 | 0 | 0 | 0 | 0 | 0 | 0 | 0 | 0 | 0 | 0
1992 | 8 | 19 | 0 | 0 | 0 | 0 | 0 | 0 | 0 | 0 | 0 | 0 | 0 | 0 | 0
1992 | 8 | 20 | 0 | 0 | 0 | 0 | 0 | 0 | 0 | 0 | 0 | 0 | 0 | 0 | 0
1992 | 8 | 21 | 0 | 0 | 0 | 0 | 0 | 0 | 0 | 0 | 0 | 0 | 0 | 0 | 0
1992 | 8 | 22 | 0 | 0 | 0 | 0 | 0 | 0 | 0 | 0 | 0 | 0 | 0 | 0 | 0
1992 | 8 | 23 | 0 | 0 | 0 | 0 | 0 | 0 | 0 | 0 | 0 | 0 | 0 | 0 | 0
1992 | 8 | 24 | 0 | 0 | 0 | 0 | 0 | 0 | 0 | 0 | 0 | 0 | 0 | 0 | 0
1992 | 8 | 25 | 0 | 0 | 0 | 0 | 0 | 0 | 0 | 0 | 0 | 0 | 0 | 0 | 0
1992 | 8 | 26 | 0 | 0 | 0 | 0 | 0 | 0 | 0 | 0 | 0 | 0 | 0 | 0 | 0
1992 | 8 | 27 | 0 | 0 | 0 | 0 | 0 | 0 | 0 | 0 | 0 | 0 | 0 | 0 | 0
1992 | 8 | 28 | 0.2 | 0.2 | 0.15 | 0 | 0.2 | 0.15 | 0 | 0 | 0 | 0 | 0 | 0 | 0
1992 | 8 | 29 | 0 | 0 | 0 | 0 | 0 | 0 | 0 | 0 | 0 | 0 | 0 | 0 | 0
1992 | 8 | 30 | 0 | 0 | 0 | 0 | 0 | 0 | 0 | 0 | 0 | 0 | 0 | 0 | 0
1992 | 8 | 31 | 0 | 0 | 0 | 0 | 0 | 0 | 0 | 0 | 0 | 0 | 0 | 0 | 0
1992 | 9 | 1 | 0 | 0 | 0 | 0 | 0 | 0 | 0 | 0 | 0 | 0 | 0 | 0 | 0
1992 | 9 | 2 | 0.31 | 0.31 | 0.26 | 0 | 0.31 | 0.26 | 0 | 0 | 0 | 0 | 0 | 0 | 0
1992 | 9 | 3 | 0.05 | 0.05 | 0 | 0 | 0.05 | 0 | 0 | 0 | 0 | 0 | 0 | 0 | 0
1992 | 9 | 4 | 0 | 0 | 0 | 0 | 0 | 0 | 0 | 0 | 0 | 0 | 0 | 0 | 0
1992 | 9 | 5 | 0.12 | 0.12 | 0.07 | 0 | 0.12 | 0.07 | 0 | 0 | 0 | 0 | 0 | 0 | 0
1992 | 9 | 6 | 0.56 | 0.56 | 0.51 | 0 | 0.56 | 0.51 | 0 | 0 | 0 | 0 | 0 | 0 | 0
1992 | 9 | 7 | 0.15 | 0.15 | 0.1 | 0 | 0.15 | 0.1 | 0 | 0 | 0 | 0 | 0 | 0 | 0
1992 | 9 | 8 | 0.04 | 0.04 | 0 | 0 | 0.04 | 0 | 0 | 0 | 0 | 0 | 0 | 0 | 0
1992 | 9 | 9 | 0 | 0 | 0 | 0 | 0 | 0 | 0 | 0 | 0 | 0 | 0 | 0 | 0
1992 | 9 | 10 | 0.44 | 0.44 | 0.39 | 0 | 0.44 | 0.39 | 0 | 0 | 0 | 0 | 0 | 0 | 0
1992 | 9 | 11 | 0 | 0 | 0 | 0 | 0 | 0 | 0 | 0 | 0 | 0 | 0 | 0 | 0
1992 | 9 | 12 | 0 | 0 | 0 | 0 | 0 | 0 | 0 | 0 | 0 | 0 | 0 | 0 | 0
1992 | 9 | 13 | 0 | 0 | 0 | 0 | 0 | 0 | 0 | 0 | 0 | 0 | 0 | 0 | 0
1992 | 9 | 14 | 0 | 0 | 0 | 0 | 0 | 0 | 0 | 0 | 0 | 0 | 0 | 0 | 0
1992 | 9 | 15 | 0 | 0 | 0 | 0 | 0 | 0 | 0 | 0 | 0 | 0 | 0 | 0 | 0
1992 | 9 | 16 | 0 | 0 | 0 | 0 | 0 | 0 | 0 | 0 | 0 | 0 | 0 | 0 | 0
1992 | 9 | 17 | 0 | 0 | 0 | 0 | 0 | 0 | 0 | 0 | 0 | 0 | 0 | 0 | 0
1992 | 9 | 18 | 0 | 0 | 0 | 0 | 0 | 0 | 0 | 0 | 0 | 0 | 0 | 0 | 0
1992 | 9 | 19 | 0.02 | 0.02 | 0 | 0 | 0.02 | 0 | 0 | 0 | 0 | 0 | 0 | 0 | 0
1992 | 9 | 20 | 0 | 0 | 0 | 0 | 0 | 0 | 0 | 0 | 0 | 0 | 0 | 0 | 0
1992 | 9 | 21 | 0 | 0 | 0 | 0 | 0 | 0 | 0 | 0 | 0 | 0 | 0 | 0 | 0
1992 | 9 | 22 | 0.44 | 0.44 | 0.39 | 0 | 0.44 | 0.39 | 0 | 0 | 0 | 0 | 0 | 0 | 0
1992 | 9 | 23 | 0 | 0 | 0 | 0 | 0 | 0 | 0 | 0 | 0 | 0 | 0 | 0 | 0
1992 | 9 | 24 | 0 | 0 | 0 | 0 | 0 | 0 | 0 | 0 | 0 | 0 | 0 | 0 | 0
1992 | 9 | 25 | 1.14 | 1 | 0.95 | 0 | 1 | 0.95 | 0 | 0 | 0 | 0 | 0 | 0 | 0
1992 | 9 | 26 | 0 | 0 | 0 | 0 | 0 | 0 | 0 | 0 | 0 | 0 | 0 | 0 | 0
1992 | 9 | 27 | 0.07 | 0.07 | 0.02 | 0 | 0.07 | 0.02 | 0 | 0 | 0 | 0 | 0 | 0 | 0
1992 | 9 | 28 | 0.15 | 0.15 | 0.1 | 0 | 0.15 | 0.1 | 0 | 0 | 0 | 0 | 0 | 0 | 0
1992 | 9 | 29 | 0 | 0 | 0 | 0 | 0 | 0 | 0 | 0 | 0 | 0 | 0 | 0 | 0
1992 | 9 | 30 | 0 | 0 | 0 | 0 | 0 | 0 | 0 | 0 | 0 | 0 | 0 | 0 | 0
1992 | 10 | 1 | 0 | 0 | 0 | 0 | 0 | 0 | 0 | 0 | 0 | 0 | 0 | 0 | 0
1992 | 10 | 2 | 0 | 0 | 0 | 0 | 0 | 0 | 0 | 0 | 0 | 0 | 0 | 0 | 0
1992 | 10 | 3 | 0 | 0 | 0 | 0 | 0 | 0 | 0 | 0 | 0 | 0 | 0 | 0 | 0
1992 | 10 | 4 | 0 | 0 | 0 | 0 | 0 | 0 | 0 | 0 | 0 | 0 | 0 | 0 | 0
1992 | 10 | 5 | 0 | 0 | 0 | 0 | 0 | 0 | 0 | 0 | 0 | 0 | 0 | 0 | 0
1992 | 10 | 6 | 0 | 0 | 0 | 0 | 0 | 0 | 0 | 0 | 0 | 0 | 0 | 0 | 0
1992 | 10 | 7 | 0 | 0 | 0 | 0 | 0 | 0 | 0 | 0 | 0 | 0 | 0 | 0 | 0
1992 | 10 | 8 | 0 | 0 | 0 | 0 | 0 | 0 | 0 | 0 | 0 | 0 | 0 | 0 | 0
1992 | 10 | 9 | 0.98 | 0.98 | 0.93 | 0 | 0.98 | 0.93 | 0 | 0 | 0 | 0 | 0 | 0 | 0
1992 | 10 | 10 | 0.01 | 0.01 | 0 | 0 | 0.01 | 0 | 0 | 0 | 0 | 0 | 0 | 0 | 0
1992 | 10 | 11 | 0.25 | 0.25 | 0.2 | 0 | 0.25 | 0.2 | 0 | 0 | 0 | 0 | 0 | 0 | 0
1992 | 10 | 12 | 0 | 0 | 0 | 0 | 0 | 0 | 0 | 0 | 0 | 0 | 0 | 0 | 0
1992 | 10 | 13 | 0 | 0 | 0 | 0 | 0 | 0 | 0 | 0 | 0 | 0 | 0 | 0 | 0
1992 | 10 | 14 | 0 | 0 | 0 | 0 | 0 | 0 | 0 | 0 | 0 | 0 | 0 | 0 | 0
1992 | 10 | 15 | 0 | 0 | 0 | 0 | 0 | 0 | 0 | 0 | 0 | 0 | 0 | 0 | 0
1992 | 10 | 16 | 0 | 0 | 0 | 0 | 0 | 0 | 0 | 0 | 0 | 0 | 0 | 0 | 0
1992 | 10 | 17 | 0 | 0 | 0 | 0 | 0 | 0 | 0 | 0 | 0 | 0 | 0 | 0 | 0
1992 | 10 | 18 | 0 | 0 | 0 | 0 | 0 | 0 | 0 | 0 | 0 | 0 | 0 | 0 | 0
1992 | 10 | 19 | 0 | 0 | 0 | 0 | 0 | 0 | 0 | 0 | 0 | 0 | 0 | 0 | 0
1992 | 10 | 20 | 0 | 0 | 0 | 0 | 0 | 0 | 0 | 0 | 0 | 0 | 0 | 0 | 0
1992 | 10 | 21 | 0 | 0 | 0 | 0 | 0 | 0 | 0 | 0 | 0 | 0 | 0 | 0 | 0
1992 | 10 | 22 | 0 | 0 | 0 | 0 | 0 | 0 | 0 | 0 | 0 | 0 | 0 | 0 | 0
1992 | 10 | 23 | 0 | 0 | 0 | 0 | 0 | 0 | 0 | 0 | 0 | 0 | 0 | 0 | 0
1992 | 10 | 24 | 0.32 | 0.32 | 0.27 | 0 | 0.32 | 0.27 | 0 | 0 | 0 | 0 | 0 | 0 | 0
1992 | 10 | 25 | 0 | 0 | 0 | 0 | 0 | 0 | 0 | 0 | 0 | 0 | 0 | 0 | 0
1992 | 10 | 26 | 0 | 0 | 0 | 0 | 0 | 0 | 0 | 0 | 0 | 0 | 0 | 0 | 0
1992 | 10 | 27 | 0 | 0 | 0 | 0 | 0 | 0 | 0 | 0 | 0 | 0 | 0 | 0 | 0
1992 | 10 | 28 | 0 | 0 | 0 | 0 | 0 | 0 | 0 | 0 | 0 | 0 | 0 | 0 | 0
1992 | 10 | 29 | 0 | 0 | 0 | 0 | 0 | 0 | 0 | 0 | 0 | 0 | 0 | 0 | 0
1992 | 10 | 30 | 0.33 | 0.33 | 0.28 | 0 | 0.33 | 0.28 | 0 | 0 | 0 | 0 | 0 | 0 | 0
1992 | 10 | 31 | 0.14 | 0.14 | 0.09 | 0 | 0.14 | 0.09 | 0 | 0 | 0 | 0 | 0 | 0 | 0
1992 | 11 | 1 | 0.1 | 0.1 | 0.05 | 0 | 0.1 | 0.05 | 0 | 0 | 0 | 0 | 0 | 0 | 0
1992 | 11 | 2 | 0.5 | 0.5 | 0.45 | 0 | 0.5 | 0.45 | 0 | 0 | 0 | 0 | 0 | 0 | 0
1992 | 11 | 3 | 0.44 | 0.44 | 0.39 | 0 | 0.44 | 0.39 | 0 | 0 | 0 | 0 | 0 | 0 | 0
1992 | 11 | 4 | 0.01 | 0.01 | 0 | 0 | 0.01 | 0 | 0 | 0 | 0 | 0 | 0 | 0 | 0
1992 | 11 | 5 | 0.26 | 0.26 | 0.21 | 0 | 0.26 | 0.21 | 0 | 0 | 0 | 0 | 0 | 0 | 0
1992 | 11 | 6 | 0 | 0 | 0 | 0 | 0 | 0 | 0 | 0 | 0 | 0 | 0 | 0 | 0
1992 | 11 | 7 | 0.02 | 0.02 | 0 | 0 | 0.02 | 0 | 0 | 0 | 0 | 0 | 0 | 0 | 0
1992 | 11 | 8 | 0 | 0 | 0 | 0 | 0 | 0 | 0 | 0 | 0 | 0 | 0 | 0 | 0
1992 | 11 | 9 | 0 | 0 | 0 | 0 | 0 | 0 | 0 | 0 | 0 | 0 | 0 | 0 | 0
1992 | 11 | 10 | 0 | 0 | 0 | 0 | 0 | 0 | 0 | 0 | 0 | 0 | 0 | 0 | 0
1992 | 11 | 11 | 0.06 | 0.06 | 0.01 | 0 | 0.06 | 0.01 | 0 | 0 | 0 | 0 | 0 | 0 | 0
1992 | 11 | 12 | 0.54 | 0.54 | 0.49 | 0 | 0.54 | 0.49 | 0 | 0 | 0 | 0 | 0 | 0 | 0
1992 | 11 | 13 | 0.04 | 0.04 | 0 | 0 | 0.04 | 0 | 0 | 0 | 0 | 0 | 0 | 0 | 0
1992 | 11 | 14 | 0 | 0 | 0 | 0 | 0 | 0 | 0 | 0 | 0 | 0 | 0 | 0 | 0
1992 | 11 | 15 | 0 | 0 | 0 | 0 | 0 | 0 | 0 | 0 | 0 | 0 | 0 | 0 | 0
1992 | 11 | 16 | 0 | 0 | 0 | 0 | 0 | 0 | 0 | 0 | 0 | 0 | 0 | 0 | 0
1992 | 11 | 17 | 0 | 0 | 0 | 0 | 0 | 0 | 0 | 0 | 0 | 0 | 0 | 0 | 0
1992 | 11 | 18 | 0.02 | 0.02 | 0 | 0 | 0.02 | 0 | 0 | 0 | 0 | 0 | 0 | 0 | 0
1992 | 11 | 19 | 0.01 | 0.01 | 0 | 0 | 0.01 | 0 | 0 | 0 | 0 | 0 | 0 | 0 | 0
1992 | 11 | 20 | 0 | 0 | 0 | 0 | 0 | 0 | 0 | 0 | 0 | 0 | 0 | 0 | 0
1992 | 11 | 21 | 0 | 0 | 0 | 0 | 0 | 0 | 0 | 0 | 0 | 0 | 0 | 0 | 0
1992 | 11 | 22 | 0.07 | 0.07 | 0.02 | 0 | 0.07 | 0.02 | 0 | 0 | 0 | 0 | 0 | 0 | 0
1992 | 11 | 23 | 0.99 | 0.99 | 0.94 | 0 | 0.99 | 0.94 | 0 | 0 | 0 | 0 | 0 | 0 | 0
1992 | 11 | 24 | 0.04 | 0.04 | 0 | 0 | 0.04 | 0 | 0 | 0 | 0 | 0 | 0 | 0 | 0
1992 | 11 | 25 | 0.06 | 0.06 | 0.01 | 0 | 0.06 | 0.01 | 0 | 0 | 0 | 0 | 0 | 0 | 0
1992 | 11 | 26 | 0.22 | 0.22 | 0.17 | 0 | 0.22 | 0.17 | 0 | 0 | 0 | 0 | 0 | 0 | 0
1992 | 11 | 27 | 0 | 0 | 0 | 0 | 0 | 0 | 0 | 0 | 0 | 0 | 0 | 0 | 0
1992 | 11 | 28 | 0 | 0 | 0 | 0 | 0 | 0 | 0 | 0 | 0 | 0 | 0 | 0 | 0
1992 | 11 | 29 | 0 | 0 | 0 | 0 | 0 | 0 | 0 | 0 | 0 | 0 | 0 | 0 | 0
1992 | 11 | 30 | 0 | 0 | 0 | 0 | 0 | 0 | 0 | 0 | 0 | 0 | 0 | 0 | 0
1992 | 12 | 1 | 0.03 | 0.03 | 0 | 0 | 0.03 | 0 | 0 | 0 | 0 | 0 | 0 | 0 | 0
1992 | 12 | 2 | 0 | 0 | 0 | 0 | 0 | 0 | 0 | 0 | 0 | 0 | 0 | 0 | 0
1992 | 12 | 3 | 0 | 0 | 0 | 0 | 0 | 0 | 0 | 0 | 0 | 0 | 0 | 0 | 0
1992 | 12 | 4 | 0.05 | 0.05 | 0 | 0 | 0.05 | 0 | 0 | 0 | 0 | 0 | 0 | 0 | 0
1992 | 12 | 5 | 0.01 | 0.01 | 0 | 0 | 0.01 | 0 | 0 | 0 | 0 | 0 | 0 | 0 | 0
1992 | 12 | 6 | 0 | 0 | 0 | 0 | 0 | 0 | 0 | 0 | 0 | 0 | 0 | 0 | 0
1992 | 12 | 7 | 0 | 0 | 0 | 0 | 0 | 0 | 0 | 0 | 0 | 0 | 0 | 0 | 0
1992 | 12 | 8 | 0 | 0 | 0 | 0 | 0 | 0 | 0 | 0 | 0 | 0 | 0 | 0 | 0
1992 | 12 | 9 | 0 | 0 | 0 | 0 | 0 | 0 | 0 | 0 | 0 | 0 | 0 | 0 | 0
1992 | 12 | 10 | 0.96 | 0.96 | 0.91 | 0 | 0.96 | 0.91 | 0 | 0 | 0 | 0 | 0 | 0 | 0
1992 | 12 | 11 | 0.54 | 0.54 | 0.49 | 0 | 0.54 | 0.49 | 0 | 0 | 0 | 0 | 0 | 0 | 0
1992 | 12 | 12 | 0.01 | 0.01 | 0 | 0 | 0.01 | 0 | 0 | 0 | 0 | 0 | 0 | 0 | 0
1992 | 12 | 13 | 0 | 0 | 0 | 0 | 0 | 0 | 0 | 0 | 0 | 0 | 0 | 0 | 0
1992 | 12 | 14 | 0 | 0 | 0 | 0 | 0 | 0 | 0 | 0 | 0 | 0 | 0 | 0 | 0
1992 | 12 | 15 | 0 | 0 | 0 | 0 | 0 | 0 | 0 | 0 | 0 | 0 | 0 | 0 | 0
1992 | 12 | 16 | 0.02 | 0.02 | 0 | 0 | 0.02 | 0 | 0 | 0 | 0 | 0 | 0 | 0 | 0
1992 | 12 | 17 | 0.28 | 0.28 | 0.23 | 0 | 0.28 | 0.23 | 0 | 0 | 0 | 0 | 0 | 0 | 0
1992 | 12 | 18 | 0 | 0 | 0 | 0 | 0 | 0 | 0 | 0 | 0 | 0 | 0 | 0 | 0
1992 | 12 | 19 | 0 | 0 | 0 | 0 | 0 | 0 | 0 | 0 | 0 | 0 | 0 | 0 | 0
1992 | 12 | 20 | 0.2 | 0.2 | 0.15 | 0 | 0.2 | 0.15 | 0 | 0 | 0 | 0 | 0 | 0 | 0
1992 | 12 | 21 | 0 | 0 | 0 | 0 | 0 | 0 | 0 | 0 | 0 | 0 | 0 | 0 | 0
1992 | 12 | 22 | 0 | 0 | 0 | 0 | 0 | 0 | 0 | 0 | 0 | 0 | 0 | 0 | 0
1992 | 12 | 23 | 0.22 | 0.22 | 0.17 | 0 | 0.22 | 0.17 | 0 | 0 | 0 | 0 | 0 | 0 | 0
1992 | 12 | 24 | 0 | 0 | 0 | 0 | 0 | 0 | 0 | 0 | 0 | 0 | 0 | 0 | 0
1992 | 12 | 25 | 0 | 0 | 0 | 0 | 0 | 0 | 0 | 0 | 0 | 0 | 0 | 0 | 0
1992 | 12 | 26 | 0 | 0 | 0 | 0 | 0 | 0 | 0 | 0 | 0 | 0 | 0 | 0 | 0
1992 | 12 | 27 | 0 | 0 | 0 | 0 | 0 | 0 | 0 | 0 | 0 | 0 | 0 | 0 | 0
1992 | 12 | 28 | 0.53 | 0.53 | 0.48 | 0 | 0.53 | 0.48 | 0 | 0 | 0 | 0 | 0 | 0 | 0
1992 | 12 | 29 | 0.01 | 0.01 | 0 | 0 | 0.01 | 0 | 0 | 0 | 0 | 0 | 0 | 0 | 0
1992 | 12 | 30 | 0 | 0 | 0 | 0 | 0 | 0 | 0 | 0 | 0 | 0 | 0 | 0 | 0
1992 | 12 | 31 | 0 | 0 | 0 | 0 | 0 | 0 | 0 | 0 | 0 | 0 | 0 | 0 | 0
1993 | 1 | 1 | 0 | 0 | 0 | 0 | 0 | 0 | 0 | 0 | 0 | 0 | 0 | 0 | 0
1993 | 1 | 2 | 0 | 0 | 0 | 0 | 0 | 0 | 0 | 0 | 0 | 0 | 0 | 0 | 0
1993 | 1 | 3 | 0 | 0 | 0 | 0 | 0 | 0 | 0 | 0 | 0 | 0 | 0 | 0 | 0
1993 | 1 | 4 | 0 | 0 | 0 | 0 | 0 | 0 | 0 | 0 | 0 | 0 | 0 | 0 | 0
1993 | 1 | 5 | 1.01 | 1 | 0.95 | 0 | 1 | 0.95 | 0 | 0 | 0 | 0 | 0 | 0 | 0
1993 | 1 | 6 | 0 | 0 | 0 | 0 | 0 | 0 | 0 | 0 | 0 | 0 | 0 | 0 | 0
1993 | 1 | 7 | 0 | 0 | 0 | 0 | 0 | 0 | 0 | 0 | 0 | 0 | 0 | 0 | 0
1993 | 1 | 8 | 0.73 | 0.73 | 0.68 | 0 | 0.73 | 0.68 | 0 | 0 | 0 | 0 | 0 | 0 | 0
1993 | 1 | 9 | 0.32 | 0.32 | 0.27 | 0 | 0.32 | 0.27 | 0 | 0 | 0 | 0 | 0 | 0 | 0
1993 | 1 | 10 | 0.01 | 0.01 | 0 | 0 | 0.01 | 0 | 0 | 0 | 0 | 0 | 0 | 0 | 0
1993 | 1 | 11 | 0.11 | 0.11 | 0.06 | 0 | 0.11 | 0.06 | 0 | 0 | 0 | 0 | 0 | 0 | 0
1993 | 1 | 12 | 0.07 | 0.07 | 0.02 | 0 | 0.07 | 0.02 | 0 | 0 | 0 | 0 | 0 | 0 | 0
1993 | 1 | 13 | 0.13 | 0.13 | 0.08 | 0 | 0.13 | 0.08 | 0 | 0 | 0 | 0 | 0 | 0 | 0
1993 | 1 | 14 | 0 | 0 | 0 | 0 | 0 | 0 | 0 | 0 | 0 | 0 | 0 | 0 | 0
1993 | 1 | 15 | 0 | 0 | 0 | 0 | 0 | 0 | 0 | 0 | 0 | 0 | 0 | 0 | 0
1993 | 1 | 16 | 0 | 0 | 0 | 0 | 0 | 0 | 0 | 0 | 0 | 0 | 0 | 0 | 0
1993 | 1 | 17 | 0 | 0 | 0 | 0 | 0 | 0 | 0 | 0 | 0 | 0 | 0 | 0 | 0
1993 | 1 | 18 | 0 | 0 | 0 | 0 | 0 | 0 | 0 | 0 | 0 | 0 | 0 | 0 | 0
1993 | 1 | 19 | 0 | 0 | 0 | 0 | 0 | 0 | 0 | 0 | 0 | 0 | 0 | 0 | 0
1993 | 1 | 20 | 0 | 0 | 0 | 0 | 0 | 0 | 0 | 0 | 0 | 0 | 0 | 0 | 0
1993 | 1 | 21 | 0.42 | 0.42 | 0.37 | 0 | 0.42 | 0.37 | 0 | 0 | 0 | 0 | 0 | 0 | 0
1993 | 1 | 22 | 0.08 | 0.08 | 0.03 | 0 | 0.08 | 0.03 | 0 | 0 | 0 | 0 | 0 | 0 | 0
1993 | 1 | 23 | 0 | 0 | 0 | 0 | 0 | 0 | 0 | 0 | 0 | 0 | 0 | 0 | 0
1993 | 1 | 24 | 0.02 | 0.02 | 0 | 0 | 0.02 | 0 | 0 | 0 | 0 | 0 | 0 | 0 | 0
1993 | 1 | 25 | 0 | 0 | 0 | 0 | 0 | 0 | 0 | 0 | 0 | 0 | 0 | 0 | 0
1993 | 1 | 26 | 0 | 0 | 0 | 0 | 0 | 0 | 0 | 0 | 0 | 0 | 0 | 0 | 0
1993 | 1 | 27 | 0 | 0 | 0 | 0 | 0 | 0 | 0 | 0 | 0 | 0 | 0 | 0 | 0
1993 | 1 | 28 | 0 | 0 | 0 | 0 | 0 | 0 | 0 | 0 | 0 | 0 | 0 | 0 | 0
1993 | 1 | 29 | 0 | 0 | 0 | 0 | 0 | 0 | 0 | 0 | 0 | 0 | 0 | 0 | 0
1993 | 1 | 30 | 0 | 0 | 0 | 0 | 0 | 0 | 0 | 0 | 0 | 0 | 0 | 0 | 0
1993 | 1 | 31 | 0 | 0 | 0 | 0 | 0 | 0 | 0 | 0 | 0 | 0 | 0 | 0 | 0
1993 | 2 | 1 | 0 | 0 | 0 | 0 | 0 | 0 | 0 | 0 | 0 | 0 | 0 | 0 | 0
1993 | 2 | 2 | 0 | 0 | 0 | 0 | 0 | 0 | 0 | 0 | 0 | 0 | 0 | 0 | 0
1993 | 2 | 3 | 0 | 0 | 0 | 0 | 0 | 0 | 0 | 0 | 0 | 0 | 0 | 0 | 0
1993 | 2 | 4 | 0 | 0 | 0 | 0 | 0 | 0 | 0 | 0 | 0 | 0 | 0 | 0 | 0
1993 | 2 | 5 | 0 | 0 | 0 | 0 | 0 | 0 | 0 | 0 | 0 | 0 | 0 | 0 | 0
1993 | 2 | 6 | 0 | 0 | 0 | 0 | 0 | 0 | 0 | 0 | 0 | 0 | 0 | 0 | 0
1993 | 2 | 7 | 0 | 0 | 0 | 0 | 0 | 0 | 0 | 0 | 0 | 0 | 0 | 0 | 0
1993 | 2 | 8 | 0 | 0 | 0 | 0 | 0 | 0 | 0 | 0 | 0 | 0 | 0 | 0 | 0
1993 | 2 | 9 | 0 | 0 | 0 | 0 | 0 | 0 | 0 | 0 | 0 | 0 | 0 | 0 | 0
1993 | 2 | 10 | 0 | 0 | 0 | 0 | 0 | 0 | 0 | 0 | 0 | 0 | 0 | 0 | 0
1993 | 2 | 11 | 0 | 0 | 0 | 0 | 0 | 0 | 0 | 0 | 0 | 0 | 0 | 0 | 0
1993 | 2 | 12 | 0.9 | 0.9 | 0.85 | 0 | 0.9 | 0.85 | 0 | 0 | 0 | 0 | 0 | 0 | 0
1993 | 2 | 13 | 0.01 | 0.01 | 0 | 0 | 0.01 | 0 | 0 | 0 | 0 | 0 | 0 | 0 | 0
1993 | 2 | 14 | 0 | 0 | 0 | 0 | 0 | 0 | 0 | 0 | 0 | 0 | 0 | 0 | 0
1993 | 2 | 15 | 0 | 0 | 0 | 0 | 0 | 0 | 0 | 0 | 0 | 0 | 0 | 0 | 0
1993 | 2 | 16 | 0.35 | 0.35 | 0.3 | 0 | 0.35 | 0.3 | 0 | 0 | 0 | 0 | 0 | 0 | 0
1993 | 2 | 17 | 0 | 0 | 0 | 0 | 0 | 0 | 0 | 0 | 0 | 0 | 0 | 0 | 0
1993 | 2 | 18 | 0 | 0 | 0 | 0 | 0 | 0 | 0 | 0 | 0 | 0 | 0 | 0 | 0
1993 | 2 | 19 | 0 | 0 | 0 | 0 | 0 | 0 | 0 | 0 | 0 | 0 | 0 | 0 | 0
1993 | 2 | 20 | 0 | 0 | 0 | 0 | 0 | 0 | 0 | 0 | 0 | 0 | 0 | 0 | 0
1993 | 2 | 21 | 0.76 | 0.76 | 0.71 | 0 | 0.76 | 0.71 | 0 | 0 | 0 | 0 | 0 | 0 | 0
1993 | 2 | 22 | 0 | 0 | 0 | 0 | 0 | 0 | 0 | 0 | 0 | 0 | 0 | 0 | 0
1993 | 2 | 23 | 0 | 0 | 0 | 0 | 0 | 0 | 0 | 0 | 0 | 0 | 0 | 0 | 0
1993 | 2 | 24 | 0 | 0 | 0 | 0 | 0 | 0 | 0 | 0 | 0 | 0 | 0 | 0 | 0
1993 | 2 | 25 | 0 | 0 | 0 | 0 | 0 | 0 | 0 | 0 | 0 | 0 | 0 | 0 | 0
1993 | 2 | 26 | 0.25 | 0.25 | 0.2 | 0 | 0.25 | 0.2 | 0 | 0 | 0 | 0 | 0 | 0 | 0
1993 | 2 | 27 | 0 | 0 | 0 | 0 | 0 | 0 | 0 | 0 | 0 | 0 | 0 | 0 | 0
1993 | 2 | 28 | 0 | 0 | 0 | 0 | 0 | 0 | 0 | 0 | 0 | 0 | 0 | 0 | 0
1993 | 3 | 1 | 0 | 0 | 0 | 0 | 0 | 0 | 0 | 0 | 0 | 0 | 0 | 0 | 0
1993 | 3 | 2 | 0 | 0 | 0 | 0 | 0 | 0 | 0 | 0 | 0 | 0 | 0 | 0 | 0
1993 | 3 | 3 | 0.15 | 0.15 | 0.1 | 0 | 0.15 | 0.1 | 0 | 0 | 0 | 0 | 0 | 0 | 0
1993 | 3 | 4 | 1.24 | 1 | 0.95 | 0 | 1 | 0.95 | 0 | 0 | 0 | 0 | 0 | 0 | 0
1993 | 3 | 5 | 0.09 | 0.09 | 0.04 | 0 | 0.09 | 0.04 | 0 | 0 | 0 | 0 | 0 | 0 | 0
1993 | 3 | 6 | 0 | 0 | 0 | 0 | 0 | 0 | 0 | 0 | 0 | 0 | 0 | 0 | 0
1993 | 3 | 7 | 0 | 0 | 0 | 0 | 0 | 0 | 0 | 0 | 0 | 0 | 0 | 0 | 0
1993 | 3 | 8 | 0.08 | 0.08 | 0.03 | 0 | 0.08 | 0.03 | 0 | 0 | 0 | 0 | 0 | 0 | 0
1993 | 3 | 9 | 0 | 0 | 0 | 0 | 0 | 0 | 0 | 0 | 0 | 0 | 0 | 0 | 0
1993 | 3 | 10 | 0.15 | 0.15 | 0.1 | 0 | 0.15 | 0.1 | 0 | 0 | 0 | 0 | 0 | 0 | 0
1993 | 3 | 11 | 0 | 0 | 0 | 0 | 0 | 0 | 0 | 0 | 0 | 0 | 0 | 0 | 0
1993 | 3 | 12 | 0.02 | 0.02 | 0 | 0 | 0.02 | 0 | 0 | 0 | 0 | 0 | 0 | 0 | 0
1993 | 3 | 13 | 2.29 | 1 | 0.95 | 0 | 1 | 0.95 | 0 | 0 | 0 | 0 | 0 | 0 | 0
1993 | 3 | 14 | 0 | 0 | 0 | 0 | 0 | 0 | 0 | 0 | 0 | 0 | 0 | 0 | 0
1993 | 3 | 15 | 0 | 0 | 0 | 0 | 0 | 0 | 0 | 0 | 0 | 0 | 0 | 0 | 0
1993 | 3 | 16 | 0.01 | 0.01 | 0 | 0 | 0.01 | 0 | 0 | 0 | 0 | 0 | 0 | 0 | 0
1993 | 3 | 17 | 0.94 | 0.94 | 0.89 | 0 | 0.94 | 0.89 | 0 | 0 | 0 | 0 | 0 | 0 | 0
1993 | 3 | 18 | 0 | 0 | 0 | 0 | 0 | 0 | 0 | 0 | 0 | 0 | 0 | 0 | 0
1993 | 3 | 19 | 0 | 0 | 0 | 0 | 0 | 0 | 0 | 0 | 0 | 0 | 0 | 0 | 0
1993 | 3 | 20 | 0 | 0 | 0 | 0 | 0 | 0 | 0 | 0 | 0 | 0 | 0 | 0 | 0
1993 | 3 | 21 | 0.1 | 0.1 | 0.05 | 0 | 0.1 | 0.05 | 0 | 0 | 0 | 0 | 0 | 0 | 0
1993 | 3 | 22 | 0 | 0 | 0 | 0 | 0 | 0 | 0 | 0 | 0 | 0 | 0 | 0 | 0
1993 | 3 | 23 | 0.41 | 0.41 | 0.36 | 0 | 0.41 | 0.36 | 0 | 0 | 0 | 0 | 0 | 0 | 0
1993 | 3 | 24 | 0.28 | 0.28 | 0.23 | 0 | 0.28 | 0.23 | 0 | 0 | 0 | 0 | 0 | 0 | 0
1993 | 3 | 25 | 0 | 0 | 0 | 0 | 0 | 0 | 0 | 0 | 0 | 0 | 0 | 0 | 0
1993 | 3 | 26 | 0 | 0 | 0 | 0 | 0 | 0 | 0 | 0 | 0 | 0 | 0 | 0 | 0
1993 | 3 | 27 | 0.65 | 0.65 | 0.6 | 0 | 0.65 | 0.6 | 0 | 0 | 0 | 0 | 0 | 0 | 0
1993 | 3 | 28 | 0.04 | 0.04 | 0 | 0 | 0.04 | 0 | 0 | 0 | 0 | 0 | 0 | 0 | 0
1993 | 3 | 29 | 0.12 | 0.12 | 0.07 | 0 | 0.12 | 0.07 | 0 | 0 | 0 | 0 | 0 | 0 | 0
1993 | 3 | 30 | 0 | 0 | 0 | 0 | 0 | 0 | 0 | 0 | 0 | 0 | 0 | 0 | 0
1993 | 3 | 31 | 0.25 | 0.25 | 0.2 | 0 | 0.25 | 0.2 | 0 | 0 | 0 | 0 | 0 | 0 | 0
1993 | 4 | 1 | 0.06 | 0.06 | 0.01 | 0 | 0.06 | 0.01 | 0 | 0 | 0 | 0 | 0 | 0 | 0
1993 | 4 | 2 | 0.31 | 0.31 | 0.26 | 0 | 0.31 | 0.26 | 0 | 0 | 0 | 0 | 0 | 0 | 0
1993 | 4 | 3 | 0 | 0 | 0 | 0 | 0 | 0 | 0 | 0 | 0 | 0 | 0 | 0 | 0
1993 | 4 | 4 | 0 | 0 | 0 | 0 | 0 | 0 | 0 | 0 | 0 | 0 | 0 | 0 | 0
1993 | 4 | 5 | 0 | 0 | 0 | 0 | 0 | 0 | 0 | 0 | 0 | 0 | 0 | 0 | 0
1993 | 4 | 6 | 0 | 0 | 0 | 0 | 0 | 0 | 0 | 0 | 0 | 0 | 0 | 0 | 0
1993 | 4 | 7 | 0 | 0 | 0 | 0 | 0 | 0 | 0 | 0 | 0 | 0 | 0 | 0 | 0
1993 | 4 | 8 | 0 | 0 | 0 | 0 | 0 | 0 | 0 | 0 | 0 | 0 | 0 | 0 | 0
1993 | 4 | 9 | 0 | 0 | 0 | 0 | 0 | 0 | 0 | 0 | 0 | 0 | 0 | 0 | 0
1993 | 4 | 10 | 0.63 | 0.63 | 0.58 | 0 | 0.63 | 0.58 | 0 | 0 | 0 | 0 | 0 | 0 | 0
1993 | 4 | 11 | 0.03 | 0.03 | 0 | 0 | 0.03 | 0 | 0 | 0 | 0 | 0 | 0 | 0 | 0
1993 | 4 | 12 | 0.05 | 0.05 | 0 | 0 | 0.05 | 0 | 0 | 0 | 0 | 0 | 0 | 0 | 0
1993 | 4 | 13 | 0 | 0 | 0 | 0 | 0 | 0 | 0 | 0 | 0 | 0 | 0 | 0 | 0
1993 | 4 | 14 | 0 | 0 | 0 | 0 | 0 | 0 | 0 | 0 | 0 | 0 | 0 | 0 | 0
1993 | 4 | 15 | 0 | 0 | 0 | 0 | 0 | 0 | 0 | 0 | 0 | 0 | 0 | 0 | 0
1993 | 4 | 16 | 0.96 | 0.96 | 0.91 | 0 | 0.96 | 0.91 | 0 | 0 | 0 | 0 | 0 | 0 | 0
1993 | 4 | 17 | 0 | 0 | 0 | 0 | 0 | 0 | 0 | 0 | 0 | 0 | 0 | 0 | 0
1993 | 4 | 18 | 0 | 0 | 0 | 0 | 0 | 0 | 0 | 0 | 0 | 0 | 0 | 0 | 0
1993 | 4 | 19 | 0 | 0 | 0 | 0 | 0 | 0 | 0 | 0 | 0 | 0 | 0 | 0 | 0
1993 | 4 | 20 | 0 | 0 | 0 | 0 | 0 | 0 | 0 | 0 | 0 | 0 | 0 | 0 | 0
1993 | 4 | 21 | 0.99 | 0.99 | 0.94 | 0 | 0.99 | 0.94 | 0 | 0 | 0 | 0 | 0 | 0 | 0
1993 | 4 | 22 | 0.13 | 0.13 | 0.08 | 0 | 0.13 | 0.08 | 0 | 0 | 0 | 0 | 0 | 0 | 0
1993 | 4 | 23 | 0 | 0 | 0 | 0 | 0 | 0 | 0 | 0 | 0 | 0 | 0 | 0 | 0
1993 | 4 | 24 | 0 | 0 | 0 | 0 | 0 | 0 | 0 | 0 | 0 | 0 | 0 | 0 | 0
1993 | 4 | 25 | 0 | 0 | 0 | 0 | 0 | 0 | 0 | 0 | 0 | 0 | 0 | 0 | 0
1993 | 4 | 26 | 0.46 | 0.46 | 0.41 | 0 | 0.46 | 0.41 | 0 | 0 | 0 | 0 | 0 | 0 | 0
1993 | 4 | 27 | 0 | 0 | 0 | 0 | 0 | 0 | 0 | 0 | 0 | 0 | 0 | 0 | 0
1993 | 4 | 28 | 0 | 0 | 0 | 0 | 0 | 0 | 0 | 0 | 0 | 0 | 0 | 0 | 0
1993 | 4 | 29 | 0 | 0 | 0 | 0 | 0 | 0 | 0 | 0 | 0 | 0 | 0 | 0 | 0
1993 | 4 | 30 | 0 | 0 | 0 | 0 | 0 | 0 | 0 | 0 | 0 | 0 | 0 | 0 | 0
1993 | 5 | 1 | 0 | 0 | 0 | 0 | 0 | 0 | 0 | 0 | 0 | 0 | 0 | 0 | 0
1993 | 5 | 2 | 0 | 0 | 0 | 0 | 0 | 0 | 0 | 0 | 0 | 0 | 0 | 0 | 0
1993 | 5 | 3 | 0 | 0 | 0 | 0 | 0 | 0 | 0 | 0 | 0 | 0 | 0 | 0 | 0
1993 | 5 | 4 | 0 | 0 | 0 | 0 | 0 | 0 | 0 | 0 | 0 | 0 | 0 | 0 | 0
1993 | 5 | 5 | 1.26 | 1 | 0.95 | 0 | 1 | 0.95 | 0 | 0 | 0 | 0 | 0 | 0 | 0
1993 | 5 | 6 | 0 | 0 | 0 | 0 | 0 | 0 | 0 | 0 | 0 | 0 | 0 | 0 | 0
1993 | 5 | 7 | 0 | 0 | 0 | 0 | 0 | 0 | 0 | 0 | 0 | 0 | 0 | 0 | 0
1993 | 5 | 8 | 0 | 0 | 0 | 0 | 0 | 0 | 0 | 0 | 0 | 0 | 0 | 0 | 0
1993 | 5 | 9 | 0 | 0 | 0 | 0 | 0 | 0 | 0 | 0 | 0 | 0 | 0 | 0 | 0
1993 | 5 | 10 | 0 | 0 | 0 | 0 | 0 | 0 | 0 | 0 | 0 | 0 | 0 | 0 | 0
1993 | 5 | 11 | 0 | 0 | 0 | 0 | 0 | 0 | 0 | 0 | 0 | 0 | 0 | 0 | 0
1993 | 5 | 12 | 0.28 | 0.28 | 0.23 | 0 | 0.28 | 0.23 | 0 | 0 | 0 | 0 | 0 | 0 | 0
1993 | 5 | 13 | 0.03 | 0.03 | 0 | 0 | 0.03 | 0 | 0 | 0 | 0 | 0 | 0 | 0 | 0
1993 | 5 | 14 | 0 | 0 | 0 | 0 | 0 | 0 | 0 | 0 | 0 | 0 | 0 | 0 | 0
1993 | 5 | 15 | 0 | 0 | 0 | 0 | 0 | 0 | 0 | 0 | 0 | 0 | 0 | 0 | 0
1993 | 5 | 16 | 0.34 | 0.34 | 0.29 | 0 | 0.34 | 0.29 | 0 | 0 | 0 | 0 | 0 | 0 | 0
1993 | 5 | 17 | 0 | 0 | 0 | 0 | 0 | 0 | 0 | 0 | 0 | 0 | 0 | 0 | 0
1993 | 5 | 18 | 0.85 | 0.85 | 0.8 | 0 | 0.85 | 0.8 | 0 | 0 | 0 | 0 | 0 | 0 | 0
1993 | 5 | 19 | 0.17 | 0.17 | 0.12 | 0 | 0.17 | 0.12 | 0 | 0 | 0 | 0 | 0 | 0 | 0
1993 | 5 | 20 | 0.01 | 0.01 | 0 | 0 | 0.01 | 0 | 0 | 0 | 0 | 0 | 0 | 0 | 0
1993 | 5 | 21 | 0 | 0 | 0 | 0 | 0 | 0 | 0 | 0 | 0 | 0 | 0 | 0 | 0
1993 | 5 | 22 | 0 | 0 | 0 | 0 | 0 | 0 | 0 | 0 | 0 | 0 | 0 | 0 | 0
1993 | 5 | 23 | 0 | 0 | 0 | 0 | 0 | 0 | 0 | 0 | 0 | 0 | 0 | 0 | 0
1993 | 5 | 24 | 0 | 0 | 0 | 0 | 0 | 0 | 0 | 0 | 0 | 0 | 0 | 0 | 0
1993 | 5 | 25 | 0 | 0 | 0 | 0 | 0 | 0 | 0 | 0 | 0 | 0 | 0 | 0 | 0
1993 | 5 | 26 | 0 | 0 | 0 | 0 | 0 | 0 | 0 | 0 | 0 | 0 | 0 | 0 | 0
1993 | 5 | 27 | 0 | 0 | 0 | 0 | 0 | 0 | 0 | 0 | 0 | 0 | 0 | 0 | 0
1993 | 5 | 28 | 0 | 0 | 0 | 0 | 0 | 0 | 0 | 0 | 0 | 0 | 0 | 0 | 0
1993 | 5 | 29 | 0 | 0 | 0 | 0 | 0 | 0 | 0 | 0 | 0 | 0 | 0 | 0 | 0
1993 | 5 | 30 | 0 | 0 | 0 | 0 | 0 | 0 | 0 | 0 | 0 | 0 | 0 | 0 | 0
1993 | 5 | 31 | 0.46 | 0.46 | 0.41 | 0 | 0.46 | 0.41 | 0 | 0 | 0 | 0 | 0 | 0 | 0
1993 | 6 | 1 | 0 | 0 | 0 | 0 | 0 | 0 | 0 | 0 | 0 | 0 | 0 | 0 | 0
1993 | 6 | 2 | 0.02 | 0.02 | 0 | 0 | 0.02 | 0 | 0 | 0 | 0 | 0 | 0 | 0 | 0
1993 | 6 | 3 | 0.31 | 0.31 | 0.26 | 0 | 0.31 | 0.26 | 0 | 0 | 0 | 0 | 0 | 0 | 0
1993 | 6 | 4 | 0.04 | 0.04 | 0 | 0 | 0.04 | 0 | 0 | 0 | 0 | 0 | 0 | 0 | 0
1993 | 6 | 5 | 0.29 | 0.29 | 0.24 | 0 | 0.29 | 0.24 | 0 | 0 | 0 | 0 | 0 | 0 | 0
1993 | 6 | 6 | 0 | 0 | 0 | 0 | 0 | 0 | 0 | 0 | 0 | 0 | 0 | 0 | 0
1993 | 6 | 7 | 0.13 | 0.13 | 0.08 | 0 | 0.13 | 0.08 | 0 | 0 | 0 | 0 | 0 | 0 | 0
1993 | 6 | 8 | 0.52 | 0.52 | 0.47 | 0 | 0.52 | 0.47 | 0 | 0 | 0 | 0 | 0 | 0 | 0
1993 | 6 | 9 | 0.08 | 0.08 | 0.03 | 0 | 0.08 | 0.03 | 0 | 0 | 0 | 0 | 0 | 0 | 0
1993 | 6 | 10 | 0 | 0 | 0 | 0 | 0 | 0 | 0 | 0 | 0 | 0 | 0 | 0 | 0
1993 | 6 | 11 | 0 | 0 | 0 | 0 | 0 | 0 | 0 | 0 | 0 | 0 | 0 | 0 | 0
1993 | 6 | 12 | 0 | 0 | 0 | 0 | 0 | 0 | 0 | 0 | 0 | 0 | 0 | 0 | 0
1993 | 6 | 13 | 0 | 0 | 0 | 0 | 0 | 0 | 0 | 0 | 0 | 0 | 0 | 0 | 0
1993 | 6 | 14 | 0 | 0 | 0 | 0 | 0 | 0 | 0 | 0 | 0 | 0 | 0 | 0 | 0
1993 | 6 | 15 | 0 | 0 | 0 | 0 | 0 | 0 | 0 | 0 | 0 | 0 | 0 | 0 | 0
1993 | 6 | 16 | 0 | 0 | 0 | 0 | 0 | 0 | 0 | 0 | 0 | 0 | 0 | 0 | 0
1993 | 6 | 17 | 0 | 0 | 0 | 0 | 0 | 0 | 0 | 0 | 0 | 0 | 0 | 0 | 0
1993 | 6 | 18 | 0 | 0 | 0 | 0 | 0 | 0 | 0 | 0 | 0 | 0 | 0 | 0 | 0
1993 | 6 | 19 | 0.33 | 0.33 | 0.28 | 0 | 0.33 | 0.28 | 0 | 0 | 0 | 0 | 0 | 0 | 0
1993 | 6 | 20 | 0 | 0 | 0 | 0 | 0 | 0 | 0 | 0 | 0 | 0 | 0 | 0 | 0
1993 | 6 | 21 | 0 | 0 | 0 | 0 | 0 | 0 | 0 | 0 | 0 | 0 | 0 | 0 | 0
1993 | 6 | 22 | 0 | 0 | 0 | 0 | 0 | 0 | 0 | 0 | 0 | 0 | 0 | 0 | 0
1993 | 6 | 23 | 0 | 0 | 0 | 0 | 0 | 0 | 0 | 0 | 0 | 0 | 0 | 0 | 0
1993 | 6 | 24 | 0 | 0 | 0 | 0 | 0 | 0 | 0 | 0 | 0 | 0 | 0 | 0 | 0
1993 | 6 | 25 | 0 | 0 | 0 | 0 | 0 | 0 | 0 | 0 | 0 | 0 | 0 | 0 | 0
1993 | 6 | 26 | 0 | 0 | 0 | 0 | 0 | 0 | 0 | 0 | 0 | 0 | 0 | 0 | 0
1993 | 6 | 27 | 0.01 | 0.01 | 0 | 0 | 0.01 | 0 | 0 | 0 | 0 | 0 | 0 | 0 | 0
1993 | 6 | 28 | 0 | 0 | 0 | 0 | 0 | 0 | 0 | 0 | 0 | 0 | 0 | 0 | 0
1993 | 6 | 29 | 0 | 0 | 0 | 0 | 0 | 0 | 0 | 0 | 0 | 0 | 0 | 0 | 0
1993 | 6 | 30 | 0 | 0 | 0 | 0 | 0 | 0 | 0 | 0 | 0 | 0 | 0 | 0 | 0
1993 | 7 | 1 | 0.06 | 0.06 | 0.01 | 0 | 0.06 | 0.01 | 0 | 0 | 0 | 0 | 0 | 0 | 0
1993 | 7 | 2 | 0.28 | 0.28 | 0.23 | 0 | 0.28 | 0.23 | 0 | 0 | 0 | 0 | 0 | 0 | 0
1993 | 7 | 3 | 0.3 | 0.3 | 0.25 | 0 | 0.3 | 0.25 | 0 | 0 | 0 | 0 | 0 | 0 | 0
1993 | 7 | 4 | 0 | 0 | 0 | 0 | 0 | 0 | 0 | 0 | 0 | 0 | 0 | 0 | 0
1993 | 7 | 5 | 0.02 | 0.02 | 0 | 0 | 0.02 | 0 | 0 | 0 | 0 | 0 | 0 | 0 | 0
1993 | 7 | 6 | 0.06 | 0.06 | 0.01 | 0 | 0.06 | 0.01 | 0 | 0 | 0 | 0 | 0 | 0 | 0
1993 | 7 | 7 | 0 | 0 | 0 | 0 | 0 | 0 | 0 | 0 | 0 | 0 | 0 | 0 | 0
1993 | 7 | 8 | 0 | 0 | 0 | 0 | 0 | 0 | 0 | 0 | 0 | 0 | 0 | 0 | 0
1993 | 7 | 9 | 0 | 0 | 0 | 0 | 0 | 0 | 0 | 0 | 0 | 0 | 0 | 0 | 0
1993 | 7 | 10 | 0 | 0 | 0 | 0 | 0 | 0 | 0 | 0 | 0 | 0 | 0 | 0 | 0
1993 | 7 | 11 | 0 | 0 | 0 | 0 | 0 | 0 | 0 | 0 | 0 | 0 | 0 | 0 | 0
1993 | 7 | 12 | 0 | 0 | 0 | 0 | 0 | 0 | 0 | 0 | 0 | 0 | 0 | 0 | 0
1993 | 7 | 13 | 0 | 0 | 0 | 0 | 0 | 0 | 0 | 0 | 0 | 0 | 0 | 0 | 0
1993 | 7 | 14 | 0.27 | 0.27 | 0.22 | 0 | 0.27 | 0.22 | 0 | 0 | 0 | 0 | 0 | 0 | 0
1993 | 7 | 15 | 0 | 0 | 0 | 0 | 0 | 0 | 0 | 0 | 0 | 0 | 0 | 0 | 0
1993 | 7 | 16 | 0 | 0 | 0 | 0 | 0 | 0 | 0 | 0 | 0 | 0 | 0 | 0 | 0
1993 | 7 | 17 | 0 | 0 | 0 | 0 | 0 | 0 | 0 | 0 | 0 | 0 | 0 | 0 | 0
1993 | 7 | 18 | 0 | 0 | 0 | 0 | 0 | 0 | 0 | 0 | 0 | 0 | 0 | 0 | 0
1993 | 7 | 19 | 0.03 | 0.03 | 0 | 0 | 0.03 | 0 | 0 | 0 | 0 | 0 | 0 | 0 | 0
1993 | 7 | 20 | 0 | 0 | 0 | 0 | 0 | 0 | 0 | 0 | 0 | 0 | 0 | 0 | 0
1993 | 7 | 21 | 0 | 0 | 0 | 0 | 0 | 0 | 0 | 0 | 0 | 0 | 0 | 0 | 0
1993 | 7 | 22 | 0 | 0 | 0 | 0 | 0 | 0 | 0 | 0 | 0 | 0 | 0 | 0 | 0
1993 | 7 | 23 | 0 | 0 | 0 | 0 | 0 | 0 | 0 | 0 | 0 | 0 | 0 | 0 | 0
1993 | 7 | 24 | 0 | 0 | 0 | 0 | 0 | 0 | 0 | 0 | 0 | 0 | 0 | 0 | 0
1993 | 7 | 25 | 0.34 | 0.34 | 0.29 | 0 | 0.34 | 0.29 | 0 | 0 | 0 | 0 | 0 | 0 | 0
1993 | 7 | 26 | 0 | 0 | 0 | 0 | 0 | 0 | 0 | 0 | 0 | 0 | 0 | 0 | 0
1993 | 7 | 27 | 0 | 0 | 0 | 0 | 0 | 0 | 0 | 0 | 0 | 0 | 0 | 0 | 0
1993 | 7 | 28 | 0 | 0 | 0 | 0 | 0 | 0 | 0 | 0 | 0 | 0 | 0 | 0 | 0
1993 | 7 | 29 | 0 | 0 | 0 | 0 | 0 | 0 | 0 | 0 | 0 | 0 | 0 | 0 | 0
1993 | 7 | 30 | 0 | 0 | 0 | 0 | 0 | 0 | 0 | 0 | 0 | 0 | 0 | 0 | 0
1993 | 7 | 31 | 0 | 0 | 0 | 0 | 0 | 0 | 0 | 0 | 0 | 0 | 0 | 0 | 0
1993 | 8 | 1 | 0 | 0 | 0 | 0 | 0 | 0 | 0 | 0 | 0 | 0 | 0 | 0 | 0
1993 | 8 | 2 | 0 | 0 | 0 | 0 | 0 | 0 | 0 | 0 | 0 | 0 | 0 | 0 | 0
1993 | 8 | 3 | 0 | 0 | 0 | 0 | 0 | 0 | 0 | 0 | 0 | 0 | 0 | 0 | 0
1993 | 8 | 4 | 0 | 0 | 0 | 0 | 0 | 0 | 0 | 0 | 0 | 0 | 0 | 0 | 0
1993 | 8 | 5 | 0 | 0 | 0 | 0 | 0 | 0 | 0 | 0 | 0 | 0 | 0 | 0 | 0
1993 | 8 | 6 | 1.94 | 1 | 0.95 | 0 | 1 | 0.95 | 0 | 0 | 0 | 0 | 0 | 0 | 0
1993 | 8 | 7 | 0.01 | 0.01 | 0 | 0 | 0.01 | 0 | 0 | 0 | 0 | 0 | 0 | 0 | 0
1993 | 8 | 8 | 0 | 0 | 0 | 0 | 0 | 0 | 0 | 0 | 0 | 0 | 0 | 0 | 0
1993 | 8 | 9 | 0.36 | 0.36 | 0.31 | 0 | 0.36 | 0.31 | 0 | 0 | 0 | 0 | 0 | 0 | 0
1993 | 8 | 10 | 0 | 0 | 0 | 0 | 0 | 0 | 0 | 0 | 0 | 0 | 0 | 0 | 0
1993 | 8 | 11 | 0.01 | 0.01 | 0 | 0 | 0.01 | 0 | 0 | 0 | 0 | 0 | 0 | 0 | 0
1993 | 8 | 12 | 0.48 | 0.48 | 0.43 | 0 | 0.48 | 0.43 | 0 | 0 | 0 | 0 | 0 | 0 | 0
1993 | 8 | 13 | 0.03 | 0.03 | 0 | 0 | 0.03 | 0 | 0 | 0 | 0 | 0 | 0 | 0 | 0
1993 | 8 | 14 | 0 | 0 | 0 | 0 | 0 | 0 | 0 | 0 | 0 | 0 | 0 | 0 | 0
1993 | 8 | 15 | 0 | 0 | 0 | 0 | 0 | 0 | 0 | 0 | 0 | 0 | 0 | 0 | 0
1993 | 8 | 16 | 0 | 0 | 0 | 0 | 0 | 0 | 0 | 0 | 0 | 0 | 0 | 0 | 0
1993 | 8 | 17 | 1.02 | 1 | 0.95 | 0 | 1 | 0.95 | 0 | 0 | 0 | 0 | 0 | 0 | 0
1993 | 8 | 18 | 0 | 0 | 0 | 0 | 0 | 0 | 0 | 0 | 0 | 0 | 0 | 0 | 0
1993 | 8 | 19 | 0 | 0 | 0 | 0 | 0 | 0 | 0 | 0 | 0 | 0 | 0 | 0 | 0
1993 | 8 | 20 | 0.02 | 0.02 | 0 | 0 | 0.02 | 0 | 0 | 0 | 0 | 0 | 0 | 0 | 0
1993 | 8 | 21 | 0 | 0 | 0 | 0 | 0 | 0 | 0 | 0 | 0 | 0 | 0 | 0 | 0
1993 | 8 | 22 | 0 | 0 | 0 | 0 | 0 | 0 | 0 | 0 | 0 | 0 | 0 | 0 | 0
1993 | 8 | 23 | 0 | 0 | 0 | 0 | 0 | 0 | 0 | 0 | 0 | 0 | 0 | 0 | 0
1993 | 8 | 24 | 0 | 0 | 0 | 0 | 0 | 0 | 0 | 0 | 0 | 0 | 0 | 0 | 0
1993 | 8 | 25 | 0 | 0 | 0 | 0 | 0 | 0 | 0 | 0 | 0 | 0 | 0 | 0 | 0
1993 | 8 | 26 | 0 | 0 | 0 | 0 | 0 | 0 | 0 | 0 | 0 | 0 | 0 | 0 | 0
1993 | 8 | 27 | 0 | 0 | 0 | 0 | 0 | 0 | 0 | 0 | 0 | 0 | 0 | 0 | 0
1993 | 8 | 28 | 0 | 0 | 0 | 0 | 0 | 0 | 0 | 0 | 0 | 0 | 0 | 0 | 0
1993 | 8 | 29 | 0 | 0 | 0 | 0 | 0 | 0 | 0 | 0 | 0 | 0 | 0 | 0 | 0
1993 | 8 | 30 | 0 | 0 | 0 | 0 | 0 | 0 | 0 | 0 | 0 | 0 | 0 | 0 | 0
1993 | 8 | 31 | 0 | 0 | 0 | 0 | 0 | 0 | 0 | 0 | 0 | 0 | 0 | 0 | 0
1993 | 9 | 1 | 0 | 0 | 0 | 0 | 0 | 0 | 0 | 0 | 0 | 0 | 0 | 0 | 0
1993 | 9 | 2 | 0 | 0 | 0 | 0 | 0 | 0 | 0 | 0 | 0 | 0 | 0 | 0 | 0
1993 | 9 | 3 | 0 | 0 | 0 | 0 | 0 | 0 | 0 | 0 | 0 | 0 | 0 | 0 | 0
1993 | 9 | 4 | 0.18 | 0.18 | 0.13 | 0 | 0.18 | 0.13 | 0 | 0 | 0 | 0 | 0 | 0 | 0
1993 | 9 | 5 | 0 | 0 | 0 | 0 | 0 | 0 | 0 | 0 | 0 | 0 | 0 | 0 | 0
1993 | 9 | 6 | 0 | 0 | 0 | 0 | 0 | 0 | 0 | 0 | 0 | 0 | 0 | 0 | 0
1993 | 9 | 7 | 0 | 0 | 0 | 0 | 0 | 0 | 0 | 0 | 0 | 0 | 0 | 0 | 0
1993 | 9 | 8 | 0.84 | 0.84 | 0.79 | 0 | 0.84 | 0.79 | 0 | 0 | 0 | 0 | 0 | 0 | 0
1993 | 9 | 9 | 0.01 | 0.01 | 0 | 0 | 0.01 | 0 | 0 | 0 | 0 | 0 | 0 | 0 | 0
1993 | 9 | 10 | 0.11 | 0.11 | 0.06 | 0 | 0.11 | 0.06 | 0 | 0 | 0 | 0 | 0 | 0 | 0
1993 | 9 | 11 | 0 | 0 | 0 | 0 | 0 | 0 | 0 | 0 | 0 | 0 | 0 | 0 | 0
1993 | 9 | 12 | 0 | 0 | 0 | 0 | 0 | 0 | 0 | 0 | 0 | 0 | 0 | 0 | 0
1993 | 9 | 13 | 0 | 0 | 0 | 0 | 0 | 0 | 0 | 0 | 0 | 0 | 0 | 0 | 0
1993 | 9 | 14 | 0 | 0 | 0 | 0 | 0 | 0 | 0 | 0 | 0 | 0 | 0 | 0 | 0
1993 | 9 | 15 | 0.02 | 0.02 | 0 | 0 | 0.02 | 0 | 0 | 0 | 0 | 0 | 0 | 0 | 0
1993 | 9 | 16 | 0.5 | 0.5 | 0.45 | 0 | 0.5 | 0.45 | 0 | 0 | 0 | 0 | 0 | 0 | 0
1993 | 9 | 17 | 0.18 | 0.18 | 0.13 | 0 | 0.18 | 0.13 | 0 | 0 | 0 | 0 | 0 | 0 | 0
1993 | 9 | 18 | 0.18 | 0.18 | 0.13 | 0 | 0.18 | 0.13 | 0 | 0 | 0 | 0 | 0 | 0 | 0
1993 | 9 | 19 | 0 | 0 | 0 | 0 | 0 | 0 | 0 | 0 | 0 | 0 | 0 | 0 | 0
1993 | 9 | 20 | 0.03 | 0.03 | 0 | 0 | 0.03 | 0 | 0 | 0 | 0 | 0 | 0 | 0 | 0
1993 | 9 | 21 | 0.34 | 0.34 | 0.29 | 0 | 0.34 | 0.29 | 0 | 0 | 0 | 0 | 0 | 0 | 0
1993 | 9 | 22 | 0 | 0 | 0 | 0 | 0 | 0 | 0 | 0 | 0 | 0 | 0 | 0 | 0
1993 | 9 | 23 | 0 | 0 | 0 | 0 | 0 | 0 | 0 | 0 | 0 | 0 | 0 | 0 | 0
1993 | 9 | 24 | 0 | 0 | 0 | 0 | 0 | 0 | 0 | 0 | 0 | 0 | 0 | 0 | 0
1993 | 9 | 25 | 0.5 | 0.5 | 0.45 | 0 | 0.5 | 0.45 | 0 | 0 | 0 | 0 | 0 | 0 | 0
1993 | 9 | 26 | 0 | 0 | 0 | 0 | 0 | 0 | 0 | 0 | 0 | 0 | 0 | 0 | 0
1993 | 9 | 27 | 0.75 | 0.75 | 0.7 | 0 | 0.75 | 0.7 | 0 | 0 | 0 | 0 | 0 | 0 | 0
1993 | 9 | 28 | 0 | 0 | 0 | 0 | 0 | 0 | 0 | 0 | 0 | 0 | 0 | 0 | 0
1993 | 9 | 29 | 0 | 0 | 0 | 0 | 0 | 0 | 0 | 0 | 0 | 0 | 0 | 0 | 0
1993 | 9 | 30 | 0.04 | 0.04 | 0 | 0 | 0.04 | 0 | 0 | 0 | 0 | 0 | 0 | 0 | 0
1993 | 10 | 1 | 0 | 0 | 0 | 0 | 0 | 0 | 0 | 0 | 0 | 0 | 0 | 0 | 0
1993 | 10 | 2 | 0.01 | 0.01 | 0 | 0 | 0.01 | 0 | 0 | 0 | 0 | 0 | 0 | 0 | 0
1993 | 10 | 3 | 0 | 0 | 0 | 0 | 0 | 0 | 0 | 0 | 0 | 0 | 0 | 0 | 0
1993 | 10 | 4 | 0 | 0 | 0 | 0 | 0 | 0 | 0 | 0 | 0 | 0 | 0 | 0 | 0
1993 | 10 | 5 | 0 | 0 | 0 | 0 | 0 | 0 | 0 | 0 | 0 | 0 | 0 | 0 | 0
1993 | 10 | 6 | 0 | 0 | 0 | 0 | 0 | 0 | 0 | 0 | 0 | 0 | 0 | 0 | 0
1993 | 10 | 7 | 0 | 0 | 0 | 0 | 0 | 0 | 0 | 0 | 0 | 0 | 0 | 0 | 0
1993 | 10 | 8 | 0 | 0 | 0 | 0 | 0 | 0 | 0 | 0 | 0 | 0 | 0 | 0 | 0
1993 | 10 | 9 | 0.15 | 0.15 | 0.1 | 0 | 0.15 | 0.1 | 0 | 0 | 0 | 0 | 0 | 0 | 0
1993 | 10 | 10 | 0.03 | 0.03 | 0 | 0 | 0.03 | 0 | 0 | 0 | 0 | 0 | 0 | 0 | 0
1993 | 10 | 11 | 0.03 | 0.03 | 0 | 0 | 0.03 | 0 | 0 | 0 | 0 | 0 | 0 | 0 | 0
1993 | 10 | 12 | 0.89 | 0.89 | 0.84 | 0 | 0.89 | 0.84 | 0 | 0 | 0 | 0 | 0 | 0 | 0
1993 | 10 | 13 | 0 | 0 | 0 | 0 | 0 | 0 | 0 | 0 | 0 | 0 | 0 | 0 | 0
1993 | 10 | 14 | 0 | 0 | 0 | 0 | 0 | 0 | 0 | 0 | 0 | 0 | 0 | 0 | 0
1993 | 10 | 15 | 0 | 0 | 0 | 0 | 0 | 0 | 0 | 0 | 0 | 0 | 0 | 0 | 0
1993 | 10 | 16 | 0 | 0 | 0 | 0 | 0 | 0 | 0 | 0 | 0 | 0 | 0 | 0 | 0
1993 | 10 | 17 | 0 | 0 | 0 | 0 | 0 | 0 | 0 | 0 | 0 | 0 | 0 | 0 | 0
1993 | 10 | 18 | 0 | 0 | 0 | 0 | 0 | 0 | 0 | 0 | 0 | 0 | 0 | 0 | 0
1993 | 10 | 19 | 0 | 0 | 0 | 0 | 0 | 0 | 0 | 0 | 0 | 0 | 0 | 0 | 0
1993 | 10 | 20 | 0.26 | 0.26 | 0.21 | 0 | 0.26 | 0.21 | 0 | 0 | 0 | 0 | 0 | 0 | 0
1993 | 10 | 21 | 0.28 | 0.28 | 0.23 | 0 | 0.28 | 0.23 | 0 | 0 | 0 | 0 | 0 | 0 | 0
1993 | 10 | 22 | 0 | 0 | 0 | 0 | 0 | 0 | 0 | 0 | 0 | 0 | 0 | 0 | 0
1993 | 10 | 23 | 0 | 0 | 0 | 0 | 0 | 0 | 0 | 0 | 0 | 0 | 0 | 0 | 0
1993 | 10 | 24 | 0 | 0 | 0 | 0 | 0 | 0 | 0 | 0 | 0 | 0 | 0 | 0 | 0
1993 | 10 | 25 | 0 | 0 | 0 | 0 | 0 | 0 | 0 | 0 | 0 | 0 | 0 | 0 | 0
1993 | 10 | 26 | 0.06 | 0.06 | 0.01 | 0 | 0.06 | 0.01 | 0 | 0 | 0 | 0 | 0 | 0 | 0
1993 | 10 | 27 | 0.09 | 0.09 | 0.04 | 0 | 0.09 | 0.04 | 0 | 0 | 0 | 0 | 0 | 0 | 0
1993 | 10 | 28 | 0.01 | 0.01 | 0 | 0 | 0.01 | 0 | 0 | 0 | 0 | 0 | 0 | 0 | 0
1993 | 10 | 29 | 0 | 0 | 0 | 0 | 0 | 0 | 0 | 0 | 0 | 0 | 0 | 0 | 0
1993 | 10 | 30 | 0.73 | 0.73 | 0.68 | 0 | 0.73 | 0.68 | 0 | 0 | 0 | 0 | 0 | 0 | 0
1993 | 10 | 31 | 0.08 | 0.08 | 0.03 | 0 | 0.08 | 0.03 | 0 | 0 | 0 | 0 | 0 | 0 | 0
1993 | 11 | 1 | 0 | 0 | 0 | 0 | 0 | 0 | 0 | 0 | 0 | 0 | 0 | 0 | 0
1993 | 11 | 2 | 0 | 0 | 0 | 0 | 0 | 0 | 0 | 0 | 0 | 0 | 0 | 0 | 0
1993 | 11 | 3 | 0 | 0 | 0 | 0 | 0 | 0 | 0 | 0 | 0 | 0 | 0 | 0 | 0
1993 | 11 | 4 | 0 | 0 | 0 | 0 | 0 | 0 | 0 | 0 | 0 | 0 | 0 | 0 | 0
1993 | 11 | 5 | 0.11 | 0.11 | 0.06 | 0 | 0.11 | 0.06 | 0 | 0 | 0 | 0 | 0 | 0 | 0
1993 | 11 | 6 | 0.04 | 0.04 | 0 | 0 | 0.04 | 0 | 0 | 0 | 0 | 0 | 0 | 0 | 0
1993 | 11 | 7 | 0 | 0 | 0 | 0 | 0 | 0 | 0 | 0 | 0 | 0 | 0 | 0 | 0
1993 | 11 | 8 | 0 | 0 | 0 | 0 | 0 | 0 | 0 | 0 | 0 | 0 | 0 | 0 | 0
1993 | 11 | 9 | 0 | 0 | 0 | 0 | 0 | 0 | 0 | 0 | 0 | 0 | 0 | 0 | 0
1993 | 11 | 10 | 0 | 0 | 0 | 0 | 0 | 0 | 0 | 0 | 0 | 0 | 0 | 0 | 0
1993 | 11 | 11 | 0 | 0 | 0 | 0 | 0 | 0 | 0 | 0 | 0 | 0 | 0 | 0 | 0
1993 | 11 | 12 | 0 | 0 | 0 | 0 | 0 | 0 | 0 | 0 | 0 | 0 | 0 | 0 | 0
1993 | 11 | 13 | 0.1 | 0.1 | 0.05 | 0 | 0.1 | 0.05 | 0 | 0 | 0 | 0 | 0 | 0 | 0
1993 | 11 | 14 | 0 | 0 | 0 | 0 | 0 | 0 | 0 | 0 | 0 | 0 | 0 | 0 | 0
1993 | 11 | 15 | 0 | 0 | 0 | 0 | 0 | 0 | 0 | 0 | 0 | 0 | 0 | 0 | 0
1993 | 11 | 16 | 0 | 0 | 0 | 0 | 0 | 0 | 0 | 0 | 0 | 0 | 0 | 0 | 0
1993 | 11 | 17 | 0.46 | 0.46 | 0.41 | 0 | 0.46 | 0.41 | 0 | 0 | 0 | 0 | 0 | 0 | 0
1993 | 11 | 18 | 0 | 0 | 0 | 0 | 0 | 0 | 0 | 0 | 0 | 0 | 0 | 0 | 0
1993 | 11 | 19 | 0.02 | 0.02 | 0 | 0 | 0.02 | 0 | 0 | 0 | 0 | 0 | 0 | 0 | 0
1993 | 11 | 20 | 0 | 0 | 0 | 0 | 0 | 0 | 0 | 0 | 0 | 0 | 0 | 0 | 0
1993 | 11 | 21 | 0 | 0 | 0 | 0 | 0 | 0 | 0 | 0 | 0 | 0 | 0 | 0 | 0
1993 | 11 | 22 | 0 | 0 | 0 | 0 | 0 | 0 | 0 | 0 | 0 | 0 | 0 | 0 | 0
1993 | 11 | 23 | 0 | 0 | 0 | 0 | 0 | 0 | 0 | 0 | 0 | 0 | 0 | 0 | 0
1993 | 11 | 24 | 0 | 0 | 0 | 0 | 0 | 0 | 0 | 0 | 0 | 0 | 0 | 0 | 0
1993 | 11 | 25 | 0 | 0 | 0 | 0 | 0 | 0 | 0 | 0 | 0 | 0 | 0 | 0 | 0
1993 | 11 | 26 | 0 | 0 | 0 | 0 | 0 | 0 | 0 | 0 | 0 | 0 | 0 | 0 | 0
1993 | 11 | 27 | 1.77 | 1 | 0.95 | 0 | 1 | 0.95 | 0 | 0 | 0 | 0 | 0 | 0 | 0
1993 | 11 | 28 | 2.26 | 1 | 0.95 | 0 | 1 | 0.95 | 0 | 0 | 0 | 0 | 0 | 0 | 0
1993 | 11 | 29 | 0 | 0 | 0 | 0 | 0 | 0 | 0 | 0 | 0 | 0 | 0 | 0 | 0
1993 | 11 | 30 | 0 | 0 | 0 | 0 | 0 | 0 | 0 | 0 | 0 | 0 | 0 | 0 | 0
1993 | 12 | 1 | 0 | 0 | 0 | 0 | 0 | 0 | 0 | 0 | 0 | 0 | 0 | 0 | 0
1993 | 12 | 2 | 0 | 0 | 0 | 0 | 0 | 0 | 0 | 0 | 0 | 0 | 0 | 0 | 0
1993 | 12 | 3 | 0 | 0 | 0 | 0 | 0 | 0 | 0 | 0 | 0 | 0 | 0 | 0 | 0
1993 | 12 | 4 | 1 | 1 | 0.95 | 0 | 1 | 0.95 | 0 | 0 | 0 | 0 | 0 | 0 | 0
1993 | 12 | 5 | 1.72 | 1 | 0.95 | 0 | 1 | 0.95 | 0 | 0 | 0 | 0 | 0 | 0 | 0
1993 | 12 | 6 | 0 | 0 | 0 | 0 | 0 | 0 | 0 | 0 | 0 | 0 | 0 | 0 | 0
1993 | 12 | 7 | 0 | 0 | 0 | 0 | 0 | 0 | 0 | 0 | 0 | 0 | 0 | 0 | 0
1993 | 12 | 8 | 0 | 0 | 0 | 0 | 0 | 0 | 0 | 0 | 0 | 0 | 0 | 0 | 0
1993 | 12 | 9 | 0 | 0 | 0 | 0 | 0 | 0 | 0 | 0 | 0 | 0 | 0 | 0 | 0
1993 | 12 | 10 | 0.02 | 0.02 | 0 | 0 | 0.02 | 0 | 0 | 0 | 0 | 0 | 0 | 0 | 0
1993 | 12 | 11 | 0 | 0 | 0 | 0 | 0 | 0 | 0 | 0 | 0 | 0 | 0 | 0 | 0
1993 | 12 | 12 | 0 | 0 | 0 | 0 | 0 | 0 | 0 | 0 | 0 | 0 | 0 | 0 | 0
1993 | 12 | 13 | 0 | 0 | 0 | 0 | 0 | 0 | 0 | 0 | 0 | 0 | 0 | 0 | 0
1993 | 12 | 14 | 0 | 0 | 0 | 0 | 0 | 0 | 0 | 0 | 0 | 0 | 0 | 0 | 0
1993 | 12 | 15 | 0.63 | 0.63 | 0.58 | 0 | 0.63 | 0.58 | 0 | 0 | 0 | 0 | 0 | 0 | 0
1993 | 12 | 16 | 0 | 0 | 0 | 0 | 0 | 0 | 0 | 0 | 0 | 0 | 0 | 0 | 0
1993 | 12 | 17 | 0 | 0 | 0 | 0 | 0 | 0 | 0 | 0 | 0 | 0 | 0 | 0 | 0
1993 | 12 | 18 | 0.02 | 0.02 | 0 | 0 | 0.02 | 0 | 0 | 0 | 0 | 0 | 0 | 0 | 0
1993 | 12 | 19 | 0.05 | 0.05 | 0 | 0 | 0.05 | 0 | 0 | 0 | 0 | 0 | 0 | 0 | 0
1993 | 12 | 20 | 0.17 | 0.17 | 0.12 | 0 | 0.17 | 0.12 | 0 | 0 | 0 | 0 | 0 | 0 | 0
1993 | 12 | 21 | 0.48 | 0.48 | 0.43 | 0 | 0.48 | 0.43 | 0 | 0 | 0 | 0 | 0 | 0 | 0
1993 | 12 | 22 | 0 | 0 | 0 | 0 | 0 | 0 | 0 | 0 | 0 | 0 | 0 | 0 | 0
1993 | 12 | 23 | 0 | 0 | 0 | 0 | 0 | 0 | 0 | 0 | 0 | 0 | 0 | 0 | 0
1993 | 12 | 24 | 0 | 0 | 0 | 0 | 0 | 0 | 0 | 0 | 0 | 0 | 0 | 0 | 0
1993 | 12 | 25 | 0.02 | 0.02 | 0 | 0 | 0.02 | 0 | 0 | 0 | 0 | 0 | 0 | 0 | 0
1993 | 12 | 26 | 0 | 0 | 0 | 0 | 0 | 0 | 0 | 0 | 0 | 0 | 0 | 0 | 0
1993 | 12 | 27 | 0 | 0 | 0 | 0 | 0 | 0 | 0 | 0 | 0 | 0 | 0 | 0 | 0
1993 | 12 | 28 | 0.23 | 0.23 | 0.18 | 0 | 0.23 | 0.18 | 0 | 0 | 0 | 0 | 0 | 0 | 0
1993 | 12 | 29 | 0.04 | 0.04 | 0 | 0 | 0.04 | 0 | 0 | 0 | 0 | 0 | 0 | 0 | 0
1993 | 12 | 30 | 0 | 0 | 0 | 0 | 0 | 0 | 0 | 0 | 0 | 0 | 0 | 0 | 0
1993 | 12 | 31 | 0 | 0 | 0 | 0 | 0 | 0 | 0 | 0 | 0 | 0 | 0 | 0 | 0
1994 | 1 | 1 | 0.07 | 0.07 | 0.02 | 0 | 0.07 | 0.02 | 0 | 0 | 0 | 0 | 0 | 0 | 0
1994 | 1 | 2 | 0 | 0 | 0 | 0 | 0 | 0 | 0 | 0 | 0 | 0 | 0 | 0 | 0
1994 | 1 | 3 | 0.04 | 0.04 | 0 | 0 | 0.04 | 0 | 0 | 0 | 0 | 0 | 0 | 0 | 0
1994 | 1 | 4 | 0.49 | 0.49 | 0.44 | 0 | 0.49 | 0.44 | 0 | 0 | 0 | 0 | 0 | 0 | 0
1994 | 1 | 5 | 0 | 0 | 0 | 0 | 0 | 0 | 0 | 0 | 0 | 0 | 0 | 0 | 0
1994 | 1 | 6 | 0 | 0 | 0 | 0 | 0 | 0 | 0 | 0 | 0 | 0 | 0 | 0 | 0
1994 | 1 | 7 | 0.8 | 0.8 | 0.75 | 0 | 0.8 | 0.75 | 0 | 0 | 0 | 0 | 0 | 0 | 0
1994 | 1 | 8 | 0.21 | 0.21 | 0.16 | 0 | 0.21 | 0.16 | 0 | 0 | 0 | 0 | 0 | 0 | 0
1994 | 1 | 9 | 0 | 0 | 0 | 0 | 0 | 0 | 0 | 0 | 0 | 0 | 0 | 0 | 0
1994 | 1 | 10 | 0 | 0 | 0 | 0 | 0 | 0 | 0 | 0 | 0 | 0 | 0 | 0 | 0
1994 | 1 | 11 | 0 | 0 | 0 | 0 | 0 | 0 | 0 | 0 | 0 | 0 | 0 | 0 | 0
1994 | 1 | 12 | 0.64 | 0.64 | 0.59 | 0 | 0.64 | 0.59 | 0 | 0 | 0 | 0 | 0 | 0 | 0
1994 | 1 | 13 | 0 | 0 | 0 | 0 | 0 | 0 | 0 | 0 | 0 | 0 | 0 | 0 | 0
1994 | 1 | 14 | 0.03 | 0.03 | 0 | 0 | 0.03 | 0 | 0 | 0 | 0 | 0 | 0 | 0 | 0
1994 | 1 | 15 | 0 | 0 | 0 | 0 | 0 | 0 | 0 | 0 | 0 | 0 | 0 | 0 | 0
1994 | 1 | 16 | 0 | 0 | 0 | 0 | 0 | 0 | 0 | 0 | 0 | 0 | 0 | 0 | 0
1994 | 1 | 17 | 1.09 | 1 | 0.95 | 0 | 1 | 0.95 | 0 | 0 | 0 | 0 | 0 | 0 | 0
1994 | 1 | 18 | 0 | 0 | 0 | 0 | 0 | 0 | 0 | 0 | 0 | 0 | 0 | 0 | 0
1994 | 1 | 19 | 0 | 0 | 0 | 0 | 0 | 0 | 0 | 0 | 0 | 0 | 0 | 0 | 0
1994 | 1 | 20 | 0.09 | 0.09 | 0.04 | 0 | 0.09 | 0.04 | 0 | 0 | 0 | 0 | 0 | 0 | 0
1994 | 1 | 21 | 0 | 0 | 0 | 0 | 0 | 0 | 0 | 0 | 0 | 0 | 0 | 0 | 0
1994 | 1 | 22 | 0 | 0 | 0 | 0 | 0 | 0 | 0 | 0 | 0 | 0 | 0 | 0 | 0
1994 | 1 | 23 | 0 | 0 | 0 | 0 | 0 | 0 | 0 | 0 | 0 | 0 | 0 | 0 | 0
1994 | 1 | 24 | 0 | 0 | 0 | 0 | 0 | 0 | 0 | 0 | 0 | 0 | 0 | 0 | 0
1994 | 1 | 25 | 0.2 | 0.2 | 0.15 | 0 | 0.2 | 0.15 | 0 | 0 | 0 | 0 | 0 | 0 | 0
1994 | 1 | 26 | 0.01 | 0.01 | 0 | 0 | 0.01 | 0 | 0 | 0 | 0 | 0 | 0 | 0 | 0
1994 | 1 | 27 | 0.13 | 0.13 | 0.08 | 0 | 0.13 | 0.08 | 0 | 0 | 0 | 0 | 0 | 0 | 0
1994 | 1 | 28 | 0.47 | 0.47 | 0.42 | 0 | 0.47 | 0.42 | 0 | 0 | 0 | 0 | 0 | 0 | 0
1994 | 1 | 29 | 0 | 0 | 0 | 0 | 0 | 0 | 0 | 0 | 0 | 0 | 0 | 0 | 0
1994 | 1 | 30 | 0.01 | 0.01 | 0 | 0 | 0.01 | 0 | 0 | 0 | 0 | 0 | 0 | 0 | 0
1994 | 1 | 31 | 0 | 0 | 0 | 0 | 0 | 0 | 0 | 0 | 0 | 0 | 0 | 0 | 0
1994 | 2 | 1 | 0 | 0 | 0 | 0 | 0 | 0 | 0 | 0 | 0 | 0 | 0 | 0 | 0
1994 | 2 | 2 | 0 | 0 | 0 | 0 | 0 | 0 | 0 | 0 | 0 | 0 | 0 | 0 | 0
1994 | 2 | 3 | 0 | 0 | 0 | 0 | 0 | 0 | 0 | 0 | 0 | 0 | 0 | 0 | 0
1994 | 2 | 4 | 0 | 0 | 0 | 0 | 0 | 0 | 0 | 0 | 0 | 0 | 0 | 0 | 0
1994 | 2 | 5 | 0 | 0 | 0 | 0 | 0 | 0 | 0 | 0 | 0 | 0 | 0 | 0 | 0
1994 | 2 | 6 | 0 | 0 | 0 | 0 | 0 | 0 | 0 | 0 | 0 | 0 | 0 | 0 | 0
1994 | 2 | 7 | 0 | 0 | 0 | 0 | 0 | 0 | 0 | 0 | 0 | 0 | 0 | 0 | 0
1994 | 2 | 8 | 0.54 | 0.54 | 0.49 | 0 | 0.54 | 0.49 | 0 | 0 | 0 | 0 | 0 | 0 | 0
1994 | 2 | 9 | 0.45 | 0.45 | 0.4 | 0 | 0.45 | 0.4 | 0 | 0 | 0 | 0 | 0 | 0 | 0
1994 | 2 | 10 | 0.18 | 0.18 | 0.13 | 0 | 0.18 | 0.13 | 0 | 0 | 0 | 0 | 0 | 0 | 0
1994 | 2 | 11 | 1.17 | 1 | 0.95 | 0 | 1 | 0.95 | 0 | 0 | 0 | 0 | 0 | 0 | 0
1994 | 2 | 12 | 0.02 | 0.02 | 0 | 0 | 0.02 | 0 | 0 | 0 | 0 | 0 | 0 | 0 | 0
1994 | 2 | 13 | 0 | 0 | 0 | 0 | 0 | 0 | 0 | 0 | 0 | 0 | 0 | 0 | 0
1994 | 2 | 14 | 0 | 0 | 0 | 0 | 0 | 0 | 0 | 0 | 0 | 0 | 0 | 0 | 0
1994 | 2 | 15 | 0 | 0 | 0 | 0 | 0 | 0 | 0 | 0 | 0 | 0 | 0 | 0 | 0
1994 | 2 | 16 | 0 | 0 | 0 | 0 | 0 | 0 | 0 | 0 | 0 | 0 | 0 | 0 | 0
1994 | 2 | 17 | 0 | 0 | 0 | 0 | 0 | 0 | 0 | 0 | 0 | 0 | 0 | 0 | 0
1994 | 2 | 18 | 0 | 0 | 0 | 0 | 0 | 0 | 0 | 0 | 0 | 0 | 0 | 0 | 0
1994 | 2 | 19 | 0 | 0 | 0 | 0 | 0 | 0 | 0 | 0 | 0 | 0 | 0 | 0 | 0
1994 | 2 | 20 | 0 | 0 | 0 | 0 | 0 | 0 | 0 | 0 | 0 | 0 | 0 | 0 | 0
1994 | 2 | 21 | 0.13 | 0.13 | 0.08 | 0 | 0.13 | 0.08 | 0 | 0 | 0 | 0 | 0 | 0 | 0
1994 | 2 | 22 | 0 | 0 | 0 | 0 | 0 | 0 | 0 | 0 | 0 | 0 | 0 | 0 | 0
1994 | 2 | 23 | 1.34 | 1 | 0.95 | 0 | 1 | 0.95 | 0 | 0 | 0 | 0 | 0 | 0 | 0
1994 | 2 | 24 | 0.37 | 0.37 | 0.32 | 0 | 0.37 | 0.32 | 0 | 0 | 0 | 0 | 0 | 0 | 0
1994 | 2 | 25 | 0 | 0 | 0 | 0 | 0 | 0 | 0 | 0 | 0 | 0 | 0 | 0 | 0
1994 | 2 | 26 | 0 | 0 | 0 | 0 | 0 | 0 | 0 | 0 | 0 | 0 | 0 | 0 | 0
1994 | 2 | 27 | 0 | 0 | 0 | 0 | 0 | 0 | 0 | 0 | 0 | 0 | 0 | 0 | 0
1994 | 2 | 28 | 0 | 0 | 0 | 0 | 0 | 0 | 0 | 0 | 0 | 0 | 0 | 0 | 0
1994 | 3 | 1 | 0.25 | 0.25 | 0.2 | 0 | 0.25 | 0.2 | 0 | 0 | 0 | 0 | 0 | 0 | 0
1994 | 3 | 2 | 1.65 | 1 | 0.95 | 0 | 1 | 0.95 | 0 | 0 | 0 | 0 | 0 | 0 | 0
1994 | 3 | 3 | 0.17 | 0.17 | 0.12 | 0 | 0.17 | 0.12 | 0 | 0 | 0 | 0 | 0 | 0 | 0
1994 | 3 | 4 | 0 | 0 | 0 | 0 | 0 | 0 | 0 | 0 | 0 | 0 | 0 | 0 | 0
1994 | 3 | 5 | 0 | 0 | 0 | 0 | 0 | 0 | 0 | 0 | 0 | 0 | 0 | 0 | 0
1994 | 3 | 6 | 0 | 0 | 0 | 0 | 0 | 0 | 0 | 0 | 0 | 0 | 0 | 0 | 0
1994 | 3 | 7 | 0.13 | 0.13 | 0.08 | 0 | 0.13 | 0.08 | 0 | 0 | 0 | 0 | 0 | 0 | 0
1994 | 3 | 8 | 0.09 | 0.09 | 0.04 | 0 | 0.09 | 0.04 | 0 | 0 | 0 | 0 | 0 | 0 | 0
1994 | 3 | 9 | 0.39 | 0.39 | 0.34 | 0 | 0.39 | 0.34 | 0 | 0 | 0 | 0 | 0 | 0 | 0
1994 | 3 | 10 | 0.88 | 0.88 | 0.83 | 0 | 0.88 | 0.83 | 0 | 0 | 0 | 0 | 0 | 0 | 0
1994 | 3 | 11 | 0 | 0 | 0 | 0 | 0 | 0 | 0 | 0 | 0 | 0 | 0 | 0 | 0
1994 | 3 | 12 | 0 | 0 | 0 | 0 | 0 | 0 | 0 | 0 | 0 | 0 | 0 | 0 | 0
1994 | 3 | 13 | 0 | 0 | 0 | 0 | 0 | 0 | 0 | 0 | 0 | 0 | 0 | 0 | 0
1994 | 3 | 14 | 0 | 0 | 0 | 0 | 0 | 0 | 0 | 0 | 0 | 0 | 0 | 0 | 0
1994 | 3 | 15 | 0.03 | 0.03 | 0 | 0 | 0.03 | 0 | 0 | 0 | 0 | 0 | 0 | 0 | 0
1994 | 3 | 16 | 0 | 0 | 0 | 0 | 0 | 0 | 0 | 0 | 0 | 0 | 0 | 0 | 0
1994 | 3 | 17 | 0 | 0 | 0 | 0 | 0 | 0 | 0 | 0 | 0 | 0 | 0 | 0 | 0
1994 | 3 | 18 | 0.16 | 0.16 | 0.11 | 0 | 0.16 | 0.11 | 0 | 0 | 0 | 0 | 0 | 0 | 0
1994 | 3 | 19 | 0 | 0 | 0 | 0 | 0 | 0 | 0 | 0 | 0 | 0 | 0 | 0 | 0
1994 | 3 | 20 | 0 | 0 | 0 | 0 | 0 | 0 | 0 | 0 | 0 | 0 | 0 | 0 | 0
1994 | 3 | 21 | 0.62 | 0.62 | 0.57 | 0 | 0.62 | 0.57 | 0 | 0 | 0 | 0 | 0 | 0 | 0
1994 | 3 | 22 | 0 | 0 | 0 | 0 | 0 | 0 | 0 | 0 | 0 | 0 | 0 | 0 | 0
1994 | 3 | 23 | 0 | 0 | 0 | 0 | 0 | 0 | 0 | 0 | 0 | 0 | 0 | 0 | 0
1994 | 3 | 24 | 0 | 0 | 0 | 0 | 0 | 0 | 0 | 0 | 0 | 0 | 0 | 0 | 0
1994 | 3 | 25 | 0.33 | 0.33 | 0.28 | 0 | 0.33 | 0.28 | 0 | 0 | 0 | 0 | 0 | 0 | 0
1994 | 3 | 26 | 0.04 | 0.04 | 0 | 0 | 0.04 | 0 | 0 | 0 | 0 | 0 | 0 | 0 | 0
1994 | 3 | 27 | 1.5 | 1 | 0.95 | 0 | 1 | 0.95 | 0 | 0 | 0 | 0 | 0 | 0 | 0
1994 | 3 | 28 | 1.63 | 1 | 0.95 | 0 | 1 | 0.95 | 0 | 0 | 0 | 0 | 0 | 0 | 0
1994 | 3 | 29 | 0.51 | 0.51 | 0.46 | 0 | 0.51 | 0.46 | 0 | 0 | 0 | 0 | 0 | 0 | 0
1994 | 3 | 30 | 0 | 0 | 0 | 0 | 0 | 0 | 0 | 0 | 0 | 0 | 0 | 0 | 0
1994 | 3 | 31 | 0.07 | 0.07 | 0.02 | 0 | 0.07 | 0.02 | 0 | 0 | 0 | 0 | 0 | 0 | 0
1994 | 4 | 1 | 0.01 | 0.01 | 0 | 0 | 0.01 | 0 | 0 | 0 | 0 | 0 | 0 | 0 | 0
1994 | 4 | 2 | 0 | 0 | 0 | 0 | 0 | 0 | 0 | 0 | 0 | 0 | 0 | 0 | 0
1994 | 4 | 3 | 0.01 | 0.01 | 0 | 0 | 0.01 | 0 | 0 | 0 | 0 | 0 | 0 | 0 | 0
1994 | 4 | 4 | 0.03 | 0.03 | 0 | 0 | 0.03 | 0 | 0 | 0 | 0 | 0 | 0 | 0 | 0
1994 | 4 | 5 | 0 | 0 | 0 | 0 | 0 | 0 | 0 | 0 | 0 | 0 | 0 | 0 | 0
1994 | 4 | 6 | 0.16 | 0.16 | 0.11 | 0 | 0.16 | 0.11 | 0 | 0 | 0 | 0 | 0 | 0 | 0
1994 | 4 | 7 | 0.5 | 0.5 | 0.45 | 0 | 0.5 | 0.45 | 0 | 0 | 0 | 0 | 0 | 0 | 0
1994 | 4 | 8 | 0 | 0 | 0 | 0 | 0 | 0 | 0 | 0 | 0 | 0 | 0 | 0 | 0
1994 | 4 | 9 | 0 | 0 | 0 | 0 | 0 | 0 | 0 | 0 | 0 | 0 | 0 | 0 | 0
1994 | 4 | 10 | 0.19 | 0.19 | 0.14 | 0 | 0.19 | 0.14 | 0 | 0 | 0 | 0 | 0 | 0 | 0
1994 | 4 | 11 | 0 | 0 | 0 | 0 | 0 | 0 | 0 | 0 | 0 | 0 | 0 | 0 | 0
1994 | 4 | 12 | 0 | 0 | 0 | 0 | 0 | 0 | 0 | 0 | 0 | 0 | 0 | 0 | 0
1994 | 4 | 13 | 0.42 | 0.42 | 0.37 | 0 | 0.42 | 0.37 | 0 | 0 | 0 | 0 | 0 | 0 | 0
1994 | 4 | 14 | 0 | 0 | 0 | 0 | 0 | 0 | 0 | 0 | 0 | 0 | 0 | 0 | 0
1994 | 4 | 15 | 0.01 | 0.01 | 0 | 0 | 0.01 | 0 | 0 | 0 | 0 | 0 | 0 | 0 | 0
1994 | 4 | 16 | 0.2 | 0.2 | 0.15 | 0 | 0.2 | 0.15 | 0 | 0 | 0 | 0 | 0 | 0 | 0
1994 | 4 | 17 | 0 | 0 | 0 | 0 | 0 | 0 | 0 | 0 | 0 | 0 | 0 | 0 | 0
1994 | 4 | 18 | 0 | 0 | 0 | 0 | 0 | 0 | 0 | 0 | 0 | 0 | 0 | 0 | 0
1994 | 4 | 19 | 0 | 0 | 0 | 0 | 0 | 0 | 0 | 0 | 0 | 0 | 0 | 0 | 0
1994 | 4 | 20 | 0 | 0 | 0 | 0 | 0 | 0 | 0 | 0 | 0 | 0 | 0 | 0 | 0
1994 | 4 | 21 | 0 | 0 | 0 | 0 | 0 | 0 | 0 | 0 | 0 | 0 | 0 | 0 | 0
1994 | 4 | 22 | 0 | 0 | 0 | 0 | 0 | 0 | 0 | 0 | 0 | 0 | 0 | 0 | 0
1994 | 4 | 23 | 0 | 0 | 0 | 0 | 0 | 0 | 0 | 0 | 0 | 0 | 0 | 0 | 0
1994 | 4 | 24 | 0 | 0 | 0 | 0 | 0 | 0 | 0 | 0 | 0 | 0 | 0 | 0 | 0
1994 | 4 | 25 | 0 | 0 | 0 | 0 | 0 | 0 | 0 | 0 | 0 | 0 | 0 | 0 | 0
1994 | 4 | 26 | 0 | 0 | 0 | 0 | 0 | 0 | 0 | 0 | 0 | 0 | 0 | 0 | 0
1994 | 4 | 27 | 0.05 | 0.05 | 0 | 0 | 0.05 | 0 | 0 | 0 | 0 | 0 | 0 | 0 | 0
1994 | 4 | 28 | 0 | 0 | 0 | 0 | 0 | 0 | 0 | 0 | 0 | 0 | 0 | 0 | 0
1994 | 4 | 29 | 0 | 0 | 0 | 0 | 0 | 0 | 0 | 0 | 0 | 0 | 0 | 0 | 0
1994 | 4 | 30 | 0 | 0 | 0 | 0 | 0 | 0 | 0 | 0 | 0 | 0 | 0 | 0 | 0
1994 | 5 | 1 | 0.05 | 0.05 | 0 | 0 | 0.05 | 0 | 0 | 0 | 0 | 0 | 0 | 0 | 0
1994 | 5 | 2 | 0 | 0 | 0 | 0 | 0 | 0 | 0 | 0 | 0 | 0 | 0 | 0 | 0
1994 | 5 | 3 | 0 | 0 | 0 | 0 | 0 | 0 | 0 | 0 | 0 | 0 | 0 | 0 | 0
1994 | 5 | 4 | 0.49 | 0.49 | 0.44 | 0 | 0.49 | 0.44 | 0 | 0 | 0 | 0 | 0 | 0 | 0
1994 | 5 | 5 | 0.02 | 0.02 | 0 | 0 | 0.02 | 0 | 0 | 0 | 0 | 0 | 0 | 0 | 0
1994 | 5 | 6 | 0 | 0 | 0 | 0 | 0 | 0 | 0 | 0 | 0 | 0 | 0 | 0 | 0
1994 | 5 | 7 | 0.42 | 0.42 | 0.37 | 0 | 0.42 | 0.37 | 0 | 0 | 0 | 0 | 0 | 0 | 0
1994 | 5 | 8 | 0.24 | 0.24 | 0.19 | 0 | 0.24 | 0.19 | 0 | 0 | 0 | 0 | 0 | 0 | 0
1994 | 5 | 9 | 0 | 0 | 0 | 0 | 0 | 0 | 0 | 0 | 0 | 0 | 0 | 0 | 0
1994 | 5 | 10 | 0 | 0 | 0 | 0 | 0 | 0 | 0 | 0 | 0 | 0 | 0 | 0 | 0
1994 | 5 | 11 | 0 | 0 | 0 | 0 | 0 | 0 | 0 | 0 | 0 | 0 | 0 | 0 | 0
1994 | 5 | 12 | 0.05 | 0.05 | 0 | 0 | 0.05 | 0 | 0 | 0 | 0 | 0 | 0 | 0 | 0
1994 | 5 | 13 | 0 | 0 | 0 | 0 | 0 | 0 | 0 | 0 | 0 | 0 | 0 | 0 | 0
1994 | 5 | 14 | 0 | 0 | 0 | 0 | 0 | 0 | 0 | 0 | 0 | 0 | 0 | 0 | 0
1994 | 5 | 15 | 0.17 | 0.17 | 0.12 | 0 | 0.17 | 0.12 | 0 | 0 | 0 | 0 | 0 | 0 | 0
1994 | 5 | 16 | 0.01 | 0.01 | 0 | 0 | 0.01 | 0 | 0 | 0 | 0 | 0 | 0 | 0 | 0
1994 | 5 | 17 | 0 | 0 | 0 | 0 | 0 | 0 | 0 | 0 | 0 | 0 | 0 | 0 | 0
1994 | 5 | 18 | 0 | 0 | 0 | 0 | 0 | 0 | 0 | 0 | 0 | 0 | 0 | 0 | 0
1994 | 5 | 19 | 0.01 | 0.01 | 0 | 0 | 0.01 | 0 | 0 | 0 | 0 | 0 | 0 | 0 | 0
1994 | 5 | 20 | 0.01 | 0.01 | 0 | 0 | 0.01 | 0 | 0 | 0 | 0 | 0 | 0 | 0 | 0
1994 | 5 | 21 | 0 | 0 | 0 | 0 | 0 | 0 | 0 | 0 | 0 | 0 | 0 | 0 | 0
1994 | 5 | 22 | 0 | 0 | 0 | 0 | 0 | 0 | 0 | 0 | 0 | 0 | 0 | 0 | 0
1994 | 5 | 23 | 0 | 0 | 0 | 0 | 0 | 0 | 0 | 0 | 0 | 0 | 0 | 0 | 0
1994 | 5 | 24 | 0.07 | 0.07 | 0.02 | 0 | 0.07 | 0.02 | 0 | 0 | 0 | 0 | 0 | 0 | 0
1994 | 5 | 25 | 0.02 | 0.02 | 0 | 0 | 0.02 | 0 | 0 | 0 | 0 | 0 | 0 | 0 | 0
1994 | 5 | 26 | 0 | 0 | 0 | 0 | 0 | 0 | 0 | 0 | 0 | 0 | 0 | 0 | 0
1994 | 5 | 27 | 0 | 0 | 0 | 0 | 0 | 0 | 0 | 0 | 0 | 0 | 0 | 0 | 0
1994 | 5 | 28 | 0 | 0 | 0 | 0 | 0 | 0 | 0 | 0 | 0 | 0 | 0 | 0 | 0
1994 | 5 | 29 | 0 | 0 | 0 | 0 | 0 | 0 | 0 | 0 | 0 | 0 | 0 | 0 | 0
1994 | 5 | 30 | 0 | 0 | 0 | 0 | 0 | 0 | 0 | 0 | 0 | 0 | 0 | 0 | 0
1994 | 5 | 31 | 0 | 0 | 0 | 0 | 0 | 0 | 0 | 0 | 0 | 0 | 0 | 0 | 0
1994 | 6 | 1 | 0 | 0 | 0 | 0 | 0 | 0 | 0 | 0 | 0 | 0 | 0 | 0 | 0
1994 | 6 | 2 | 0 | 0 | 0 | 0 | 0 | 0 | 0 | 0 | 0 | 0 | 0 | 0 | 0
1994 | 6 | 3 | 0 | 0 | 0 | 0 | 0 | 0 | 0 | 0 | 0 | 0 | 0 | 0 | 0
1994 | 6 | 4 | 0 | 0 | 0 | 0 | 0 | 0 | 0 | 0 | 0 | 0 | 0 | 0 | 0
1994 | 6 | 5 | 0 | 0 | 0 | 0 | 0 | 0 | 0 | 0 | 0 | 0 | 0 | 0 | 0
1994 | 6 | 6 | 0 | 0 | 0 | 0 | 0 | 0 | 0 | 0 | 0 | 0 | 0 | 0 | 0
1994 | 6 | 7 | 0 | 0 | 0 | 0 | 0 | 0 | 0 | 0 | 0 | 0 | 0 | 0 | 0
1994 | 6 | 8 | 0 | 0 | 0 | 0 | 0 | 0 | 0 | 0 | 0 | 0 | 0 | 0 | 0
1994 | 6 | 9 | 0 | 0 | 0 | 0 | 0 | 0 | 0 | 0 | 0 | 0 | 0 | 0 | 0
1994 | 6 | 10 | 0 | 0 | 0 | 0 | 0 | 0 | 0 | 0 | 0 | 0 | 0 | 0 | 0
1994 | 6 | 11 | 0.04 | 0.04 | 0 | 0 | 0.04 | 0 | 0 | 0 | 0 | 0 | 0 | 0 | 0
1994 | 6 | 12 | 0 | 0 | 0 | 0 | 0 | 0 | 0 | 0 | 0 | 0 | 0 | 0 | 0
1994 | 6 | 13 | 0 | 0 | 0 | 0 | 0 | 0 | 0 | 0 | 0 | 0 | 0 | 0 | 0
1994 | 6 | 14 | 0 | 0 | 0 | 0 | 0 | 0 | 0 | 0 | 0 | 0 | 0 | 0 | 0
1994 | 6 | 15 | 0.08 | 0.08 | 0.03 | 0 | 0.08 | 0.03 | 0 | 0 | 0 | 0 | 0 | 0 | 0
1994 | 6 | 16 | 0.12 | 0.12 | 0.07 | 0 | 0.12 | 0.07 | 0 | 0 | 0 | 0 | 0 | 0 | 0
1994 | 6 | 17 | 0 | 0 | 0 | 0 | 0 | 0 | 0 | 0 | 0 | 0 | 0 | 0 | 0
1994 | 6 | 18 | 0 | 0 | 0 | 0 | 0 | 0 | 0 | 0 | 0 | 0 | 0 | 0 | 0
1994 | 6 | 19 | 0 | 0 | 0 | 0 | 0 | 0 | 0 | 0 | 0 | 0 | 0 | 0 | 0
1994 | 6 | 20 | 0 | 0 | 0 | 0 | 0 | 0 | 0 | 0 | 0 | 0 | 0 | 0 | 0
1994 | 6 | 21 | 0.02 | 0.02 | 0 | 0 | 0.02 | 0 | 0 | 0 | 0 | 0 | 0 | 0 | 0
1994 | 6 | 22 | 0 | 0 | 0 | 0 | 0 | 0 | 0 | 0 | 0 | 0 | 0 | 0 | 0
1994 | 6 | 23 | 0.32 | 0.32 | 0.27 | 0 | 0.32 | 0.27 | 0 | 0 | 0 | 0 | 0 | 0 | 0
1994 | 6 | 24 | 0.26 | 0.26 | 0.21 | 0 | 0.26 | 0.21 | 0 | 0 | 0 | 0 | 0 | 0 | 0
1994 | 6 | 25 | 0 | 0 | 0 | 0 | 0 | 0 | 0 | 0 | 0 | 0 | 0 | 0 | 0
1994 | 6 | 26 | 0.03 | 0.03 | 0 | 0 | 0.03 | 0 | 0 | 0 | 0 | 0 | 0 | 0 | 0
1994 | 6 | 27 | 0.4 | 0.4 | 0.35 | 0 | 0.4 | 0.35 | 0 | 0 | 0 | 0 | 0 | 0 | 0
1994 | 6 | 28 | 0 | 0 | 0 | 0 | 0 | 0 | 0 | 0 | 0 | 0 | 0 | 0 | 0
1994 | 6 | 29 | 0.32 | 0.32 | 0.27 | 0 | 0.32 | 0.27 | 0 | 0 | 0 | 0 | 0 | 0 | 0
1994 | 6 | 30 | 0 | 0 | 0 | 0 | 0 | 0 | 0 | 0 | 0 | 0 | 0 | 0 | 0
1994 | 7 | 1 | 0 | 0 | 0 | 0 | 0 | 0 | 0 | 0 | 0 | 0 | 0 | 0 | 0
1994 | 7 | 2 | 0.68 | 0.68 | 0.63 | 0 | 0.68 | 0.63 | 0 | 0 | 0 | 0 | 0 | 0 | 0
1994 | 7 | 3 | 0.01 | 0.01 | 0 | 0 | 0.01 | 0 | 0 | 0 | 0 | 0 | 0 | 0 | 0
1994 | 7 | 4 | 0 | 0 | 0 | 0 | 0 | 0 | 0 | 0 | 0 | 0 | 0 | 0 | 0
1994 | 7 | 5 | 0 | 0 | 0 | 0 | 0 | 0 | 0 | 0 | 0 | 0 | 0 | 0 | 0
1994 | 7 | 6 | 0 | 0 | 0 | 0 | 0 | 0 | 0 | 0 | 0 | 0 | 0 | 0 | 0
1994 | 7 | 7 | 0 | 0 | 0 | 0 | 0 | 0 | 0 | 0 | 0 | 0 | 0 | 0 | 0
1994 | 7 | 8 | 0 | 0 | 0 | 0 | 0 | 0 | 0 | 0 | 0 | 0 | 0 | 0 | 0
1994 | 7 | 9 | 0.38 | 0.38 | 0.33 | 0 | 0.38 | 0.33 | 0 | 0 | 0 | 0 | 0 | 0 | 0
1994 | 7 | 10 | 0 | 0 | 0 | 0 | 0 | 0 | 0 | 0 | 0 | 0 | 0 | 0 | 0
1994 | 7 | 11 | 0 | 0 | 0 | 0 | 0 | 0 | 0 | 0 | 0 | 0 | 0 | 0 | 0
1994 | 7 | 12 | 0 | 0 | 0 | 0 | 0 | 0 | 0 | 0 | 0 | 0 | 0 | 0 | 0
1994 | 7 | 13 | 0 | 0 | 0 | 0 | 0 | 0 | 0 | 0 | 0 | 0 | 0 | 0 | 0
1994 | 7 | 14 | 0.21 | 0.21 | 0.16 | 0 | 0.21 | 0.16 | 0 | 0 | 0 | 0 | 0 | 0 | 0
1994 | 7 | 15 | 0.02 | 0.02 | 0 | 0 | 0.02 | 0 | 0 | 0 | 0 | 0 | 0 | 0 | 0
1994 | 7 | 16 | 0 | 0 | 0 | 0 | 0 | 0 | 0 | 0 | 0 | 0 | 0 | 0 | 0
1994 | 7 | 17 | 0.17 | 0.17 | 0.12 | 0 | 0.17 | 0.12 | 0 | 0 | 0 | 0 | 0 | 0 | 0
1994 | 7 | 18 | 0.02 | 0.02 | 0 | 0 | 0.02 | 0 | 0 | 0 | 0 | 0 | 0 | 0 | 0
1994 | 7 | 19 | 0 | 0 | 0 | 0 | 0 | 0 | 0 | 0 | 0 | 0 | 0 | 0 | 0
1994 | 7 | 20 | 0 | 0 | 0 | 0 | 0 | 0 | 0 | 0 | 0 | 0 | 0 | 0 | 0
1994 | 7 | 21 | 0.16 | 0.16 | 0.11 | 0 | 0.16 | 0.11 | 0 | 0 | 0 | 0 | 0 | 0 | 0
1994 | 7 | 22 | 0.11 | 0.11 | 0.06 | 0 | 0.11 | 0.06 | 0 | 0 | 0 | 0 | 0 | 0 | 0
1994 | 7 | 23 | 0.01 | 0.01 | 0 | 0 | 0.01 | 0 | 0 | 0 | 0 | 0 | 0 | 0 | 0
1994 | 7 | 24 | 0 | 0 | 0 | 0 | 0 | 0 | 0 | 0 | 0 | 0 | 0 | 0 | 0
1994 | 7 | 25 | 0.05 | 0.05 | 0 | 0 | 0.05 | 0 | 0 | 0 | 0 | 0 | 0 | 0 | 0
1994 | 7 | 26 | 0.66 | 0.66 | 0.61 | 0 | 0.66 | 0.61 | 0 | 0 | 0 | 0 | 0 | 0 | 0
1994 | 7 | 27 | 0.73 | 0.73 | 0.68 | 0 | 0.73 | 0.68 | 0 | 0 | 0 | 0 | 0 | 0 | 0
1994 | 7 | 28 | 0.35 | 0.35 | 0.3 | 0 | 0.35 | 0.3 | 0 | 0 | 0 | 0 | 0 | 0 | 0
1994 | 7 | 29 | 0.05 | 0.05 | 0 | 0 | 0.05 | 0 | 0 | 0 | 0 | 0 | 0 | 0 | 0
1994 | 7 | 30 | 0 | 0 | 0 | 0 | 0 | 0 | 0 | 0 | 0 | 0 | 0 | 0 | 0
1994 | 7 | 31 | 0 | 0 | 0 | 0 | 0 | 0 | 0 | 0 | 0 | 0 | 0 | 0 | 0
1994 | 8 | 1 | 0 | 0 | 0 | 0 | 0 | 0 | 0 | 0 | 0 | 0 | 0 | 0 | 0
1994 | 8 | 2 | 0.16 | 0.16 | 0.11 | 0 | 0.16 | 0.11 | 0 | 0 | 0 | 0 | 0 | 0 | 0
1994 | 8 | 3 | 0 | 0 | 0 | 0 | 0 | 0 | 0 | 0 | 0 | 0 | 0 | 0 | 0
1994 | 8 | 4 | 0 | 0 | 0 | 0 | 0 | 0 | 0 | 0 | 0 | 0 | 0 | 0 | 0
1994 | 8 | 5 | 0.47 | 0.47 | 0.42 | 0 | 0.47 | 0.42 | 0 | 0 | 0 | 0 | 0 | 0 | 0
1994 | 8 | 6 | 0 | 0 | 0 | 0 | 0 | 0 | 0 | 0 | 0 | 0 | 0 | 0 | 0
1994 | 8 | 7 | 0 | 0 | 0 | 0 | 0 | 0 | 0 | 0 | 0 | 0 | 0 | 0 | 0
1994 | 8 | 8 | 0 | 0 | 0 | 0 | 0 | 0 | 0 | 0 | 0 | 0 | 0 | 0 | 0
1994 | 8 | 9 | 0 | 0 | 0 | 0 | 0 | 0 | 0 | 0 | 0 | 0 | 0 | 0 | 0
1994 | 8 | 10 | 0 | 0 | 0 | 0 | 0 | 0 | 0 | 0 | 0 | 0 | 0 | 0 | 0
1994 | 8 | 11 | 1.29 | 1 | 0.95 | 0 | 1 | 0.95 | 0 | 0 | 0 | 0 | 0 | 0 | 0
1994 | 8 | 12 | 0 | 0 | 0 | 0 | 0 | 0 | 0 | 0 | 0 | 0 | 0 | 0 | 0
1994 | 8 | 13 | 0 | 0 | 0 | 0 | 0 | 0 | 0 | 0 | 0 | 0 | 0 | 0 | 0
1994 | 8 | 14 | 0.37 | 0.37 | 0.32 | 0 | 0.37 | 0.32 | 0 | 0 | 0 | 0 | 0 | 0 | 0
1994 | 8 | 15 | 0 | 0 | 0 | 0 | 0 | 0 | 0 | 0 | 0 | 0 | 0 | 0 | 0
1994 | 8 | 16 | 0.56 | 0.56 | 0.51 | 0 | 0.56 | 0.51 | 0 | 0 | 0 | 0 | 0 | 0 | 0
1994 | 8 | 17 | 0.46 | 0.46 | 0.41 | 0 | 0.46 | 0.41 | 0 | 0 | 0 | 0 | 0 | 0 | 0
1994 | 8 | 18 | 0.01 | 0.01 | 0 | 0 | 0.01 | 0 | 0 | 0 | 0 | 0 | 0 | 0 | 0
1994 | 8 | 19 | 0 | 0 | 0 | 0 | 0 | 0 | 0 | 0 | 0 | 0 | 0 | 0 | 0
1994 | 8 | 20 | 0 | 0 | 0 | 0 | 0 | 0 | 0 | 0 | 0 | 0 | 0 | 0 | 0
1994 | 8 | 21 | 0.08 | 0.08 | 0.03 | 0 | 0.08 | 0.03 | 0 | 0 | 0 | 0 | 0 | 0 | 0
1994 | 8 | 22 | 0.05 | 0.05 | 0 | 0 | 0.05 | 0 | 0 | 0 | 0 | 0 | 0 | 0 | 0
1994 | 8 | 23 | 0 | 0 | 0 | 0 | 0 | 0 | 0 | 0 | 0 | 0 | 0 | 0 | 0
1994 | 8 | 24 | 0 | 0 | 0 | 0 | 0 | 0 | 0 | 0 | 0 | 0 | 0 | 0 | 0
1994 | 8 | 25 | 0 | 0 | 0 | 0 | 0 | 0 | 0 | 0 | 0 | 0 | 0 | 0 | 0
1994 | 8 | 26 | 0.85 | 0.85 | 0.8 | 0 | 0.85 | 0.8 | 0 | 0 | 0 | 0 | 0 | 0 | 0
1994 | 8 | 27 | 0 | 0 | 0 | 0 | 0 | 0 | 0 | 0 | 0 | 0 | 0 | 0 | 0
1994 | 8 | 28 | 0 | 0 | 0 | 0 | 0 | 0 | 0 | 0 | 0 | 0 | 0 | 0 | 0
1994 | 8 | 29 | 0.05 | 0.05 | 0 | 0 | 0.05 | 0 | 0 | 0 | 0 | 0 | 0 | 0 | 0
1994 | 8 | 30 | 0 | 0 | 0 | 0 | 0 | 0 | 0 | 0 | 0 | 0 | 0 | 0 | 0
1994 | 8 | 31 | 0 | 0 | 0 | 0 | 0 | 0 | 0 | 0 | 0 | 0 | 0 | 0 | 0
1994 | 9 | 1 | 0 | 0 | 0 | 0 | 0 | 0 | 0 | 0 | 0 | 0 | 0 | 0 | 0
1994 | 9 | 2 | 0 | 0 | 0 | 0 | 0 | 0 | 0 | 0 | 0 | 0 | 0 | 0 | 0
1994 | 9 | 3 | 0 | 0 | 0 | 0 | 0 | 0 | 0 | 0 | 0 | 0 | 0 | 0 | 0
1994 | 9 | 4 | 0 | 0 | 0 | 0 | 0 | 0 | 0 | 0 | 0 | 0 | 0 | 0 | 0
1994 | 9 | 5 | 0 | 0 | 0 | 0 | 0 | 0 | 0 | 0 | 0 | 0 | 0 | 0 | 0
1994 | 9 | 6 | 0 | 0 | 0 | 0 | 0 | 0 | 0 | 0 | 0 | 0 | 0 | 0 | 0
1994 | 9 | 7 | 0 | 0 | 0 | 0 | 0 | 0 | 0 | 0 | 0 | 0 | 0 | 0 | 0
1994 | 9 | 8 | 0 | 0 | 0 | 0 | 0 | 0 | 0 | 0 | 0 | 0 | 0 | 0 | 0
1994 | 9 | 9 | 0 | 0 | 0 | 0 | 0 | 0 | 0 | 0 | 0 | 0 | 0 | 0 | 0
1994 | 9 | 10 | 0 | 0 | 0 | 0 | 0 | 0 | 0 | 0 | 0 | 0 | 0 | 0 | 0
1994 | 9 | 11 | 0 | 0 | 0 | 0 | 0 | 0 | 0 | 0 | 0 | 0 | 0 | 0 | 0
1994 | 9 | 12 | 0 | 0 | 0 | 0 | 0 | 0 | 0 | 0 | 0 | 0 | 0 | 0 | 0
1994 | 9 | 13 | 0 | 0 | 0 | 0 | 0 | 0 | 0 | 0 | 0 | 0 | 0 | 0 | 0
1994 | 9 | 14 | 0 | 0 | 0 | 0 | 0 | 0 | 0 | 0 | 0 | 0 | 0 | 0 | 0
1994 | 9 | 15 | 0 | 0 | 0 | 0 | 0 | 0 | 0 | 0 | 0 | 0 | 0 | 0 | 0
1994 | 9 | 16 | 0 | 0 | 0 | 0 | 0 | 0 | 0 | 0 | 0 | 0 | 0 | 0 | 0
1994 | 9 | 17 | 0.47 | 0.47 | 0.42 | 0 | 0.47 | 0.42 | 0 | 0 | 0 | 0 | 0 | 0 | 0
1994 | 9 | 18 | 0.08 | 0.08 | 0.03 | 0 | 0.08 | 0.03 | 0 | 0 | 0 | 0 | 0 | 0 | 0
1994 | 9 | 19 | 0 | 0 | 0 | 0 | 0 | 0 | 0 | 0 | 0 | 0 | 0 | 0 | 0
1994 | 9 | 20 | 0 | 0 | 0 | 0 | 0 | 0 | 0 | 0 | 0 | 0 | 0 | 0 | 0
1994 | 9 | 21 | 0 | 0 | 0 | 0 | 0 | 0 | 0 | 0 | 0 | 0 | 0 | 0 | 0
1994 | 9 | 22 | 1.53 | 1 | 0.95 | 0 | 1 | 0.95 | 0 | 0 | 0 | 0 | 0 | 0 | 0
1994 | 9 | 23 | 0.02 | 0.02 | 0 | 0 | 0.02 | 0 | 0 | 0 | 0 | 0 | 0 | 0 | 0
1994 | 9 | 24 | 0 | 0 | 0 | 0 | 0 | 0 | 0 | 0 | 0 | 0 | 0 | 0 | 0
1994 | 9 | 25 | 0 | 0 | 0 | 0 | 0 | 0 | 0 | 0 | 0 | 0 | 0 | 0 | 0
1994 | 9 | 26 | 0.74 | 0.74 | 0.69 | 0 | 0.74 | 0.69 | 0 | 0 | 0 | 0 | 0 | 0 | 0
1994 | 9 | 27 | 0 | 0 | 0 | 0 | 0 | 0 | 0 | 0 | 0 | 0 | 0 | 0 | 0
1994 | 9 | 28 | 0 | 0 | 0 | 0 | 0 | 0 | 0 | 0 | 0 | 0 | 0 | 0 | 0
1994 | 9 | 29 | 0 | 0 | 0 | 0 | 0 | 0 | 0 | 0 | 0 | 0 | 0 | 0 | 0
1994 | 9 | 30 | 0 | 0 | 0 | 0 | 0 | 0 | 0 | 0 | 0 | 0 | 0 | 0 | 0
1994 | 10 | 1 | 0.06 | 0.06 | 0.01 | 0 | 0.06 | 0.01 | 0 | 0 | 0 | 0 | 0 | 0 | 0
1994 | 10 | 2 | 0.02 | 0.02 | 0 | 0 | 0.02 | 0 | 0 | 0 | 0 | 0 | 0 | 0 | 0
1994 | 10 | 3 | 0 | 0 | 0 | 0 | 0 | 0 | 0 | 0 | 0 | 0 | 0 | 0 | 0
1994 | 10 | 4 | 0 | 0 | 0 | 0 | 0 | 0 | 0 | 0 | 0 | 0 | 0 | 0 | 0
1994 | 10 | 5 | 0 | 0 | 0 | 0 | 0 | 0 | 0 | 0 | 0 | 0 | 0 | 0 | 0
1994 | 10 | 6 | 0 | 0 | 0 | 0 | 0 | 0 | 0 | 0 | 0 | 0 | 0 | 0 | 0
1994 | 10 | 7 | 0 | 0 | 0 | 0 | 0 | 0 | 0 | 0 | 0 | 0 | 0 | 0 | 0
1994 | 10 | 8 | 0 | 0 | 0 | 0 | 0 | 0 | 0 | 0 | 0 | 0 | 0 | 0 | 0
1994 | 10 | 9 | 0.21 | 0.21 | 0.16 | 0 | 0.21 | 0.16 | 0 | 0 | 0 | 0 | 0 | 0 | 0
1994 | 10 | 10 | 0 | 0 | 0 | 0 | 0 | 0 | 0 | 0 | 0 | 0 | 0 | 0 | 0
1994 | 10 | 11 | 0 | 0 | 0 | 0 | 0 | 0 | 0 | 0 | 0 | 0 | 0 | 0 | 0
1994 | 10 | 12 | 0 | 0 | 0 | 0 | 0 | 0 | 0 | 0 | 0 | 0 | 0 | 0 | 0
1994 | 10 | 13 | 0 | 0 | 0 | 0 | 0 | 0 | 0 | 0 | 0 | 0 | 0 | 0 | 0
1994 | 10 | 14 | 0 | 0 | 0 | 0 | 0 | 0 | 0 | 0 | 0 | 0 | 0 | 0 | 0
1994 | 10 | 15 | 0 | 0 | 0 | 0 | 0 | 0 | 0 | 0 | 0 | 0 | 0 | 0 | 0
1994 | 10 | 16 | 0 | 0 | 0 | 0 | 0 | 0 | 0 | 0 | 0 | 0 | 0 | 0 | 0
1994 | 10 | 17 | 0 | 0 | 0 | 0 | 0 | 0 | 0 | 0 | 0 | 0 | 0 | 0 | 0
1994 | 10 | 18 | 0 | 0 | 0 | 0 | 0 | 0 | 0 | 0 | 0 | 0 | 0 | 0 | 0
1994 | 10 | 19 | 0 | 0 | 0 | 0 | 0 | 0 | 0 | 0 | 0 | 0 | 0 | 0 | 0
1994 | 10 | 20 | 0.03 | 0.03 | 0 | 0 | 0.03 | 0 | 0 | 0 | 0 | 0 | 0 | 0 | 0
1994 | 10 | 21 | 0 | 0 | 0 | 0 | 0 | 0 | 0 | 0 | 0 | 0 | 0 | 0 | 0
1994 | 10 | 22 | 0 | 0 | 0 | 0 | 0 | 0 | 0 | 0 | 0 | 0 | 0 | 0 | 0
1994 | 10 | 23 | 0.85 | 0.85 | 0.8 | 0 | 0.85 | 0.8 | 0 | 0 | 0 | 0 | 0 | 0 | 0
1994 | 10 | 24 | 0 | 0 | 0 | 0 | 0 | 0 | 0 | 0 | 0 | 0 | 0 | 0 | 0
1994 | 10 | 25 | 0 | 0 | 0 | 0 | 0 | 0 | 0 | 0 | 0 | 0 | 0 | 0 | 0
1994 | 10 | 26 | 0.02 | 0.02 | 0 | 0 | 0.02 | 0 | 0 | 0 | 0 | 0 | 0 | 0 | 0
1994 | 10 | 27 | 0 | 0 | 0 | 0 | 0 | 0 | 0 | 0 | 0 | 0 | 0 | 0 | 0
1994 | 10 | 28 | 0 | 0 | 0 | 0 | 0 | 0 | 0 | 0 | 0 | 0 | 0 | 0 | 0
1994 | 10 | 29 | 0 | 0 | 0 | 0 | 0 | 0 | 0 | 0 | 0 | 0 | 0 | 0 | 0
1994 | 10 | 30 | 0 | 0 | 0 | 0 | 0 | 0 | 0 | 0 | 0 | 0 | 0 | 0 | 0
1994 | 10 | 31 | 0 | 0 | 0 | 0 | 0 | 0 | 0 | 0 | 0 | 0 | 0 | 0 | 0
1994 | 11 | 1 | 0.23 | 0.23 | 0.18 | 0 | 0.23 | 0.18 | 0 | 0 | 0 | 0 | 0 | 0 | 0
1994 | 11 | 2 | 0 | 0 | 0 | 0 | 0 | 0 | 0 | 0 | 0 | 0 | 0 | 0 | 0
1994 | 11 | 3 | 0 | 0 | 0 | 0 | 0 | 0 | 0 | 0 | 0 | 0 | 0 | 0 | 0
1994 | 11 | 4 | 0 | 0 | 0 | 0 | 0 | 0 | 0 | 0 | 0 | 0 | 0 | 0 | 0
1994 | 11 | 5 | 0 | 0 | 0 | 0 | 0 | 0 | 0 | 0 | 0 | 0 | 0 | 0 | 0
1994 | 11 | 6 | 0.06 | 0.06 | 0.01 | 0 | 0.06 | 0.01 | 0 | 0 | 0 | 0 | 0 | 0 | 0
1994 | 11 | 7 | 0 | 0 | 0 | 0 | 0 | 0 | 0 | 0 | 0 | 0 | 0 | 0 | 0
1994 | 11 | 8 | 0 | 0 | 0 | 0 | 0 | 0 | 0 | 0 | 0 | 0 | 0 | 0 | 0
1994 | 11 | 9 | 0 | 0 | 0 | 0 | 0 | 0 | 0 | 0 | 0 | 0 | 0 | 0 | 0
1994 | 11 | 10 | 0.23 | 0.23 | 0.18 | 0 | 0.23 | 0.18 | 0 | 0 | 0 | 0 | 0 | 0 | 0
1994 | 11 | 11 | 0 | 0 | 0 | 0 | 0 | 0 | 0 | 0 | 0 | 0 | 0 | 0 | 0
1994 | 11 | 12 | 0 | 0 | 0 | 0 | 0 | 0 | 0 | 0 | 0 | 0 | 0 | 0 | 0
1994 | 11 | 13 | 0 | 0 | 0 | 0 | 0 | 0 | 0 | 0 | 0 | 0 | 0 | 0 | 0
1994 | 11 | 14 | 0 | 0 | 0 | 0 | 0 | 0 | 0 | 0 | 0 | 0 | 0 | 0 | 0
1994 | 11 | 15 | 0 | 0 | 0 | 0 | 0 | 0 | 0 | 0 | 0 | 0 | 0 | 0 | 0
1994 | 11 | 16 | 0 | 0 | 0 | 0 | 0 | 0 | 0 | 0 | 0 | 0 | 0 | 0 | 0
1994 | 11 | 17 | 0 | 0 | 0 | 0 | 0 | 0 | 0 | 0 | 0 | 0 | 0 | 0 | 0
1994 | 11 | 18 | 0.1 | 0.1 | 0.05 | 0 | 0.1 | 0.05 | 0 | 0 | 0 | 0 | 0 | 0 | 0
1994 | 11 | 19 | 0 | 0 | 0 | 0 | 0 | 0 | 0 | 0 | 0 | 0 | 0 | 0 | 0
1994 | 11 | 20 | 0 | 0 | 0 | 0 | 0 | 0 | 0 | 0 | 0 | 0 | 0 | 0 | 0
1994 | 11 | 21 | 0.52 | 0.52 | 0.47 | 0 | 0.52 | 0.47 | 0 | 0 | 0 | 0 | 0 | 0 | 0
1994 | 11 | 22 | 0 | 0 | 0 | 0 | 0 | 0 | 0 | 0 | 0 | 0 | 0 | 0 | 0
1994 | 11 | 23 | 0 | 0 | 0 | 0 | 0 | 0 | 0 | 0 | 0 | 0 | 0 | 0 | 0
1994 | 11 | 24 | 0 | 0 | 0 | 0 | 0 | 0 | 0 | 0 | 0 | 0 | 0 | 0 | 0
1994 | 11 | 25 | 0 | 0 | 0 | 0 | 0 | 0 | 0 | 0 | 0 | 0 | 0 | 0 | 0
1994 | 11 | 26 | 0 | 0 | 0 | 0 | 0 | 0 | 0 | 0 | 0 | 0 | 0 | 0 | 0
1994 | 11 | 27 | 0.42 | 0.42 | 0.37 | 0 | 0.42 | 0.37 | 0 | 0 | 0 | 0 | 0 | 0 | 0
1994 | 11 | 28 | 0.01 | 0.01 | 0 | 0 | 0.01 | 0 | 0 | 0 | 0 | 0 | 0 | 0 | 0
1994 | 11 | 29 | 0 | 0 | 0 | 0 | 0 | 0 | 0 | 0 | 0 | 0 | 0 | 0 | 0
1994 | 11 | 30 | 0 | 0 | 0 | 0 | 0 | 0 | 0 | 0 | 0 | 0 | 0 | 0 | 0
1994 | 12 | 1 | 0 | 0 | 0 | 0 | 0 | 0 | 0 | 0 | 0 | 0 | 0 | 0 | 0
1994 | 12 | 2 | 0 | 0 | 0 | 0 | 0 | 0 | 0 | 0 | 0 | 0 | 0 | 0 | 0
1994 | 12 | 3 | 0 | 0 | 0 | 0 | 0 | 0 | 0 | 0 | 0 | 0 | 0 | 0 | 0
1994 | 12 | 4 | 0.32 | 0.32 | 0.27 | 0 | 0.32 | 0.27 | 0 | 0 | 0 | 0 | 0 | 0 | 0
1994 | 12 | 5 | 0.66 | 0.66 | 0.61 | 0 | 0.66 | 0.61 | 0 | 0 | 0 | 0 | 0 | 0 | 0
1994 | 12 | 6 | 0 | 0 | 0 | 0 | 0 | 0 | 0 | 0 | 0 | 0 | 0 | 0 | 0
1994 | 12 | 7 | 0 | 0 | 0 | 0 | 0 | 0 | 0 | 0 | 0 | 0 | 0 | 0 | 0
1994 | 12 | 8 | 0 | 0 | 0 | 0 | 0 | 0 | 0 | 0 | 0 | 0 | 0 | 0 | 0
1994 | 12 | 9 | 0.02 | 0.02 | 0 | 0 | 0.02 | 0 | 0 | 0 | 0 | 0 | 0 | 0 | 0
1994 | 12 | 10 | 0.61 | 0.61 | 0.56 | 0 | 0.61 | 0.56 | 0 | 0 | 0 | 0 | 0 | 0 | 0
1994 | 12 | 11 | 0.01 | 0.01 | 0 | 0 | 0.01 | 0 | 0 | 0 | 0 | 0 | 0 | 0 | 0
1994 | 12 | 12 | 0 | 0 | 0 | 0 | 0 | 0 | 0 | 0 | 0 | 0 | 0 | 0 | 0
1994 | 12 | 13 | 0 | 0 | 0 | 0 | 0 | 0 | 0 | 0 | 0 | 0 | 0 | 0 | 0
1994 | 12 | 14 | 0.03 | 0.03 | 0 | 0 | 0.03 | 0 | 0 | 0 | 0 | 0 | 0 | 0 | 0
1994 | 12 | 15 | 0 | 0 | 0 | 0 | 0 | 0 | 0 | 0 | 0 | 0 | 0 | 0 | 0
1994 | 12 | 16 | 0.04 | 0.04 | 0 | 0 | 0.04 | 0 | 0 | 0 | 0 | 0 | 0 | 0 | 0
1994 | 12 | 17 | 0.12 | 0.12 | 0.07 | 0 | 0.12 | 0.07 | 0 | 0 | 0 | 0 | 0 | 0 | 0
1994 | 12 | 18 | 0 | 0 | 0 | 0 | 0 | 0 | 0 | 0 | 0 | 0 | 0 | 0 | 0
1994 | 12 | 19 | 0 | 0 | 0 | 0 | 0 | 0 | 0 | 0 | 0 | 0 | 0 | 0 | 0
1994 | 12 | 20 | 0 | 0 | 0 | 0 | 0 | 0 | 0 | 0 | 0 | 0 | 0 | 0 | 0
1994 | 12 | 21 | 0 | 0 | 0 | 0 | 0 | 0 | 0 | 0 | 0 | 0 | 0 | 0 | 0
1994 | 12 | 22 | 0 | 0 | 0 | 0 | 0 | 0 | 0 | 0 | 0 | 0 | 0 | 0 | 0
1994 | 12 | 23 | 0 | 0 | 0 | 0 | 0 | 0 | 0 | 0 | 0 | 0 | 0 | 0 | 0
1994 | 12 | 24 | 0.1 | 0.1 | 0.05 | 0 | 0.1 | 0.05 | 0 | 0 | 0 | 0 | 0 | 0 | 0
1994 | 12 | 25 | 0.04 | 0.04 | 0 | 0 | 0.04 | 0 | 0 | 0 | 0 | 0 | 0 | 0 | 0
1994 | 12 | 26 | 0 | 0 | 0 | 0 | 0 | 0 | 0 | 0 | 0 | 0 | 0 | 0 | 0
1994 | 12 | 27 | 0 | 0 | 0 | 0 | 0 | 0 | 0 | 0 | 0 | 0 | 0 | 0 | 0
1994 | 12 | 28 | 0 | 0 | 0 | 0 | 0 | 0 | 0 | 0 | 0 | 0 | 0 | 0 | 0
1994 | 12 | 29 | 0 | 0 | 0 | 0 | 0 | 0 | 0 | 0 | 0 | 0 | 0 | 0 | 0
1994 | 12 | 30 | 0 | 0 | 0 | 0 | 0 | 0 | 0 | 0 | 0 | 0 | 0 | 0 | 0
1994 | 12 | 31 | 0.4 | 0.4 | 0.35 | 0 | 0.4 | 0.35 | 0 | 0 | 0 | 0 | 0 | 0 | 0
1995 | 1 | 1 | 0.06 | 0.06 | 0.01 | 0 | 0.06 | 0.01 | 0 | 0 | 0 | 0 | 0 | 0 | 0
1995 | 1 | 2 | 0.02 | 0.02 | 0 | 0 | 0.02 | 0 | 0 | 0 | 0 | 0 | 0 | 0 | 0
1995 | 1 | 3 | 0 | 0 | 0 | 0 | 0 | 0 | 0 | 0 | 0 | 0 | 0 | 0 | 0
1995 | 1 | 4 | 0 | 0 | 0 | 0 | 0 | 0 | 0 | 0 | 0 | 0 | 0 | 0 | 0
1995 | 1 | 5 | 0 | 0 | 0 | 0 | 0 | 0 | 0 | 0 | 0 | 0 | 0 | 0 | 0
1995 | 1 | 6 | 1 | 1 | 0.95 | 0 | 1 | 0.95 | 0 | 0 | 0 | 0 | 0 | 0 | 0
1995 | 1 | 7 | 0.07 | 0.07 | 0.02 | 0 | 0.07 | 0.02 | 0 | 0 | 0 | 0 | 0 | 0 | 0
1995 | 1 | 8 | 0 | 0 | 0 | 0 | 0 | 0 | 0 | 0 | 0 | 0 | 0 | 0 | 0
1995 | 1 | 9 | 0 | 0 | 0 | 0 | 0 | 0 | 0 | 0 | 0 | 0 | 0 | 0 | 0
1995 | 1 | 10 | 0 | 0 | 0 | 0 | 0 | 0 | 0 | 0 | 0 | 0 | 0 | 0 | 0
1995 | 1 | 11 | 0.04 | 0.04 | 0 | 0 | 0.04 | 0 | 0 | 0 | 0 | 0 | 0 | 0 | 0
1995 | 1 | 12 | 0.01 | 0.01 | 0 | 0 | 0.01 | 0 | 0 | 0 | 0 | 0 | 0 | 0 | 0
1995 | 1 | 13 | 0 | 0 | 0 | 0 | 0 | 0 | 0 | 0 | 0 | 0 | 0 | 0 | 0
1995 | 1 | 14 | 0.05 | 0.05 | 0 | 0 | 0.05 | 0 | 0 | 0 | 0 | 0 | 0 | 0 | 0
1995 | 1 | 15 | 0.41 | 0.41 | 0.36 | 0 | 0.41 | 0.36 | 0 | 0 | 0 | 0 | 0 | 0 | 0
1995 | 1 | 16 | 0 | 0 | 0 | 0 | 0 | 0 | 0 | 0 | 0 | 0 | 0 | 0 | 0
1995 | 1 | 17 | 0 | 0 | 0 | 0 | 0 | 0 | 0 | 0 | 0 | 0 | 0 | 0 | 0
1995 | 1 | 18 | 0 | 0 | 0 | 0 | 0 | 0 | 0 | 0 | 0 | 0 | 0 | 0 | 0
1995 | 1 | 19 | 0.29 | 0.29 | 0.24 | 0 | 0.29 | 0.24 | 0 | 0 | 0 | 0 | 0 | 0 | 0
1995 | 1 | 20 | 0.99 | 0.99 | 0.94 | 0 | 0.99 | 0.94 | 0 | 0 | 0 | 0 | 0 | 0 | 0
1995 | 1 | 21 | 0 | 0 | 0 | 0 | 0 | 0 | 0 | 0 | 0 | 0 | 0 | 0 | 0
1995 | 1 | 22 | 0 | 0 | 0 | 0 | 0 | 0 | 0 | 0 | 0 | 0 | 0 | 0 | 0
1995 | 1 | 23 | 0 | 0 | 0 | 0 | 0 | 0 | 0 | 0 | 0 | 0 | 0 | 0 | 0
1995 | 1 | 24 | 0 | 0 | 0 | 0 | 0 | 0 | 0 | 0 | 0 | 0 | 0 | 0 | 0
1995 | 1 | 25 | 0 | 0 | 0 | 0 | 0 | 0 | 0 | 0 | 0 | 0 | 0 | 0 | 0
1995 | 1 | 26 | 0 | 0 | 0 | 0 | 0 | 0 | 0 | 0 | 0 | 0 | 0 | 0 | 0
1995 | 1 | 27 | 0 | 0 | 0 | 0 | 0 | 0 | 0 | 0 | 0 | 0 | 0 | 0 | 0
1995 | 1 | 28 | 0.28 | 0.28 | 0.23 | 0 | 0.28 | 0.23 | 0 | 0 | 0 | 0 | 0 | 0 | 0
1995 | 1 | 29 | 0 | 0 | 0 | 0 | 0 | 0 | 0 | 0 | 0 | 0 | 0 | 0 | 0
1995 | 1 | 30 | 0 | 0 | 0 | 0 | 0 | 0 | 0 | 0 | 0 | 0 | 0 | 0 | 0
1995 | 1 | 31 | 0 | 0 | 0 | 0 | 0 | 0 | 0 | 0 | 0 | 0 | 0 | 0 | 0
1995 | 2 | 1 | 0 | 0 | 0 | 0 | 0 | 0 | 0 | 0 | 0 | 0 | 0 | 0 | 0
1995 | 2 | 2 | 0 | 0 | 0 | 0 | 0 | 0 | 0 | 0 | 0 | 0 | 0 | 0 | 0
1995 | 2 | 3 | 0 | 0 | 0 | 0 | 0 | 0 | 0 | 0 | 0 | 0 | 0 | 0 | 0
1995 | 2 | 4 | 0.59 | 0.59 | 0.54 | 0 | 0.59 | 0.54 | 0 | 0 | 0 | 0 | 0 | 0 | 0
1995 | 2 | 5 | 0 | 0 | 0 | 0 | 0 | 0 | 0 | 0 | 0 | 0 | 0 | 0 | 0
1995 | 2 | 6 | 0 | 0 | 0 | 0 | 0 | 0 | 0 | 0 | 0 | 0 | 0 | 0 | 0
1995 | 2 | 7 | 0 | 0 | 0 | 0 | 0 | 0 | 0 | 0 | 0 | 0 | 0 | 0 | 0
1995 | 2 | 8 | 0 | 0 | 0 | 0 | 0 | 0 | 0 | 0 | 0 | 0 | 0 | 0 | 0
1995 | 2 | 9 | 0 | 0 | 0 | 0 | 0 | 0 | 0 | 0 | 0 | 0 | 0 | 0 | 0
1995 | 2 | 10 | 0 | 0 | 0 | 0 | 0 | 0 | 0 | 0 | 0 | 0 | 0 | 0 | 0
1995 | 2 | 11 | 0 | 0 | 0 | 0 | 0 | 0 | 0 | 0 | 0 | 0 | 0 | 0 | 0
1995 | 2 | 12 | 0 | 0 | 0 | 0 | 0 | 0 | 0 | 0 | 0 | 0 | 0 | 0 | 0
1995 | 2 | 13 | 0 | 0 | 0 | 0 | 0 | 0 | 0 | 0 | 0 | 0 | 0 | 0 | 0
1995 | 2 | 14 | 0 | 0 | 0 | 0 | 0 | 0 | 0 | 0 | 0 | 0 | 0 | 0 | 0
1995 | 2 | 15 | 0.34 | 0.34 | 0.29 | 0 | 0.34 | 0.29 | 0 | 0 | 0 | 0 | 0 | 0 | 0
1995 | 2 | 16 | 0.15 | 0.15 | 0.1 | 0 | 0.15 | 0.1 | 0 | 0 | 0 | 0 | 0 | 0 | 0
1995 | 2 | 17 | 0 | 0 | 0 | 0 | 0 | 0 | 0 | 0 | 0 | 0 | 0 | 0 | 0
1995 | 2 | 18 | 0 | 0 | 0 | 0 | 0 | 0 | 0 | 0 | 0 | 0 | 0 | 0 | 0
1995 | 2 | 19 | 0 | 0 | 0 | 0 | 0 | 0 | 0 | 0 | 0 | 0 | 0 | 0 | 0
1995 | 2 | 20 | 0 | 0 | 0 | 0 | 0 | 0 | 0 | 0 | 0 | 0 | 0 | 0 | 0
1995 | 2 | 21 | 0 | 0 | 0 | 0 | 0 | 0 | 0 | 0 | 0 | 0 | 0 | 0 | 0
1995 | 2 | 22 | 0 | 0 | 0 | 0 | 0 | 0 | 0 | 0 | 0 | 0 | 0 | 0 | 0
1995 | 2 | 23 | 0 | 0 | 0 | 0 | 0 | 0 | 0 | 0 | 0 | 0 | 0 | 0 | 0
1995 | 2 | 24 | 0 | 0 | 0 | 0 | 0 | 0 | 0 | 0 | 0 | 0 | 0 | 0 | 0
1995 | 2 | 25 | 0 | 0 | 0 | 0 | 0 | 0 | 0 | 0 | 0 | 0 | 0 | 0 | 0
1995 | 2 | 26 | 0 | 0 | 0 | 0 | 0 | 0 | 0 | 0 | 0 | 0 | 0 | 0 | 0
1995 | 2 | 27 | 0.35 | 0.35 | 0.3 | 0 | 0.35 | 0.3 | 0 | 0 | 0 | 0 | 0 | 0 | 0
1995 | 2 | 28 | 0.28 | 0.28 | 0.23 | 0 | 0.28 | 0.23 | 0 | 0 | 0 | 0 | 0 | 0 | 0
1995 | 3 | 1 | 0 | 0 | 0 | 0 | 0 | 0 | 0 | 0 | 0 | 0 | 0 | 0 | 0
1995 | 3 | 2 | 0 | 0 | 0 | 0 | 0 | 0 | 0 | 0 | 0 | 0 | 0 | 0 | 0
1995 | 3 | 3 | 0 | 0 | 0 | 0 | 0 | 0 | 0 | 0 | 0 | 0 | 0 | 0 | 0
1995 | 3 | 4 | 0 | 0 | 0 | 0 | 0 | 0 | 0 | 0 | 0 | 0 | 0 | 0 | 0
1995 | 3 | 5 | 0 | 0 | 0 | 0 | 0 | 0 | 0 | 0 | 0 | 0 | 0 | 0 | 0
1995 | 3 | 6 | 0.05 | 0.05 | 0 | 0 | 0.05 | 0 | 0 | 0 | 0 | 0 | 0 | 0 | 0
1995 | 3 | 7 | 0 | 0 | 0 | 0 | 0 | 0 | 0 | 0 | 0 | 0 | 0 | 0 | 0
1995 | 3 | 8 | 1.97 | 1 | 0.95 | 0 | 1 | 0.95 | 0 | 0 | 0 | 0 | 0 | 0 | 0
1995 | 3 | 9 | 0.01 | 0.01 | 0 | 0 | 0.01 | 0 | 0 | 0 | 0 | 0 | 0 | 0 | 0
1995 | 3 | 10 | 0 | 0 | 0 | 0 | 0 | 0 | 0 | 0 | 0 | 0 | 0 | 0 | 0
1995 | 3 | 11 | 0 | 0 | 0 | 0 | 0 | 0 | 0 | 0 | 0 | 0 | 0 | 0 | 0
1995 | 3 | 12 | 0 | 0 | 0 | 0 | 0 | 0 | 0 | 0 | 0 | 0 | 0 | 0 | 0
1995 | 3 | 13 | 0 | 0 | 0 | 0 | 0 | 0 | 0 | 0 | 0 | 0 | 0 | 0 | 0
1995 | 3 | 14 | 0 | 0 | 0 | 0 | 0 | 0 | 0 | 0 | 0 | 0 | 0 | 0 | 0
1995 | 3 | 15 | 0 | 0 | 0 | 0 | 0 | 0 | 0 | 0 | 0 | 0 | 0 | 0 | 0
1995 | 3 | 16 | 0 | 0 | 0 | 0 | 0 | 0 | 0 | 0 | 0 | 0 | 0 | 0 | 0
1995 | 3 | 17 | 0 | 0 | 0 | 0 | 0 | 0 | 0 | 0 | 0 | 0 | 0 | 0 | 0
1995 | 3 | 18 | 0 | 0 | 0 | 0 | 0 | 0 | 0 | 0 | 0 | 0 | 0 | 0 | 0
1995 | 3 | 19 | 0 | 0 | 0 | 0 | 0 | 0 | 0 | 0 | 0 | 0 | 0 | 0 | 0
1995 | 3 | 20 | 0 | 0 | 0 | 0 | 0 | 0 | 0 | 0 | 0 | 0 | 0 | 0 | 0
1995 | 3 | 21 | 0.09 | 0.09 | 0.04 | 0 | 0.09 | 0.04 | 0 | 0 | 0 | 0 | 0 | 0 | 0
1995 | 3 | 22 | 0 | 0 | 0 | 0 | 0 | 0 | 0 | 0 | 0 | 0 | 0 | 0 | 0
1995 | 3 | 23 | 0 | 0 | 0 | 0 | 0 | 0 | 0 | 0 | 0 | 0 | 0 | 0 | 0
1995 | 3 | 24 | 0 | 0 | 0 | 0 | 0 | 0 | 0 | 0 | 0 | 0 | 0 | 0 | 0
1995 | 3 | 25 | 0 | 0 | 0 | 0 | 0 | 0 | 0 | 0 | 0 | 0 | 0 | 0 | 0
1995 | 3 | 26 | 0 | 0 | 0 | 0 | 0 | 0 | 0 | 0 | 0 | 0 | 0 | 0 | 0
1995 | 3 | 27 | 0 | 0 | 0 | 0 | 0 | 0 | 0 | 0 | 0 | 0 | 0 | 0 | 0
1995 | 3 | 28 | 0 | 0 | 0 | 0 | 0 | 0 | 0 | 0 | 0 | 0 | 0 | 0 | 0
1995 | 3 | 29 | 0 | 0 | 0 | 0 | 0 | 0 | 0 | 0 | 0 | 0 | 0 | 0 | 0
1995 | 3 | 30 | 0.02 | 0.02 | 0 | 0 | 0.02 | 0 | 0 | 0 | 0 | 0 | 0 | 0 | 0
1995 | 3 | 31 | 0 | 0 | 0 | 0 | 0 | 0 | 0 | 0 | 0 | 0 | 0 | 0 | 0
1995 | 4 | 1 | 0 | 0 | 0 | 0 | 0 | 0 | 0 | 0 | 0 | 0 | 0 | 0 | 0
1995 | 4 | 2 | 0.05 | 0.05 | 0 | 0 | 0.05 | 0 | 0 | 0 | 0 | 0 | 0 | 0 | 0
1995 | 4 | 3 | 0 | 0 | 0 | 0 | 0 | 0 | 0 | 0 | 0 | 0 | 0 | 0 | 0
1995 | 4 | 4 | 0 | 0 | 0 | 0 | 0 | 0 | 0 | 0 | 0 | 0 | 0 | 0 | 0
1995 | 4 | 5 | 0 | 0 | 0 | 0 | 0 | 0 | 0 | 0 | 0 | 0 | 0 | 0 | 0
1995 | 4 | 6 | 0 | 0 | 0 | 0 | 0 | 0 | 0 | 0 | 0 | 0 | 0 | 0 | 0
1995 | 4 | 7 | 0 | 0 | 0 | 0 | 0 | 0 | 0 | 0 | 0 | 0 | 0 | 0 | 0
1995 | 4 | 8 | 0.02 | 0.02 | 0 | 0 | 0.02 | 0 | 0 | 0 | 0 | 0 | 0 | 0 | 0
1995 | 4 | 9 | 0.06 | 0.06 | 0.01 | 0 | 0.06 | 0.01 | 0 | 0 | 0 | 0 | 0 | 0 | 0
1995 | 4 | 10 | 0.09 | 0.09 | 0.04 | 0 | 0.09 | 0.04 | 0 | 0 | 0 | 0 | 0 | 0 | 0
1995 | 4 | 11 | 0 | 0 | 0 | 0 | 0 | 0 | 0 | 0 | 0 | 0 | 0 | 0 | 0
1995 | 4 | 12 | 0.69 | 0.69 | 0.64 | 0 | 0.69 | 0.64 | 0 | 0 | 0 | 0 | 0 | 0 | 0
1995 | 4 | 13 | 0 | 0 | 0 | 0 | 0 | 0 | 0 | 0 | 0 | 0 | 0 | 0 | 0
1995 | 4 | 14 | 0 | 0 | 0 | 0 | 0 | 0 | 0 | 0 | 0 | 0 | 0 | 0 | 0
1995 | 4 | 15 | 0 | 0 | 0 | 0 | 0 | 0 | 0 | 0 | 0 | 0 | 0 | 0 | 0
1995 | 4 | 16 | 0 | 0 | 0 | 0 | 0 | 0 | 0 | 0 | 0 | 0 | 0 | 0 | 0
1995 | 4 | 17 | 0 | 0 | 0 | 0 | 0 | 0 | 0 | 0 | 0 | 0 | 0 | 0 | 0
1995 | 4 | 18 | 0 | 0 | 0 | 0 | 0 | 0 | 0 | 0 | 0 | 0 | 0 | 0 | 0
1995 | 4 | 19 | 0 | 0 | 0 | 0 | 0 | 0 | 0 | 0 | 0 | 0 | 0 | 0 | 0
1995 | 4 | 20 | 0 | 0 | 0 | 0 | 0 | 0 | 0 | 0 | 0 | 0 | 0 | 0 | 0
1995 | 4 | 21 | 0 | 0 | 0 | 0 | 0 | 0 | 0 | 0 | 0 | 0 | 0 | 0 | 0
1995 | 4 | 22 | 0.01 | 0.01 | 0 | 0 | 0.01 | 0 | 0 | 0 | 0 | 0 | 0 | 0 | 0
1995 | 4 | 23 | 0.13 | 0.13 | 0.08 | 0 | 0.13 | 0.08 | 0 | 0 | 0 | 0 | 0 | 0 | 0
1995 | 4 | 24 | 0.21 | 0.21 | 0.16 | 0 | 0.21 | 0.16 | 0 | 0 | 0 | 0 | 0 | 0 | 0
1995 | 4 | 25 | 0 | 0 | 0 | 0 | 0 | 0 | 0 | 0 | 0 | 0 | 0 | 0 | 0
1995 | 4 | 26 | 0 | 0 | 0 | 0 | 0 | 0 | 0 | 0 | 0 | 0 | 0 | 0 | 0
1995 | 4 | 27 | 0 | 0 | 0 | 0 | 0 | 0 | 0 | 0 | 0 | 0 | 0 | 0 | 0
1995 | 4 | 28 | 0 | 0 | 0 | 0 | 0 | 0 | 0 | 0 | 0 | 0 | 0 | 0 | 0
1995 | 4 | 29 | 0 | 0 | 0 | 0 | 0 | 0 | 0 | 0 | 0 | 0 | 0 | 0 | 0
1995 | 4 | 30 | 0.63 | 0.63 | 0.58 | 0 | 0.63 | 0.58 | 0 | 0 | 0 | 0 | 0 | 0 | 0
1995 | 5 | 1 | 0 | 0 | 0 | 0 | 0 | 0 | 0 | 0 | 0 | 0 | 0 | 0 | 0
1995 | 5 | 2 | 0.42 | 0.42 | 0.37 | 0 | 0.42 | 0.37 | 0 | 0 | 0 | 0 | 0 | 0 | 0
1995 | 5 | 3 | 0 | 0 | 0 | 0 | 0 | 0 | 0 | 0 | 0 | 0 | 0 | 0 | 0
1995 | 5 | 4 | 0.01 | 0.01 | 0 | 0 | 0.01 | 0 | 0 | 0 | 0 | 0 | 0 | 0 | 0
1995 | 5 | 5 | 0.09 | 0.09 | 0.04 | 0 | 0.09 | 0.04 | 0 | 0 | 0 | 0 | 0 | 0 | 0
1995 | 5 | 6 | 0 | 0 | 0 | 0 | 0 | 0 | 0 | 0 | 0 | 0 | 0 | 0 | 0
1995 | 5 | 7 | 0 | 0 | 0 | 0 | 0 | 0 | 0 | 0 | 0 | 0 | 0 | 0 | 0
1995 | 5 | 8 | 0 | 0 | 0 | 0 | 0 | 0 | 0 | 0 | 0 | 0 | 0 | 0 | 0
1995 | 5 | 9 | 0.16 | 0.16 | 0.11 | 0 | 0.16 | 0.11 | 0 | 0 | 0 | 0 | 0 | 0 | 0
1995 | 5 | 10 | 0.87 | 0.87 | 0.82 | 0 | 0.87 | 0.82 | 0 | 0 | 0 | 0 | 0 | 0 | 0
1995 | 5 | 11 | 0.07 | 0.07 | 0.02 | 0 | 0.07 | 0.02 | 0 | 0 | 0 | 0 | 0 | 0 | 0
1995 | 5 | 12 | 0 | 0 | 0 | 0 | 0 | 0 | 0 | 0 | 0 | 0 | 0 | 0 | 0
1995 | 5 | 13 | 0 | 0 | 0 | 0 | 0 | 0 | 0 | 0 | 0 | 0 | 0 | 0 | 0
1995 | 5 | 14 | 0.5 | 0.5 | 0.45 | 0 | 0.5 | 0.45 | 0 | 0 | 0 | 0 | 0 | 0 | 0
1995 | 5 | 15 | 0 | 0 | 0 | 0 | 0 | 0 | 0 | 0 | 0 | 0 | 0 | 0 | 0
1995 | 5 | 16 | 0 | 0 | 0 | 0 | 0 | 0 | 0 | 0 | 0 | 0 | 0 | 0 | 0
1995 | 5 | 17 | 0.06 | 0.06 | 0.01 | 0 | 0.06 | 0.01 | 0 | 0 | 0 | 0 | 0 | 0 | 0
1995 | 5 | 18 | 0.32 | 0.32 | 0.27 | 0 | 0.32 | 0.27 | 0 | 0 | 0 | 0 | 0 | 0 | 0
1995 | 5 | 19 | 0.45 | 0.45 | 0.4 | 0 | 0.45 | 0.4 | 0 | 0 | 0 | 0 | 0 | 0 | 0
1995 | 5 | 20 | 0 | 0 | 0 | 0 | 0 | 0 | 0 | 0 | 0 | 0 | 0 | 0 | 0
1995 | 5 | 21 | 0 | 0 | 0 | 0 | 0 | 0 | 0 | 0 | 0 | 0 | 0 | 0 | 0
1995 | 5 | 22 | 0 | 0 | 0 | 0 | 0 | 0 | 0 | 0 | 0 | 0 | 0 | 0 | 0
1995 | 5 | 23 | 0 | 0 | 0 | 0 | 0 | 0 | 0 | 0 | 0 | 0 | 0 | 0 | 0
1995 | 5 | 24 | 0 | 0 | 0 | 0 | 0 | 0 | 0 | 0 | 0 | 0 | 0 | 0 | 0
1995 | 5 | 25 | 0.72 | 0.72 | 0.67 | 0 | 0.72 | 0.67 | 0 | 0 | 0 | 0 | 0 | 0 | 0
1995 | 5 | 26 | 0.03 | 0.03 | 0 | 0 | 0.03 | 0 | 0 | 0 | 0 | 0 | 0 | 0 | 0
1995 | 5 | 27 | 0 | 0 | 0 | 0 | 0 | 0 | 0 | 0 | 0 | 0 | 0 | 0 | 0
1995 | 5 | 28 | 0.34 | 0.34 | 0.29 | 0 | 0.34 | 0.29 | 0 | 0 | 0 | 0 | 0 | 0 | 0
1995 | 5 | 29 | 0.15 | 0.15 | 0.1 | 0 | 0.15 | 0.1 | 0 | 0 | 0 | 0 | 0 | 0 | 0
1995 | 5 | 30 | 0 | 0 | 0 | 0 | 0 | 0 | 0 | 0 | 0 | 0 | 0 | 0 | 0
1995 | 5 | 31 | 0 | 0 | 0 | 0 | 0 | 0 | 0 | 0 | 0 | 0 | 0 | 0 | 0
1995 | 6 | 1 | 0 | 0 | 0 | 0 | 0 | 0 | 0 | 0 | 0 | 0 | 0 | 0 | 0
1995 | 6 | 2 | 0.05 | 0.05 | 0 | 0 | 0.05 | 0 | 0 | 0 | 0 | 0 | 0 | 0 | 0
1995 | 6 | 3 | 0.18 | 0.18 | 0.13 | 0 | 0.18 | 0.13 | 0 | 0 | 0 | 0 | 0 | 0 | 0
1995 | 6 | 4 | 0 | 0 | 0 | 0 | 0 | 0 | 0 | 0 | 0 | 0 | 0 | 0 | 0
1995 | 6 | 5 | 0 | 0 | 0 | 0 | 0 | 0 | 0 | 0 | 0 | 0 | 0 | 0 | 0
1995 | 6 | 6 | 0 | 0 | 0 | 0 | 0 | 0 | 0 | 0 | 0 | 0 | 0 | 0 | 0
1995 | 6 | 7 | 0.03 | 0.03 | 0 | 0 | 0.03 | 0 | 0 | 0 | 0 | 0 | 0 | 0 | 0
1995 | 6 | 8 | 0 | 0 | 0 | 0 | 0 | 0 | 0 | 0 | 0 | 0 | 0 | 0 | 0
1995 | 6 | 9 | 0 | 0 | 0 | 0 | 0 | 0 | 0 | 0 | 0 | 0 | 0 | 0 | 0
1995 | 6 | 10 | 0 | 0 | 0 | 0 | 0 | 0 | 0 | 0 | 0 | 0 | 0 | 0 | 0
1995 | 6 | 11 | 0.45 | 0.45 | 0.4 | 0 | 0.45 | 0.4 | 0 | 0 | 0 | 0 | 0 | 0 | 0
1995 | 6 | 12 | 0.37 | 0.37 | 0.32 | 0 | 0.37 | 0.32 | 0 | 0 | 0 | 0 | 0 | 0 | 0
1995 | 6 | 13 | 0 | 0 | 0 | 0 | 0 | 0 | 0 | 0 | 0 | 0 | 0 | 0 | 0
1995 | 6 | 14 | 0 | 0 | 0 | 0 | 0 | 0 | 0 | 0 | 0 | 0 | 0 | 0 | 0
1995 | 6 | 15 | 0 | 0 | 0 | 0 | 0 | 0 | 0 | 0 | 0 | 0 | 0 | 0 | 0
1995 | 6 | 16 | 0 | 0 | 0 | 0 | 0 | 0 | 0 | 0 | 0 | 0 | 0 | 0 | 0
1995 | 6 | 17 | 0 | 0 | 0 | 0 | 0 | 0 | 0 | 0 | 0 | 0 | 0 | 0 | 0
1995 | 6 | 18 | 0 | 0 | 0 | 0 | 0 | 0 | 0 | 0 | 0 | 0 | 0 | 0 | 0
1995 | 6 | 19 | 0 | 0 | 0 | 0 | 0 | 0 | 0 | 0 | 0 | 0 | 0 | 0 | 0
1995 | 6 | 20 | 0 | 0 | 0 | 0 | 0 | 0 | 0 | 0 | 0 | 0 | 0 | 0 | 0
1995 | 6 | 21 | 0 | 0 | 0 | 0 | 0 | 0 | 0 | 0 | 0 | 0 | 0 | 0 | 0
1995 | 6 | 22 | 0.07 | 0.07 | 0.02 | 0 | 0.07 | 0.02 | 0 | 0 | 0 | 0 | 0 | 0 | 0
1995 | 6 | 23 | 0.31 | 0.31 | 0.26 | 0 | 0.31 | 0.26 | 0 | 0 | 0 | 0 | 0 | 0 | 0
1995 | 6 | 24 | 0.85 | 0.85 | 0.8 | 0 | 0.85 | 0.8 | 0 | 0 | 0 | 0 | 0 | 0 | 0
1995 | 6 | 25 | 0.03 | 0.03 | 0 | 0 | 0.03 | 0 | 0 | 0 | 0 | 0 | 0 | 0 | 0
1995 | 6 | 26 | 0.06 | 0.06 | 0.01 | 0 | 0.06 | 0.01 | 0 | 0 | 0 | 0 | 0 | 0 | 0
1995 | 6 | 27 | 0.02 | 0.02 | 0 | 0 | 0.02 | 0 | 0 | 0 | 0 | 0 | 0 | 0 | 0
1995 | 6 | 28 | 0 | 0 | 0 | 0 | 0 | 0 | 0 | 0 | 0 | 0 | 0 | 0 | 0
1995 | 6 | 29 | 0 | 0 | 0 | 0 | 0 | 0 | 0 | 0 | 0 | 0 | 0 | 0 | 0
1995 | 6 | 30 | 0 | 0 | 0 | 0 | 0 | 0 | 0 | 0 | 0 | 0 | 0 | 0 | 0
1995 | 7 | 1 | 0.33 | 0.33 | 0.28 | 0 | 0.33 | 0.28 | 0 | 0 | 0 | 0 | 0 | 0 | 0
1995 | 7 | 2 | 0 | 0 | 0 | 0 | 0 | 0 | 0 | 0 | 0 | 0 | 0 | 0 | 0
1995 | 7 | 3 | 0 | 0 | 0 | 0 | 0 | 0 | 0 | 0 | 0 | 0 | 0 | 0 | 0
1995 | 7 | 4 | 0.04 | 0.04 | 0 | 0 | 0.04 | 0 | 0 | 0 | 0 | 0 | 0 | 0 | 0
1995 | 7 | 5 | 0 | 0 | 0 | 0 | 0 | 0 | 0 | 0 | 0 | 0 | 0 | 0 | 0
1995 | 7 | 6 | 1.03 | 1 | 0.95 | 0 | 1 | 0.95 | 0 | 0 | 0 | 0 | 0 | 0 | 0
1995 | 7 | 7 | 0.11 | 0.11 | 0.06 | 0 | 0.11 | 0.06 | 0 | 0 | 0 | 0 | 0 | 0 | 0
1995 | 7 | 8 | 0 | 0 | 0 | 0 | 0 | 0 | 0 | 0 | 0 | 0 | 0 | 0 | 0
1995 | 7 | 9 | 0 | 0 | 0 | 0 | 0 | 0 | 0 | 0 | 0 | 0 | 0 | 0 | 0
1995 | 7 | 10 | 0.36 | 0.36 | 0.31 | 0 | 0.36 | 0.31 | 0 | 0 | 0 | 0 | 0 | 0 | 0
1995 | 7 | 11 | 0 | 0 | 0 | 0 | 0 | 0 | 0 | 0 | 0 | 0 | 0 | 0 | 0
1995 | 7 | 12 | 0 | 0 | 0 | 0 | 0 | 0 | 0 | 0 | 0 | 0 | 0 | 0 | 0
1995 | 7 | 13 | 0 | 0 | 0 | 0 | 0 | 0 | 0 | 0 | 0 | 0 | 0 | 0 | 0
1995 | 7 | 14 | 0 | 0 | 0 | 0 | 0 | 0 | 0 | 0 | 0 | 0 | 0 | 0 | 0
1995 | 7 | 15 | 0 | 0 | 0 | 0 | 0 | 0 | 0 | 0 | 0 | 0 | 0 | 0 | 0
1995 | 7 | 16 | 0 | 0 | 0 | 0 | 0 | 0 | 0 | 0 | 0 | 0 | 0 | 0 | 0
1995 | 7 | 17 | 0.02 | 0.02 | 0 | 0 | 0.02 | 0 | 0 | 0 | 0 | 0 | 0 | 0 | 0
1995 | 7 | 18 | 0.05 | 0.05 | 0 | 0 | 0.05 | 0 | 0 | 0 | 0 | 0 | 0 | 0 | 0
1995 | 7 | 19 | 0 | 0 | 0 | 0 | 0 | 0 | 0 | 0 | 0 | 0 | 0 | 0 | 0
1995 | 7 | 20 | 0 | 0 | 0 | 0 | 0 | 0 | 0 | 0 | 0 | 0 | 0 | 0 | 0
1995 | 7 | 21 | 1.6 | 1 | 0.95 | 0 | 1 | 0.95 | 0 | 0 | 0 | 0 | 0 | 0 | 0
1995 | 7 | 22 | 0.14 | 0.14 | 0.09 | 0 | 0.14 | 0.09 | 0 | 0 | 0 | 0 | 0 | 0 | 0
1995 | 7 | 23 | 0 | 0 | 0 | 0 | 0 | 0 | 0 | 0 | 0 | 0 | 0 | 0 | 0
1995 | 7 | 24 | 0.09 | 0.09 | 0.04 | 0 | 0.09 | 0.04 | 0 | 0 | 0 | 0 | 0 | 0 | 0
1995 | 7 | 25 | 0 | 0 | 0 | 0 | 0 | 0 | 0 | 0 | 0 | 0 | 0 | 0 | 0
1995 | 7 | 26 | 0 | 0 | 0 | 0 | 0 | 0 | 0 | 0 | 0 | 0 | 0 | 0 | 0
1995 | 7 | 27 | 0.26 | 0.26 | 0.21 | 0 | 0.26 | 0.21 | 0 | 0 | 0 | 0 | 0 | 0 | 0
1995 | 7 | 28 | 0 | 0 | 0 | 0 | 0 | 0 | 0 | 0 | 0 | 0 | 0 | 0 | 0
1995 | 7 | 29 | 0 | 0 | 0 | 0 | 0 | 0 | 0 | 0 | 0 | 0 | 0 | 0 | 0
1995 | 7 | 30 | 0 | 0 | 0 | 0 | 0 | 0 | 0 | 0 | 0 | 0 | 0 | 0 | 0
1995 | 7 | 31 | 0 | 0 | 0 | 0 | 0 | 0 | 0 | 0 | 0 | 0 | 0 | 0 | 0
1995 | 8 | 1 | 0 | 0 | 0 | 0 | 0 | 0 | 0 | 0 | 0 | 0 | 0 | 0 | 0
1995 | 8 | 2 | 0 | 0 | 0 | 0 | 0 | 0 | 0 | 0 | 0 | 0 | 0 | 0 | 0
1995 | 8 | 3 | 0 | 0 | 0 | 0 | 0 | 0 | 0 | 0 | 0 | 0 | 0 | 0 | 0
1995 | 8 | 4 | 0 | 0 | 0 | 0 | 0 | 0 | 0 | 0 | 0 | 0 | 0 | 0 | 0
1995 | 8 | 5 | 0.42 | 0.42 | 0.37 | 0 | 0.42 | 0.37 | 0 | 0 | 0 | 0 | 0 | 0 | 0
1995 | 8 | 6 | 0.46 | 0.46 | 0.41 | 0 | 0.46 | 0.41 | 0 | 0 | 0 | 0 | 0 | 0 | 0
1995 | 8 | 7 | 0 | 0 | 0 | 0 | 0 | 0 | 0 | 0 | 0 | 0 | 0 | 0 | 0
1995 | 8 | 8 | 0 | 0 | 0 | 0 | 0 | 0 | 0 | 0 | 0 | 0 | 0 | 0 | 0
1995 | 8 | 9 | 0 | 0 | 0 | 0 | 0 | 0 | 0 | 0 | 0 | 0 | 0 | 0 | 0
1995 | 8 | 10 | 0 | 0 | 0 | 0 | 0 | 0 | 0 | 0 | 0 | 0 | 0 | 0 | 0
1995 | 8 | 11 | 0 | 0 | 0 | 0 | 0 | 0 | 0 | 0 | 0 | 0 | 0 | 0 | 0
1995 | 8 | 12 | 0 | 0 | 0 | 0 | 0 | 0 | 0 | 0 | 0 | 0 | 0 | 0 | 0
1995 | 8 | 13 | 0 | 0 | 0 | 0 | 0 | 0 | 0 | 0 | 0 | 0 | 0 | 0 | 0
1995 | 8 | 14 | 0 | 0 | 0 | 0 | 0 | 0 | 0 | 0 | 0 | 0 | 0 | 0 | 0
1995 | 8 | 15 | 0 | 0 | 0 | 0 | 0 | 0 | 0 | 0 | 0 | 0 | 0 | 0 | 0
1995 | 8 | 16 | 0 | 0 | 0 | 0 | 0 | 0 | 0 | 0 | 0 | 0 | 0 | 0 | 0
1995 | 8 | 17 | 0 | 0 | 0 | 0 | 0 | 0 | 0 | 0 | 0 | 0 | 0 | 0 | 0
1995 | 8 | 18 | 0 | 0 | 0 | 0 | 0 | 0 | 0 | 0 | 0 | 0 | 0 | 0 | 0
1995 | 8 | 19 | 0 | 0 | 0 | 0 | 0 | 0 | 0 | 0 | 0 | 0 | 0 | 0 | 0
1995 | 8 | 20 | 0 | 0 | 0 | 0 | 0 | 0 | 0 | 0 | 0 | 0 | 0 | 0 | 0
1995 | 8 | 21 | 0 | 0 | 0 | 0 | 0 | 0 | 0 | 0 | 0 | 0 | 0 | 0 | 0
1995 | 8 | 22 | 0 | 0 | 0 | 0 | 0 | 0 | 0 | 0 | 0 | 0 | 0 | 0 | 0
1995 | 8 | 23 | 0 | 0 | 0 | 0 | 0 | 0 | 0 | 0 | 0 | 0 | 0 | 0 | 0
1995 | 8 | 24 | 0 | 0 | 0 | 0 | 0 | 0 | 0 | 0 | 0 | 0 | 0 | 0 | 0
1995 | 8 | 25 | 0 | 0 | 0 | 0 | 0 | 0 | 0 | 0 | 0 | 0 | 0 | 0 | 0
1995 | 8 | 26 | 0 | 0 | 0 | 0 | 0 | 0 | 0 | 0 | 0 | 0 | 0 | 0 | 0
1995 | 8 | 27 | 0 | 0 | 0 | 0 | 0 | 0 | 0 | 0 | 0 | 0 | 0 | 0 | 0
1995 | 8 | 28 | 0 | 0 | 0 | 0 | 0 | 0 | 0 | 0 | 0 | 0 | 0 | 0 | 0
1995 | 8 | 29 | 0 | 0 | 0 | 0 | 0 | 0 | 0 | 0 | 0 | 0 | 0 | 0 | 0
1995 | 8 | 30 | 0 | 0 | 0 | 0 | 0 | 0 | 0 | 0 | 0 | 0 | 0 | 0 | 0
1995 | 8 | 31 | 0 | 0 | 0 | 0 | 0 | 0 | 0 | 0 | 0 | 0 | 0 | 0 | 0
1995 | 9 | 1 | 0 | 0 | 0 | 0 | 0 | 0 | 0 | 0 | 0 | 0 | 0 | 0 | 0
1995 | 9 | 2 | 0 | 0 | 0 | 0 | 0 | 0 | 0 | 0 | 0 | 0 | 0 | 0 | 0
1995 | 9 | 3 | 0 | 0 | 0 | 0 | 0 | 0 | 0 | 0 | 0 | 0 | 0 | 0 | 0
1995 | 9 | 4 | 0 | 0 | 0 | 0 | 0 | 0 | 0 | 0 | 0 | 0 | 0 | 0 | 0
1995 | 9 | 5 | 0 | 0 | 0 | 0 | 0 | 0 | 0 | 0 | 0 | 0 | 0 | 0 | 0
1995 | 9 | 6 | 0 | 0 | 0 | 0 | 0 | 0 | 0 | 0 | 0 | 0 | 0 | 0 | 0
1995 | 9 | 7 | 0 | 0 | 0 | 0 | 0 | 0 | 0 | 0 | 0 | 0 | 0 | 0 | 0
1995 | 9 | 8 | 0 | 0 | 0 | 0 | 0 | 0 | 0 | 0 | 0 | 0 | 0 | 0 | 0
1995 | 9 | 9 | 0.94 | 0.94 | 0.89 | 0 | 0.94 | 0.89 | 0 | 0 | 0 | 0 | 0 | 0 | 0
1995 | 9 | 10 | 0 | 0 | 0 | 0 | 0 | 0 | 0 | 0 | 0 | 0 | 0 | 0 | 0
1995 | 9 | 11 | 0 | 0 | 0 | 0 | 0 | 0 | 0 | 0 | 0 | 0 | 0 | 0 | 0
1995 | 9 | 12 | 0 | 0 | 0 | 0 | 0 | 0 | 0 | 0 | 0 | 0 | 0 | 0 | 0
1995 | 9 | 13 | 0.12 | 0.12 | 0.07 | 0 | 0.12 | 0.07 | 0 | 0 | 0 | 0 | 0 | 0 | 0
1995 | 9 | 14 | 0 | 0 | 0 | 0 | 0 | 0 | 0 | 0 | 0 | 0 | 0 | 0 | 0
1995 | 9 | 15 | 0 | 0 | 0 | 0 | 0 | 0 | 0 | 0 | 0 | 0 | 0 | 0 | 0
1995 | 9 | 16 | 0.55 | 0.55 | 0.5 | 0 | 0.55 | 0.5 | 0 | 0 | 0 | 0 | 0 | 0 | 0
1995 | 9 | 17 | 0.62 | 0.62 | 0.57 | 0 | 0.62 | 0.57 | 0 | 0 | 0 | 0 | 0 | 0 | 0
1995 | 9 | 18 | 0 | 0 | 0 | 0 | 0 | 0 | 0 | 0 | 0 | 0 | 0 | 0 | 0
1995 | 9 | 19 | 0 | 0 | 0 | 0 | 0 | 0 | 0 | 0 | 0 | 0 | 0 | 0 | 0
1995 | 9 | 20 | 0 | 0 | 0 | 0 | 0 | 0 | 0 | 0 | 0 | 0 | 0 | 0 | 0
1995 | 9 | 21 | 0 | 0 | 0 | 0 | 0 | 0 | 0 | 0 | 0 | 0 | 0 | 0 | 0
1995 | 9 | 22 | 0.82 | 0.82 | 0.77 | 0 | 0.82 | 0.77 | 0 | 0 | 0 | 0 | 0 | 0 | 0
1995 | 9 | 23 | 0 | 0 | 0 | 0 | 0 | 0 | 0 | 0 | 0 | 0 | 0 | 0 | 0
1995 | 9 | 24 | 0.15 | 0.15 | 0.1 | 0 | 0.15 | 0.1 | 0 | 0 | 0 | 0 | 0 | 0 | 0
1995 | 9 | 25 | 0.31 | 0.31 | 0.26 | 0 | 0.31 | 0.26 | 0 | 0 | 0 | 0 | 0 | 0 | 0
1995 | 9 | 26 | 0.22 | 0.22 | 0.17 | 0 | 0.22 | 0.17 | 0 | 0 | 0 | 0 | 0 | 0 | 0
1995 | 9 | 27 | 0 | 0 | 0 | 0 | 0 | 0 | 0 | 0 | 0 | 0 | 0 | 0 | 0
1995 | 9 | 28 | 0 | 0 | 0 | 0 | 0 | 0 | 0 | 0 | 0 | 0 | 0 | 0 | 0
1995 | 9 | 29 | 0 | 0 | 0 | 0 | 0 | 0 | 0 | 0 | 0 | 0 | 0 | 0 | 0
1995 | 9 | 30 | 0 | 0 | 0 | 0 | 0 | 0 | 0 | 0 | 0 | 0 | 0 | 0 | 0
1995 | 10 | 1 | 0 | 0 | 0 | 0 | 0 | 0 | 0 | 0 | 0 | 0 | 0 | 0 | 0
1995 | 10 | 2 | 0 | 0 | 0 | 0 | 0 | 0 | 0 | 0 | 0 | 0 | 0 | 0 | 0
1995 | 10 | 3 | 0.04 | 0.04 | 0 | 0 | 0.04 | 0 | 0 | 0 | 0 | 0 | 0 | 0 | 0
1995 | 10 | 4 | 0.14 | 0.14 | 0.09 | 0 | 0.14 | 0.09 | 0 | 0 | 0 | 0 | 0 | 0 | 0
1995 | 10 | 5 | 1.99 | 1 | 0.95 | 0 | 1 | 0.95 | 0 | 0 | 0 | 0 | 0 | 0 | 0
1995 | 10 | 6 | 0 | 0 | 0 | 0 | 0 | 0 | 0 | 0 | 0 | 0 | 0 | 0 | 0
1995 | 10 | 7 | 0 | 0 | 0 | 0 | 0 | 0 | 0 | 0 | 0 | 0 | 0 | 0 | 0
1995 | 10 | 8 | 0 | 0 | 0 | 0 | 0 | 0 | 0 | 0 | 0 | 0 | 0 | 0 | 0
1995 | 10 | 9 | 0 | 0 | 0 | 0 | 0 | 0 | 0 | 0 | 0 | 0 | 0 | 0 | 0
1995 | 10 | 10 | 0 | 0 | 0 | 0 | 0 | 0 | 0 | 0 | 0 | 0 | 0 | 0 | 0
1995 | 10 | 11 | 0 | 0 | 0 | 0 | 0 | 0 | 0 | 0 | 0 | 0 | 0 | 0 | 0
1995 | 10 | 12 | 0 | 0 | 0 | 0 | 0 | 0 | 0 | 0 | 0 | 0 | 0 | 0 | 0
1995 | 10 | 13 | 0 | 0 | 0 | 0 | 0 | 0 | 0 | 0 | 0 | 0 | 0 | 0 | 0
1995 | 10 | 14 | 3.36 | 1 | 0.95 | 0 | 1 | 0.95 | 0 | 0 | 0 | 0 | 0 | 0 | 0
1995 | 10 | 15 | 0 | 0 | 0 | 0 | 0 | 0 | 0 | 0 | 0 | 0 | 0 | 0 | 0
1995 | 10 | 16 | 0 | 0 | 0 | 0 | 0 | 0 | 0 | 0 | 0 | 0 | 0 | 0 | 0
1995 | 10 | 17 | 0 | 0 | 0 | 0 | 0 | 0 | 0 | 0 | 0 | 0 | 0 | 0 | 0
1995 | 10 | 18 | 0 | 0 | 0 | 0 | 0 | 0 | 0 | 0 | 0 | 0 | 0 | 0 | 0
1995 | 10 | 19 | 0 | 0 | 0 | 0 | 0 | 0 | 0 | 0 | 0 | 0 | 0 | 0 | 0
1995 | 10 | 20 | 0.2 | 0.2 | 0.15 | 0 | 0.2 | 0.15 | 0 | 0 | 0 | 0 | 0 | 0 | 0
1995 | 10 | 21 | 1.73 | 1 | 0.95 | 0 | 1 | 0.95 | 0 | 0 | 0 | 0 | 0 | 0 | 0
1995 | 10 | 22 | 0 | 0 | 0 | 0 | 0 | 0 | 0 | 0 | 0 | 0 | 0 | 0 | 0
1995 | 10 | 23 | 0 | 0 | 0 | 0 | 0 | 0 | 0 | 0 | 0 | 0 | 0 | 0 | 0
1995 | 10 | 24 | 0 | 0 | 0 | 0 | 0 | 0 | 0 | 0 | 0 | 0 | 0 | 0 | 0
1995 | 10 | 25 | 0 | 0 | 0 | 0 | 0 | 0 | 0 | 0 | 0 | 0 | 0 | 0 | 0
1995 | 10 | 26 | 0 | 0 | 0 | 0 | 0 | 0 | 0 | 0 | 0 | 0 | 0 | 0 | 0
1995 | 10 | 27 | 0.93 | 0.93 | 0.88 | 0 | 0.93 | 0.88 | 0 | 0 | 0 | 0 | 0 | 0 | 0
1995 | 10 | 28 | 0.26 | 0.26 | 0.21 | 0 | 0.26 | 0.21 | 0 | 0 | 0 | 0 | 0 | 0 | 0
1995 | 10 | 29 | 0 | 0 | 0 | 0 | 0 | 0 | 0 | 0 | 0 | 0 | 0 | 0 | 0
1995 | 10 | 30 | 0 | 0 | 0 | 0 | 0 | 0 | 0 | 0 | 0 | 0 | 0 | 0 | 0
1995 | 10 | 31 | 0 | 0 | 0 | 0 | 0 | 0 | 0 | 0 | 0 | 0 | 0 | 0 | 0
1995 | 11 | 1 | 0.33 | 0.33 | 0.28 | 0 | 0.33 | 0.28 | 0 | 0 | 0 | 0 | 0 | 0 | 0
1995 | 11 | 2 | 0.12 | 0.12 | 0.07 | 0 | 0.12 | 0.07 | 0 | 0 | 0 | 0 | 0 | 0 | 0
1995 | 11 | 3 | 0.12 | 0.12 | 0.07 | 0 | 0.12 | 0.07 | 0 | 0 | 0 | 0 | 0 | 0 | 0
1995 | 11 | 4 | 0 | 0 | 0 | 0 | 0 | 0 | 0 | 0 | 0 | 0 | 0 | 0 | 0
1995 | 11 | 5 | 0 | 0 | 0 | 0 | 0 | 0 | 0 | 0 | 0 | 0 | 0 | 0 | 0
1995 | 11 | 6 | 0 | 0 | 0 | 0 | 0 | 0 | 0 | 0 | 0 | 0 | 0 | 0 | 0
1995 | 11 | 7 | 0.3 | 0.3 | 0.25 | 0 | 0.3 | 0.25 | 0 | 0 | 0 | 0 | 0 | 0 | 0
1995 | 11 | 8 | 0 | 0 | 0 | 0 | 0 | 0 | 0 | 0 | 0 | 0 | 0 | 0 | 0
1995 | 11 | 9 | 0 | 0 | 0 | 0 | 0 | 0 | 0 | 0 | 0 | 0 | 0 | 0 | 0
1995 | 11 | 10 | 0 | 0 | 0 | 0 | 0 | 0 | 0 | 0 | 0 | 0 | 0 | 0 | 0
1995 | 11 | 11 | 1.15 | 1 | 0.95 | 0 | 1 | 0.95 | 0 | 0 | 0 | 0 | 0 | 0 | 0
1995 | 11 | 12 | 0 | 0 | 0 | 0 | 0 | 0 | 0 | 0 | 0 | 0 | 0 | 0 | 0
1995 | 11 | 13 | 0.01 | 0.01 | 0 | 0 | 0.01 | 0 | 0 | 0 | 0 | 0 | 0 | 0 | 0
1995 | 11 | 14 | 1.31 | 1 | 0.95 | 0 | 1 | 0.95 | 0 | 0 | 0 | 0 | 0 | 0 | 0
1995 | 11 | 15 | 0.06 | 0.06 | 0.01 | 0 | 0.06 | 0.01 | 0 | 0 | 0 | 0 | 0 | 0 | 0
1995 | 11 | 16 | 0 | 0 | 0 | 0 | 0 | 0 | 0 | 0 | 0 | 0 | 0 | 0 | 0
1995 | 11 | 17 | 0 | 0 | 0 | 0 | 0 | 0 | 0 | 0 | 0 | 0 | 0 | 0 | 0
1995 | 11 | 18 | 0 | 0 | 0 | 0 | 0 | 0 | 0 | 0 | 0 | 0 | 0 | 0 | 0
1995 | 11 | 19 | 0 | 0 | 0 | 0 | 0 | 0 | 0 | 0 | 0 | 0 | 0 | 0 | 0
1995 | 11 | 20 | 0 | 0 | 0 | 0 | 0 | 0 | 0 | 0 | 0 | 0 | 0 | 0 | 0
1995 | 11 | 21 | 0 | 0 | 0 | 0 | 0 | 0 | 0 | 0 | 0 | 0 | 0 | 0 | 0
1995 | 11 | 22 | 0 | 0 | 0 | 0 | 0 | 0 | 0 | 0 | 0 | 0 | 0 | 0 | 0
1995 | 11 | 23 | 0.36 | 0.36 | 0.31 | 0 | 0.36 | 0.31 | 0 | 0 | 0 | 0 | 0 | 0 | 0
1995 | 11 | 24 | 0 | 0 | 0 | 0 | 0 | 0 | 0 | 0 | 0 | 0 | 0 | 0 | 0
1995 | 11 | 25 | 0 | 0 | 0 | 0 | 0 | 0 | 0 | 0 | 0 | 0 | 0 | 0 | 0
1995 | 11 | 26 | 0 | 0 | 0 | 0 | 0 | 0 | 0 | 0 | 0 | 0 | 0 | 0 | 0
1995 | 11 | 27 | 0 | 0 | 0 | 0 | 0 | 0 | 0 | 0 | 0 | 0 | 0 | 0 | 0
1995 | 11 | 28 | 0.43 | 0.43 | 0.38 | 0 | 0.43 | 0.38 | 0 | 0 | 0 | 0 | 0 | 0 | 0
1995 | 11 | 29 | 0.58 | 0.58 | 0.53 | 0 | 0.58 | 0.53 | 0 | 0 | 0 | 0 | 0 | 0 | 0
1995 | 11 | 30 | 0 | 0 | 0 | 0 | 0 | 0 | 0 | 0 | 0 | 0 | 0 | 0 | 0
1995 | 12 | 1 | 0 | 0 | 0 | 0 | 0 | 0 | 0 | 0 | 0 | 0 | 0 | 0 | 0
1995 | 12 | 2 | 0 | 0 | 0 | 0 | 0 | 0 | 0 | 0 | 0 | 0 | 0 | 0 | 0
1995 | 12 | 3 | 0 | 0 | 0 | 0 | 0 | 0 | 0 | 0 | 0 | 0 | 0 | 0 | 0
1995 | 12 | 4 | 0 | 0 | 0 | 0 | 0 | 0 | 0 | 0 | 0 | 0 | 0 | 0 | 0
1995 | 12 | 5 | 0.02 | 0.02 | 0 | 0 | 0.02 | 0 | 0 | 0 | 0 | 0 | 0 | 0 | 0
1995 | 12 | 6 | 0 | 0 | 0 | 0 | 0 | 0 | 0 | 0 | 0 | 0 | 0 | 0 | 0
1995 | 12 | 7 | 0 | 0 | 0 | 0 | 0 | 0 | 0 | 0 | 0 | 0 | 0 | 0 | 0
1995 | 12 | 8 | 0 | 0 | 0 | 0 | 0 | 0 | 0 | 0 | 0 | 0 | 0 | 0 | 0
1995 | 12 | 9 | 0.28 | 0.28 | 0.23 | 0 | 0.28 | 0.23 | 0 | 0 | 0 | 0 | 0 | 0 | 0
1995 | 12 | 10 | 0 | 0 | 0 | 0 | 0 | 0 | 0 | 0 | 0 | 0 | 0 | 0 | 0
1995 | 12 | 11 | 0 | 0 | 0 | 0 | 0 | 0 | 0 | 0 | 0 | 0 | 0 | 0 | 0
1995 | 12 | 12 | 0 | 0 | 0 | 0 | 0 | 0 | 0 | 0 | 0 | 0 | 0 | 0 | 0
1995 | 12 | 13 | 0.02 | 0.02 | 0 | 0 | 0.02 | 0 | 0 | 0 | 0 | 0 | 0 | 0 | 0
1995 | 12 | 14 | 0.03 | 0.03 | 0 | 0 | 0.03 | 0 | 0 | 0 | 0 | 0 | 0 | 0 | 0
1995 | 12 | 15 | 0.02 | 0.02 | 0 | 0 | 0.02 | 0 | 0 | 0 | 0 | 0 | 0 | 0 | 0
1995 | 12 | 16 | 0.66 | 0.66 | 0.61 | 0 | 0.66 | 0.61 | 0 | 0 | 0 | 0 | 0 | 0 | 0
1995 | 12 | 17 | 0 | 0 | 0 | 0 | 0 | 0 | 0 | 0 | 0 | 0 | 0 | 0 | 0
1995 | 12 | 18 | 0.28 | 0.28 | 0.23 | 0 | 0.28 | 0.23 | 0 | 0 | 0 | 0 | 0 | 0 | 0
1995 | 12 | 19 | 0.81 | 0.81 | 0.76 | 0 | 0.81 | 0.76 | 0 | 0 | 0 | 0 | 0 | 0 | 0
1995 | 12 | 20 | 0.01 | 0.01 | 0 | 0 | 0.01 | 0 | 0 | 0 | 0 | 0 | 0 | 0 | 0
1995 | 12 | 21 | 0 | 0 | 0 | 0 | 0 | 0 | 0 | 0 | 0 | 0 | 0 | 0 | 0
1995 | 12 | 22 | 0 | 0 | 0 | 0 | 0 | 0 | 0 | 0 | 0 | 0 | 0 | 0 | 0
1995 | 12 | 23 | 0 | 0 | 0 | 0 | 0 | 0 | 0 | 0 | 0 | 0 | 0 | 0 | 0
1995 | 12 | 24 | 0 | 0 | 0 | 0 | 0 | 0 | 0 | 0 | 0 | 0 | 0 | 0 | 0
1995 | 12 | 25 | 0 | 0 | 0 | 0 | 0 | 0 | 0 | 0 | 0 | 0 | 0 | 0 | 0
1995 | 12 | 26 | 0 | 0 | 0 | 0 | 0 | 0 | 0 | 0 | 0 | 0 | 0 | 0 | 0
1995 | 12 | 27 | 0 | 0 | 0 | 0 | 0 | 0 | 0 | 0 | 0 | 0 | 0 | 0 | 0
1995 | 12 | 28 | 0 | 0 | 0 | 0 | 0 | 0 | 0 | 0 | 0 | 0 | 0 | 0 | 0
1995 | 12 | 29 | 0 | 0 | 0 | 0 | 0 | 0 | 0 | 0 | 0 | 0 | 0 | 0 | 0
1995 | 12 | 30 | 0 | 0 | 0 | 0 | 0 | 0 | 0 | 0 | 0 | 0 | 0 | 0 | 0
1995 | 12 | 31 | 0.04 | 0.04 | 0 | 0 | 0.04 | 0 | 0 | 0 | 0 | 0 | 0 | 0 | 0
1996 | 1 | 1 | 0.03 | 0.03 | 0 | 0 | 0.03 | 0 | 0 | 0 | 0 | 0 | 0 | 0 | 0
1996 | 1 | 2 | 1.15 | 1 | 0.95 | 0 | 1 | 0.95 | 0 | 0 | 0 | 0 | 0 | 0 | 0
1996 | 1 | 3 | 0.03 | 0.03 | 0 | 0 | 0.03 | 0 | 0 | 0 | 0 | 0 | 0 | 0 | 0
1996 | 1 | 4 | 0 | 0 | 0 | 0 | 0 | 0 | 0 | 0 | 0 | 0 | 0 | 0 | 0
1996 | 1 | 5 | 0 | 0 | 0 | 0 | 0 | 0 | 0 | 0 | 0 | 0 | 0 | 0 | 0
1996 | 1 | 6 | 0.11 | 0.11 | 0.06 | 0 | 0.11 | 0.06 | 0 | 0 | 0 | 0 | 0 | 0 | 0
1996 | 1 | 7 | 1.19 | 1 | 0.95 | 0 | 1 | 0.95 | 0 | 0 | 0 | 0 | 0 | 0 | 0
1996 | 1 | 8 | 0.16 | 0.16 | 0.11 | 0 | 0.16 | 0.11 | 0 | 0 | 0 | 0 | 0 | 0 | 0
1996 | 1 | 9 | 0.26 | 0.26 | 0.21 | 0 | 0.26 | 0.21 | 0 | 0 | 0 | 0 | 0 | 0 | 0
1996 | 1 | 10 | 0.01 | 0.01 | 0 | 0 | 0.01 | 0 | 0 | 0 | 0 | 0 | 0 | 0 | 0
1996 | 1 | 11 | 0 | 0 | 0 | 0 | 0 | 0 | 0 | 0 | 0 | 0 | 0 | 0 | 0
1996 | 1 | 12 | 0.43 | 0.43 | 0.38 | 0 | 0.43 | 0.38 | 0 | 0 | 0 | 0 | 0 | 0 | 0
1996 | 1 | 13 | 0 | 0 | 0 | 0 | 0 | 0 | 0 | 0 | 0 | 0 | 0 | 0 | 0
1996 | 1 | 14 | 0 | 0 | 0 | 0 | 0 | 0 | 0 | 0 | 0 | 0 | 0 | 0 | 0
1996 | 1 | 15 | 0 | 0 | 0 | 0 | 0 | 0 | 0 | 0 | 0 | 0 | 0 | 0 | 0
1996 | 1 | 16 | 0 | 0 | 0 | 0 | 0 | 0 | 0 | 0 | 0 | 0 | 0 | 0 | 0
1996 | 1 | 17 | 0 | 0 | 0 | 0 | 0 | 0 | 0 | 0 | 0 | 0 | 0 | 0 | 0
1996 | 1 | 18 | 0.07 | 0.07 | 0.02 | 0 | 0.07 | 0.02 | 0 | 0 | 0 | 0 | 0 | 0 | 0
1996 | 1 | 19 | 0.79 | 0.79 | 0.74 | 0 | 0.79 | 0.74 | 0 | 0 | 0 | 0 | 0 | 0 | 0
1996 | 1 | 20 | 0 | 0 | 0 | 0 | 0 | 0 | 0 | 0 | 0 | 0 | 0 | 0 | 0
1996 | 1 | 21 | 0 | 0 | 0 | 0 | 0 | 0 | 0 | 0 | 0 | 0 | 0 | 0 | 0
1996 | 1 | 22 | 0 | 0 | 0 | 0 | 0 | 0 | 0 | 0 | 0 | 0 | 0 | 0 | 0
1996 | 1 | 23 | 0 | 0 | 0 | 0 | 0 | 0 | 0 | 0 | 0 | 0 | 0 | 0 | 0
1996 | 1 | 24 | 0.22 | 0.22 | 0.17 | 0 | 0.22 | 0.17 | 0 | 0 | 0 | 0 | 0 | 0 | 0
1996 | 1 | 25 | 0 | 0 | 0 | 0 | 0 | 0 | 0 | 0 | 0 | 0 | 0 | 0 | 0
1996 | 1 | 26 | 0.01 | 0.01 | 0 | 0 | 0.01 | 0 | 0 | 0 | 0 | 0 | 0 | 0 | 0
1996 | 1 | 27 | 0.55 | 0.55 | 0.5 | 0 | 0.55 | 0.5 | 0 | 0 | 0 | 0 | 0 | 0 | 0
1996 | 1 | 28 | 0 | 0 | 0 | 0 | 0 | 0 | 0 | 0 | 0 | 0 | 0 | 0 | 0
1996 | 1 | 29 | 0 | 0 | 0 | 0 | 0 | 0 | 0 | 0 | 0 | 0 | 0 | 0 | 0
1996 | 1 | 30 | 0 | 0 | 0 | 0 | 0 | 0 | 0 | 0 | 0 | 0 | 0 | 0 | 0
1996 | 1 | 31 | 0 | 0 | 0 | 0 | 0 | 0 | 0 | 0 | 0 | 0 | 0 | 0 | 0
1996 | 2 | 1 | 0 | 0 | 0 | 0 | 0 | 0 | 0 | 0 | 0 | 0 | 0 | 0 | 0
1996 | 2 | 2 | 0.48 | 0.48 | 0.43 | 0 | 0.48 | 0.43 | 0 | 0 | 0 | 0 | 0 | 0 | 0
1996 | 2 | 3 | 0.27 | 0.27 | 0.22 | 0 | 0.27 | 0.22 | 0 | 0 | 0 | 0 | 0 | 0 | 0
1996 | 2 | 4 | 0 | 0 | 0 | 0 | 0 | 0 | 0 | 0 | 0 | 0 | 0 | 0 | 0
1996 | 2 | 5 | 0 | 0 | 0 | 0 | 0 | 0 | 0 | 0 | 0 | 0 | 0 | 0 | 0
1996 | 2 | 6 | 0 | 0 | 0 | 0 | 0 | 0 | 0 | 0 | 0 | 0 | 0 | 0 | 0
1996 | 2 | 7 | 0.08 | 0.08 | 0.03 | 0 | 0.08 | 0.03 | 0 | 0 | 0 | 0 | 0 | 0 | 0
1996 | 2 | 8 | 0.21 | 0.21 | 0.16 | 0 | 0.21 | 0.16 | 0 | 0 | 0 | 0 | 0 | 0 | 0
1996 | 2 | 9 | 0 | 0 | 0 | 0 | 0 | 0 | 0 | 0 | 0 | 0 | 0 | 0 | 0
1996 | 2 | 10 | 0 | 0 | 0 | 0 | 0 | 0 | 0 | 0 | 0 | 0 | 0 | 0 | 0
1996 | 2 | 11 | 0 | 0 | 0 | 0 | 0 | 0 | 0 | 0 | 0 | 0 | 0 | 0 | 0
1996 | 2 | 12 | 0 | 0 | 0 | 0 | 0 | 0 | 0 | 0 | 0 | 0 | 0 | 0 | 0
1996 | 2 | 13 | 0 | 0 | 0 | 0 | 0 | 0 | 0 | 0 | 0 | 0 | 0 | 0 | 0
1996 | 2 | 14 | 0 | 0 | 0 | 0 | 0 | 0 | 0 | 0 | 0 | 0 | 0 | 0 | 0
1996 | 2 | 15 | 0 | 0 | 0 | 0 | 0 | 0 | 0 | 0 | 0 | 0 | 0 | 0 | 0
1996 | 2 | 16 | 0.22 | 0.22 | 0.17 | 0 | 0.22 | 0.17 | 0 | 0 | 0 | 0 | 0 | 0 | 0
1996 | 2 | 17 | 0 | 0 | 0 | 0 | 0 | 0 | 0 | 0 | 0 | 0 | 0 | 0 | 0
1996 | 2 | 18 | 0 | 0 | 0 | 0 | 0 | 0 | 0 | 0 | 0 | 0 | 0 | 0 | 0
1996 | 2 | 19 | 0 | 0 | 0 | 0 | 0 | 0 | 0 | 0 | 0 | 0 | 0 | 0 | 0
1996 | 2 | 20 | 0.42 | 0.42 | 0.37 | 0 | 0.42 | 0.37 | 0 | 0 | 0 | 0 | 0 | 0 | 0
1996 | 2 | 21 | 0.09 | 0.09 | 0.04 | 0 | 0.09 | 0.04 | 0 | 0 | 0 | 0 | 0 | 0 | 0
1996 | 2 | 22 | 0.16 | 0.16 | 0.11 | 0 | 0.16 | 0.11 | 0 | 0 | 0 | 0 | 0 | 0 | 0
1996 | 2 | 23 | 0 | 0 | 0 | 0 | 0 | 0 | 0 | 0 | 0 | 0 | 0 | 0 | 0
1996 | 2 | 24 | 0 | 0 | 0 | 0 | 0 | 0 | 0 | 0 | 0 | 0 | 0 | 0 | 0
1996 | 2 | 25 | 0 | 0 | 0 | 0 | 0 | 0 | 0 | 0 | 0 | 0 | 0 | 0 | 0
1996 | 2 | 26 | 0.04 | 0.04 | 0 | 0 | 0.04 | 0 | 0 | 0 | 0 | 0 | 0 | 0 | 0
1996 | 2 | 27 | 0.01 | 0.01 | 0 | 0 | 0.01 | 0 | 0 | 0 | 0 | 0 | 0 | 0 | 0
1996 | 2 | 28 | 0.01 | 0.01 | 0 | 0 | 0.01 | 0 | 0 | 0 | 0 | 0 | 0 | 0 | 0
1996 | 2 | 29 | 0 | 0 | 0 | 0 | 0 | 0 | 0 | 0 | 0 | 0 | 0 | 0 | 0
1996 | 3 | 1 | 0 | 0 | 0 | 0 | 0 | 0 | 0 | 0 | 0 | 0 | 0 | 0 | 0
1996 | 3 | 2 | 0.1 | 0.1 | 0.05 | 0 | 0.1 | 0.05 | 0 | 0 | 0 | 0 | 0 | 0 | 0
1996 | 3 | 3 | 0 | 0 | 0 | 0 | 0 | 0 | 0 | 0 | 0 | 0 | 0 | 0 | 0
1996 | 3 | 4 | 0 | 0 | 0 | 0 | 0 | 0 | 0 | 0 | 0 | 0 | 0 | 0 | 0
1996 | 3 | 5 | 0 | 0 | 0 | 0 | 0 | 0 | 0 | 0 | 0 | 0 | 0 | 0 | 0
1996 | 3 | 6 | 0.46 | 0.46 | 0.41 | 0 | 0.46 | 0.41 | 0 | 0 | 0 | 0 | 0 | 0 | 0
1996 | 3 | 7 | 0.4 | 0.4 | 0.35 | 0 | 0.4 | 0.35 | 0 | 0 | 0 | 0 | 0 | 0 | 0
1996 | 3 | 8 | 0.1 | 0.1 | 0.05 | 0 | 0.1 | 0.05 | 0 | 0 | 0 | 0 | 0 | 0 | 0
1996 | 3 | 9 | 0 | 0 | 0 | 0 | 0 | 0 | 0 | 0 | 0 | 0 | 0 | 0 | 0
1996 | 3 | 10 | 0 | 0 | 0 | 0 | 0 | 0 | 0 | 0 | 0 | 0 | 0 | 0 | 0
1996 | 3 | 11 | 0 | 0 | 0 | 0 | 0 | 0 | 0 | 0 | 0 | 0 | 0 | 0 | 0
1996 | 3 | 12 | 0 | 0 | 0 | 0 | 0 | 0 | 0 | 0 | 0 | 0 | 0 | 0 | 0
1996 | 3 | 13 | 0 | 0 | 0 | 0 | 0 | 0 | 0 | 0 | 0 | 0 | 0 | 0 | 0
1996 | 3 | 14 | 0 | 0 | 0 | 0 | 0 | 0 | 0 | 0 | 0 | 0 | 0 | 0 | 0
1996 | 3 | 15 | 0.09 | 0.09 | 0.04 | 0 | 0.09 | 0.04 | 0 | 0 | 0 | 0 | 0 | 0 | 0
1996 | 3 | 16 | 0 | 0 | 0 | 0 | 0 | 0 | 0 | 0 | 0 | 0 | 0 | 0 | 0
1996 | 3 | 17 | 0.06 | 0.06 | 0.01 | 0 | 0.06 | 0.01 | 0 | 0 | 0 | 0 | 0 | 0 | 0
1996 | 3 | 18 | 0 | 0 | 0 | 0 | 0 | 0 | 0 | 0 | 0 | 0 | 0 | 0 | 0
1996 | 3 | 19 | 1.01 | 1 | 0.95 | 0 | 1 | 0.95 | 0 | 0 | 0 | 0 | 0 | 0 | 0
1996 | 3 | 20 | 0 | 0 | 0 | 0 | 0 | 0 | 0 | 0 | 0 | 0 | 0 | 0 | 0
1996 | 3 | 21 | 0 | 0 | 0 | 0 | 0 | 0 | 0 | 0 | 0 | 0 | 0 | 0 | 0
1996 | 3 | 22 | 0 | 0 | 0 | 0 | 0 | 0 | 0 | 0 | 0 | 0 | 0 | 0 | 0
1996 | 3 | 23 | 0 | 0 | 0 | 0 | 0 | 0 | 0 | 0 | 0 | 0 | 0 | 0 | 0
1996 | 3 | 24 | 0 | 0 | 0 | 0 | 0 | 0 | 0 | 0 | 0 | 0 | 0 | 0 | 0
1996 | 3 | 25 | 0 | 0 | 0 | 0 | 0 | 0 | 0 | 0 | 0 | 0 | 0 | 0 | 0
1996 | 3 | 26 | 0 | 0 | 0 | 0 | 0 | 0 | 0 | 0 | 0 | 0 | 0 | 0 | 0
1996 | 3 | 27 | 0 | 0 | 0 | 0 | 0 | 0 | 0 | 0 | 0 | 0 | 0 | 0 | 0
1996 | 3 | 28 | 1.18 | 1 | 0.95 | 0 | 1 | 0.95 | 0 | 0 | 0 | 0 | 0 | 0 | 0
1996 | 3 | 29 | 0.2 | 0.2 | 0.15 | 0 | 0.2 | 0.15 | 0 | 0 | 0 | 0 | 0 | 0 | 0
1996 | 3 | 30 | 0 | 0 | 0 | 0 | 0 | 0 | 0 | 0 | 0 | 0 | 0 | 0 | 0
1996 | 3 | 31 | 0 | 0 | 0 | 0 | 0 | 0 | 0 | 0 | 0 | 0 | 0 | 0 | 0
1996 | 4 | 1 | 0.95 | 0.95 | 0.9 | 0 | 0.95 | 0.9 | 0 | 0 | 0 | 0 | 0 | 0 | 0
1996 | 4 | 2 | 0 | 0 | 0 | 0 | 0 | 0 | 0 | 0 | 0 | 0 | 0 | 0 | 0
1996 | 4 | 3 | 0 | 0 | 0 | 0 | 0 | 0 | 0 | 0 | 0 | 0 | 0 | 0 | 0
1996 | 4 | 4 | 0 | 0 | 0 | 0 | 0 | 0 | 0 | 0 | 0 | 0 | 0 | 0 | 0
1996 | 4 | 5 | 0 | 0 | 0 | 0 | 0 | 0 | 0 | 0 | 0 | 0 | 0 | 0 | 0
1996 | 4 | 6 | 0.03 | 0.03 | 0 | 0 | 0.03 | 0 | 0 | 0 | 0 | 0 | 0 | 0 | 0
1996 | 4 | 7 | 0 | 0 | 0 | 0 | 0 | 0 | 0 | 0 | 0 | 0 | 0 | 0 | 0
1996 | 4 | 8 | 0 | 0 | 0 | 0 | 0 | 0 | 0 | 0 | 0 | 0 | 0 | 0 | 0
1996 | 4 | 9 | 0.37 | 0.37 | 0.32 | 0 | 0.37 | 0.32 | 0 | 0 | 0 | 0 | 0 | 0 | 0
1996 | 4 | 10 | 0.02 | 0.02 | 0 | 0 | 0.02 | 0 | 0 | 0 | 0 | 0 | 0 | 0 | 0
1996 | 4 | 11 | 0 | 0 | 0 | 0 | 0 | 0 | 0 | 0 | 0 | 0 | 0 | 0 | 0
1996 | 4 | 12 | 0 | 0 | 0 | 0 | 0 | 0 | 0 | 0 | 0 | 0 | 0 | 0 | 0
1996 | 4 | 13 | 0 | 0 | 0 | 0 | 0 | 0 | 0 | 0 | 0 | 0 | 0 | 0 | 0
1996 | 4 | 14 | 0 | 0 | 0 | 0 | 0 | 0 | 0 | 0 | 0 | 0 | 0 | 0 | 0
1996 | 4 | 15 | 0.89 | 0.89 | 0.84 | 0 | 0.89 | 0.84 | 0 | 0 | 0 | 0 | 0 | 0 | 0
1996 | 4 | 16 | 0.21 | 0.21 | 0.16 | 0 | 0.21 | 0.16 | 0 | 0 | 0 | 0 | 0 | 0 | 0
1996 | 4 | 17 | 0 | 0 | 0 | 0 | 0 | 0 | 0 | 0 | 0 | 0 | 0 | 0 | 0
1996 | 4 | 18 | 0 | 0 | 0 | 0 | 0 | 0 | 0 | 0 | 0 | 0 | 0 | 0 | 0
1996 | 4 | 19 | 0 | 0 | 0 | 0 | 0 | 0 | 0 | 0 | 0 | 0 | 0 | 0 | 0
1996 | 4 | 20 | 0 | 0 | 0 | 0 | 0 | 0 | 0 | 0 | 0 | 0 | 0 | 0 | 0
1996 | 4 | 21 | 0 | 0 | 0 | 0 | 0 | 0 | 0 | 0 | 0 | 0 | 0 | 0 | 0
1996 | 4 | 22 | 0 | 0 | 0 | 0 | 0 | 0 | 0 | 0 | 0 | 0 | 0 | 0 | 0
1996 | 4 | 23 | 0.13 | 0.13 | 0.08 | 0 | 0.13 | 0.08 | 0 | 0 | 0 | 0 | 0 | 0 | 0
1996 | 4 | 24 | 0 | 0 | 0 | 0 | 0 | 0 | 0 | 0 | 0 | 0 | 0 | 0 | 0
1996 | 4 | 25 | 0 | 0 | 0 | 0 | 0 | 0 | 0 | 0 | 0 | 0 | 0 | 0 | 0
1996 | 4 | 26 | 0.02 | 0.02 | 0 | 0 | 0.02 | 0 | 0 | 0 | 0 | 0 | 0 | 0 | 0
1996 | 4 | 27 | 0 | 0 | 0 | 0 | 0 | 0 | 0 | 0 | 0 | 0 | 0 | 0 | 0
1996 | 4 | 28 | 0 | 0 | 0 | 0 | 0 | 0 | 0 | 0 | 0 | 0 | 0 | 0 | 0
1996 | 4 | 29 | 0 | 0 | 0 | 0 | 0 | 0 | 0 | 0 | 0 | 0 | 0 | 0 | 0
1996 | 4 | 30 | 0.55 | 0.55 | 0.5 | 0 | 0.55 | 0.5 | 0 | 0 | 0 | 0 | 0 | 0 | 0
1996 | 5 | 1 | 0 | 0 | 0 | 0 | 0 | 0 | 0 | 0 | 0 | 0 | 0 | 0 | 0
1996 | 5 | 2 | 0 | 0 | 0 | 0 | 0 | 0 | 0 | 0 | 0 | 0 | 0 | 0 | 0
1996 | 5 | 3 | 0.05 | 0.05 | 0 | 0 | 0.05 | 0 | 0 | 0 | 0 | 0 | 0 | 0 | 0
1996 | 5 | 4 | 0.87 | 0.87 | 0.82 | 0 | 0.87 | 0.82 | 0 | 0 | 0 | 0 | 0 | 0 | 0
1996 | 5 | 5 | 0.76 | 0.76 | 0.71 | 0 | 0.76 | 0.71 | 0 | 0 | 0 | 0 | 0 | 0 | 0
1996 | 5 | 6 | 0 | 0 | 0 | 0 | 0 | 0 | 0 | 0 | 0 | 0 | 0 | 0 | 0
1996 | 5 | 7 | 0.35 | 0.35 | 0.3 | 0 | 0.35 | 0.3 | 0 | 0 | 0 | 0 | 0 | 0 | 0
1996 | 5 | 8 | 0.26 | 0.26 | 0.21 | 0 | 0.26 | 0.21 | 0 | 0 | 0 | 0 | 0 | 0 | 0
1996 | 5 | 9 | 0.32 | 0.32 | 0.27 | 0 | 0.32 | 0.27 | 0 | 0 | 0 | 0 | 0 | 0 | 0
1996 | 5 | 10 | 0 | 0 | 0 | 0 | 0 | 0 | 0 | 0 | 0 | 0 | 0 | 0 | 0
1996 | 5 | 11 | 0.39 | 0.39 | 0.34 | 0 | 0.39 | 0.34 | 0 | 0 | 0 | 0 | 0 | 0 | 0
1996 | 5 | 12 | 0 | 0 | 0 | 0 | 0 | 0 | 0 | 0 | 0 | 0 | 0 | 0 | 0
1996 | 5 | 13 | 0 | 0 | 0 | 0 | 0 | 0 | 0 | 0 | 0 | 0 | 0 | 0 | 0
1996 | 5 | 14 | 0 | 0 | 0 | 0 | 0 | 0 | 0 | 0 | 0 | 0 | 0 | 0 | 0
1996 | 5 | 15 | 0.07 | 0.07 | 0.02 | 0 | 0.07 | 0.02 | 0 | 0 | 0 | 0 | 0 | 0 | 0
1996 | 5 | 16 | 0.26 | 0.26 | 0.21 | 0 | 0.26 | 0.21 | 0 | 0 | 0 | 0 | 0 | 0 | 0
1996 | 5 | 17 | 0.07 | 0.07 | 0.02 | 0 | 0.07 | 0.02 | 0 | 0 | 0 | 0 | 0 | 0 | 0
1996 | 5 | 18 | 0 | 0 | 0 | 0 | 0 | 0 | 0 | 0 | 0 | 0 | 0 | 0 | 0
1996 | 5 | 19 | 0 | 0 | 0 | 0 | 0 | 0 | 0 | 0 | 0 | 0 | 0 | 0 | 0
1996 | 5 | 20 | 0 | 0 | 0 | 0 | 0 | 0 | 0 | 0 | 0 | 0 | 0 | 0 | 0
1996 | 5 | 21 | 0.53 | 0.53 | 0.48 | 0 | 0.53 | 0.48 | 0 | 0 | 0 | 0 | 0 | 0 | 0
1996 | 5 | 22 | 0 | 0 | 0 | 0 | 0 | 0 | 0 | 0 | 0 | 0 | 0 | 0 | 0
1996 | 5 | 23 | 0 | 0 | 0 | 0 | 0 | 0 | 0 | 0 | 0 | 0 | 0 | 0 | 0
1996 | 5 | 24 | 0 | 0 | 0 | 0 | 0 | 0 | 0 | 0 | 0 | 0 | 0 | 0 | 0
1996 | 5 | 25 | 0 | 0 | 0 | 0 | 0 | 0 | 0 | 0 | 0 | 0 | 0 | 0 | 0
1996 | 5 | 26 | 0.08 | 0.08 | 0.03 | 0 | 0.08 | 0.03 | 0 | 0 | 0 | 0 | 0 | 0 | 0
1996 | 5 | 27 | 0.31 | 0.31 | 0.26 | 0 | 0.31 | 0.26 | 0 | 0 | 0 | 0 | 0 | 0 | 0
1996 | 5 | 28 | 0.29 | 0.29 | 0.24 | 0 | 0.29 | 0.24 | 0 | 0 | 0 | 0 | 0 | 0 | 0
1996 | 5 | 29 | 0.35 | 0.35 | 0.3 | 0 | 0.35 | 0.3 | 0 | 0 | 0 | 0 | 0 | 0 | 0
1996 | 5 | 30 | 0 | 0 | 0 | 0 | 0 | 0 | 0 | 0 | 0 | 0 | 0 | 0 | 0
1996 | 5 | 31 | 0 | 0 | 0 | 0 | 0 | 0 | 0 | 0 | 0 | 0 | 0 | 0 | 0
1996 | 6 | 1 | 0 | 0 | 0 | 0 | 0 | 0 | 0 | 0 | 0 | 0 | 0 | 0 | 0
1996 | 6 | 2 | 0 | 0 | 0 | 0 | 0 | 0 | 0 | 0 | 0 | 0 | 0 | 0 | 0
1996 | 6 | 3 | 0 | 0 | 0 | 0 | 0 | 0 | 0 | 0 | 0 | 0 | 0 | 0 | 0
1996 | 6 | 4 | 0.2 | 0.2 | 0.15 | 0 | 0.2 | 0.15 | 0 | 0 | 0 | 0 | 0 | 0 | 0
1996 | 6 | 5 | 0 | 0 | 0 | 0 | 0 | 0 | 0 | 0 | 0 | 0 | 0 | 0 | 0
1996 | 6 | 6 | 0 | 0 | 0 | 0 | 0 | 0 | 0 | 0 | 0 | 0 | 0 | 0 | 0
1996 | 6 | 7 | 0 | 0 | 0 | 0 | 0 | 0 | 0 | 0 | 0 | 0 | 0 | 0 | 0
1996 | 6 | 8 | 0 | 0 | 0 | 0 | 0 | 0 | 0 | 0 | 0 | 0 | 0 | 0 | 0
1996 | 6 | 9 | 0.38 | 0.38 | 0.33 | 0 | 0.38 | 0.33 | 0 | 0 | 0 | 0 | 0 | 0 | 0
1996 | 6 | 10 | 0 | 0 | 0 | 0 | 0 | 0 | 0 | 0 | 0 | 0 | 0 | 0 | 0
1996 | 6 | 11 | 0 | 0 | 0 | 0 | 0 | 0 | 0 | 0 | 0 | 0 | 0 | 0 | 0
1996 | 6 | 12 | 0 | 0 | 0 | 0 | 0 | 0 | 0 | 0 | 0 | 0 | 0 | 0 | 0
1996 | 6 | 13 | 0 | 0 | 0 | 0 | 0 | 0 | 0 | 0 | 0 | 0 | 0 | 0 | 0
1996 | 6 | 14 | 0 | 0 | 0 | 0 | 0 | 0 | 0 | 0 | 0 | 0 | 0 | 0 | 0
1996 | 6 | 15 | 0 | 0 | 0 | 0 | 0 | 0 | 0 | 0 | 0 | 0 | 0 | 0 | 0
1996 | 6 | 16 | 0 | 0 | 0 | 0 | 0 | 0 | 0 | 0 | 0 | 0 | 0 | 0 | 0
1996 | 6 | 17 | 0.03 | 0.03 | 0 | 0 | 0.03 | 0 | 0 | 0 | 0 | 0 | 0 | 0 | 0
1996 | 6 | 18 | 0.72 | 0.72 | 0.67 | 0 | 0.72 | 0.67 | 0 | 0 | 0 | 0 | 0 | 0 | 0
1996 | 6 | 19 | 0.15 | 0.15 | 0.1 | 0 | 0.15 | 0.1 | 0 | 0 | 0 | 0 | 0 | 0 | 0
1996 | 6 | 20 | 0.61 | 0.61 | 0.56 | 0 | 0.61 | 0.56 | 0 | 0 | 0 | 0 | 0 | 0 | 0
1996 | 6 | 21 | 0 | 0 | 0 | 0 | 0 | 0 | 0 | 0 | 0 | 0 | 0 | 0 | 0
1996 | 6 | 22 | 0 | 0 | 0 | 0 | 0 | 0 | 0 | 0 | 0 | 0 | 0 | 0 | 0
1996 | 6 | 23 | 0 | 0 | 0 | 0 | 0 | 0 | 0 | 0 | 0 | 0 | 0 | 0 | 0
1996 | 6 | 24 | 0.74 | 0.74 | 0.69 | 0 | 0.74 | 0.69 | 0 | 0 | 0 | 0 | 0 | 0 | 0
1996 | 6 | 25 | 0 | 0 | 0 | 0 | 0 | 0 | 0 | 0 | 0 | 0 | 0 | 0 | 0
1996 | 6 | 26 | 0 | 0 | 0 | 0 | 0 | 0 | 0 | 0 | 0 | 0 | 0 | 0 | 0
1996 | 6 | 27 | 0 | 0 | 0 | 0 | 0 | 0 | 0 | 0 | 0 | 0 | 0 | 0 | 0
1996 | 6 | 28 | 0 | 0 | 0 | 0 | 0 | 0 | 0 | 0 | 0 | 0 | 0 | 0 | 0
1996 | 6 | 29 | 0.01 | 0.01 | 0 | 0 | 0.01 | 0 | 0 | 0 | 0 | 0 | 0 | 0 | 0
1996 | 6 | 30 | 0.3 | 0.3 | 0.25 | 0 | 0.3 | 0.25 | 0 | 0 | 0 | 0 | 0 | 0 | 0
1996 | 7 | 1 | 0 | 0 | 0 | 0 | 0 | 0 | 0 | 0 | 0 | 0 | 0 | 0 | 0
1996 | 7 | 2 | 0 | 0 | 0 | 0 | 0 | 0 | 0 | 0 | 0 | 0 | 0 | 0 | 0
1996 | 7 | 3 | 0.18 | 0.18 | 0.13 | 0 | 0.18 | 0.13 | 0 | 0 | 0 | 0 | 0 | 0 | 0
1996 | 7 | 4 | 0 | 0 | 0 | 0 | 0 | 0 | 0 | 0 | 0 | 0 | 0 | 0 | 0
1996 | 7 | 5 | 0 | 0 | 0 | 0 | 0 | 0 | 0 | 0 | 0 | 0 | 0 | 0 | 0
1996 | 7 | 6 | 0 | 0 | 0 | 0 | 0 | 0 | 0 | 0 | 0 | 0 | 0 | 0 | 0
1996 | 7 | 7 | 0 | 0 | 0 | 0 | 0 | 0 | 0 | 0 | 0 | 0 | 0 | 0 | 0
1996 | 7 | 8 | 0 | 0 | 0 | 0 | 0 | 0 | 0 | 0 | 0 | 0 | 0 | 0 | 0
1996 | 7 | 9 | 0.54 | 0.54 | 0.49 | 0 | 0.54 | 0.49 | 0 | 0 | 0 | 0 | 0 | 0 | 0
1996 | 7 | 10 | 0 | 0 | 0 | 0 | 0 | 0 | 0 | 0 | 0 | 0 | 0 | 0 | 0
1996 | 7 | 11 | 0 | 0 | 0 | 0 | 0 | 0 | 0 | 0 | 0 | 0 | 0 | 0 | 0
1996 | 7 | 12 | 0.62 | 0.62 | 0.57 | 0 | 0.62 | 0.57 | 0 | 0 | 0 | 0 | 0 | 0 | 0
1996 | 7 | 13 | 1.06 | 1 | 0.95 | 0 | 1 | 0.95 | 0 | 0 | 0 | 0 | 0 | 0 | 0
1996 | 7 | 14 | 0 | 0 | 0 | 0 | 0 | 0 | 0 | 0 | 0 | 0 | 0 | 0 | 0
1996 | 7 | 15 | 0.06 | 0.06 | 0.01 | 0 | 0.06 | 0.01 | 0 | 0 | 0 | 0 | 0 | 0 | 0
1996 | 7 | 16 | 0 | 0 | 0 | 0 | 0 | 0 | 0 | 0 | 0 | 0 | 0 | 0 | 0
1996 | 7 | 17 | 0 | 0 | 0 | 0 | 0 | 0 | 0 | 0 | 0 | 0 | 0 | 0 | 0
1996 | 7 | 18 | 0.29 | 0.29 | 0.24 | 0 | 0.29 | 0.24 | 0 | 0 | 0 | 0 | 0 | 0 | 0
1996 | 7 | 19 | 1.15 | 1 | 0.95 | 0 | 1 | 0.95 | 0 | 0 | 0 | 0 | 0 | 0 | 0
1996 | 7 | 20 | 0 | 0 | 0 | 0 | 0 | 0 | 0 | 0 | 0 | 0 | 0 | 0 | 0
1996 | 7 | 21 | 0 | 0 | 0 | 0 | 0 | 0 | 0 | 0 | 0 | 0 | 0 | 0 | 0
1996 | 7 | 22 | 0.08 | 0.08 | 0.03 | 0 | 0.08 | 0.03 | 0 | 0 | 0 | 0 | 0 | 0 | 0
1996 | 7 | 23 | 0 | 0 | 0 | 0 | 0 | 0 | 0 | 0 | 0 | 0 | 0 | 0 | 0
1996 | 7 | 24 | 0 | 0 | 0 | 0 | 0 | 0 | 0 | 0 | 0 | 0 | 0 | 0 | 0
1996 | 7 | 25 | 0.62 | 0.62 | 0.57 | 0 | 0.62 | 0.57 | 0 | 0 | 0 | 0 | 0 | 0 | 0
1996 | 7 | 26 | 0.54 | 0.54 | 0.49 | 0 | 0.54 | 0.49 | 0 | 0 | 0 | 0 | 0 | 0 | 0
1996 | 7 | 27 | 0 | 0 | 0 | 0 | 0 | 0 | 0 | 0 | 0 | 0 | 0 | 0 | 0
1996 | 7 | 28 | 0 | 0 | 0 | 0 | 0 | 0 | 0 | 0 | 0 | 0 | 0 | 0 | 0
1996 | 7 | 29 | 0.2 | 0.2 | 0.15 | 0 | 0.2 | 0.15 | 0 | 0 | 0 | 0 | 0 | 0 | 0
1996 | 7 | 30 | 0.15 | 0.15 | 0.1 | 0 | 0.15 | 0.1 | 0 | 0 | 0 | 0 | 0 | 0 | 0
1996 | 7 | 31 | 0.11 | 0.11 | 0.06 | 0 | 0.11 | 0.06 | 0 | 0 | 0 | 0 | 0 | 0 | 0
1996 | 8 | 1 | 0.01 | 0.01 | 0 | 0 | 0.01 | 0 | 0 | 0 | 0 | 0 | 0 | 0 | 0
1996 | 8 | 2 | 0 | 0 | 0 | 0 | 0 | 0 | 0 | 0 | 0 | 0 | 0 | 0 | 0
1996 | 8 | 3 | 0 | 0 | 0 | 0 | 0 | 0 | 0 | 0 | 0 | 0 | 0 | 0 | 0
1996 | 8 | 4 | 0 | 0 | 0 | 0 | 0 | 0 | 0 | 0 | 0 | 0 | 0 | 0 | 0
1996 | 8 | 5 | 0 | 0 | 0 | 0 | 0 | 0 | 0 | 0 | 0 | 0 | 0 | 0 | 0
1996 | 8 | 6 | 0.29 | 0.29 | 0.24 | 0 | 0.29 | 0.24 | 0 | 0 | 0 | 0 | 0 | 0 | 0
1996 | 8 | 7 | 0 | 0 | 0 | 0 | 0 | 0 | 0 | 0 | 0 | 0 | 0 | 0 | 0
1996 | 8 | 8 | 0 | 0 | 0 | 0 | 0 | 0 | 0 | 0 | 0 | 0 | 0 | 0 | 0
1996 | 8 | 9 | 0.05 | 0.05 | 0 | 0 | 0.05 | 0 | 0 | 0 | 0 | 0 | 0 | 0 | 0
1996 | 8 | 10 | 0 | 0 | 0 | 0 | 0 | 0 | 0 | 0 | 0 | 0 | 0 | 0 | 0
1996 | 8 | 11 | 0 | 0 | 0 | 0 | 0 | 0 | 0 | 0 | 0 | 0 | 0 | 0 | 0
1996 | 8 | 12 | 1.53 | 1 | 0.95 | 0 | 1 | 0.95 | 0 | 0 | 0 | 0 | 0 | 0 | 0
1996 | 8 | 13 | 0.22 | 0.22 | 0.17 | 0 | 0.22 | 0.17 | 0 | 0 | 0 | 0 | 0 | 0 | 0
1996 | 8 | 14 | 0 | 0 | 0 | 0 | 0 | 0 | 0 | 0 | 0 | 0 | 0 | 0 | 0
1996 | 8 | 15 | 0 | 0 | 0 | 0 | 0 | 0 | 0 | 0 | 0 | 0 | 0 | 0 | 0
1996 | 8 | 16 | 0.52 | 0.52 | 0.47 | 0 | 0.52 | 0.47 | 0 | 0 | 0 | 0 | 0 | 0 | 0
1996 | 8 | 17 | 0 | 0 | 0 | 0 | 0 | 0 | 0 | 0 | 0 | 0 | 0 | 0 | 0
1996 | 8 | 18 | 0 | 0 | 0 | 0 | 0 | 0 | 0 | 0 | 0 | 0 | 0 | 0 | 0
1996 | 8 | 19 | 0 | 0 | 0 | 0 | 0 | 0 | 0 | 0 | 0 | 0 | 0 | 0 | 0
1996 | 8 | 20 | 0 | 0 | 0 | 0 | 0 | 0 | 0 | 0 | 0 | 0 | 0 | 0 | 0
1996 | 8 | 21 | 0 | 0 | 0 | 0 | 0 | 0 | 0 | 0 | 0 | 0 | 0 | 0 | 0
1996 | 8 | 22 | 0 | 0 | 0 | 0 | 0 | 0 | 0 | 0 | 0 | 0 | 0 | 0 | 0
1996 | 8 | 23 | 0 | 0 | 0 | 0 | 0 | 0 | 0 | 0 | 0 | 0 | 0 | 0 | 0
1996 | 8 | 24 | 0 | 0 | 0 | 0 | 0 | 0 | 0 | 0 | 0 | 0 | 0 | 0 | 0
1996 | 8 | 25 | 0 | 0 | 0 | 0 | 0 | 0 | 0 | 0 | 0 | 0 | 0 | 0 | 0
1996 | 8 | 26 | 0 | 0 | 0 | 0 | 0 | 0 | 0 | 0 | 0 | 0 | 0 | 0 | 0
1996 | 8 | 27 | 0.01 | 0.01 | 0 | 0 | 0.01 | 0 | 0 | 0 | 0 | 0 | 0 | 0 | 0
1996 | 8 | 28 | 0 | 0 | 0 | 0 | 0 | 0 | 0 | 0 | 0 | 0 | 0 | 0 | 0
1996 | 8 | 29 | 0 | 0 | 0 | 0 | 0 | 0 | 0 | 0 | 0 | 0 | 0 | 0 | 0
1996 | 8 | 30 | 0 | 0 | 0 | 0 | 0 | 0 | 0 | 0 | 0 | 0 | 0 | 0 | 0
1996 | 8 | 31 | 0 | 0 | 0 | 0 | 0 | 0 | 0 | 0 | 0 | 0 | 0 | 0 | 0
1996 | 9 | 1 | 0 | 0 | 0 | 0 | 0 | 0 | 0 | 0 | 0 | 0 | 0 | 0 | 0
1996 | 9 | 2 | 0 | 0 | 0 | 0 | 0 | 0 | 0 | 0 | 0 | 0 | 0 | 0 | 0
1996 | 9 | 3 | 0.17 | 0.17 | 0.12 | 0 | 0.17 | 0.12 | 0 | 0 | 0 | 0 | 0 | 0 | 0
1996 | 9 | 4 | 1.83 | 1 | 0.95 | 0 | 1 | 0.95 | 0 | 0 | 0 | 0 | 0 | 0 | 0
1996 | 9 | 5 | 0 | 0 | 0 | 0 | 0 | 0 | 0 | 0 | 0 | 0 | 0 | 0 | 0
1996 | 9 | 6 | 1.55 | 1 | 0.95 | 0 | 1 | 0.95 | 0 | 0 | 0 | 0 | 0 | 0 | 0
1996 | 9 | 7 | 0 | 0 | 0 | 0 | 0 | 0 | 0 | 0 | 0 | 0 | 0 | 0 | 0
1996 | 9 | 8 | 0 | 0 | 0 | 0 | 0 | 0 | 0 | 0 | 0 | 0 | 0 | 0 | 0
1996 | 9 | 9 | 0 | 0 | 0 | 0 | 0 | 0 | 0 | 0 | 0 | 0 | 0 | 0 | 0
1996 | 9 | 10 | 0 | 0 | 0 | 0 | 0 | 0 | 0 | 0 | 0 | 0 | 0 | 0 | 0
1996 | 9 | 11 | 1.15 | 1 | 0.95 | 0 | 1 | 0.95 | 0 | 0 | 0 | 0 | 0 | 0 | 0
1996 | 9 | 12 | 0 | 0 | 0 | 0 | 0 | 0 | 0 | 0 | 0 | 0 | 0 | 0 | 0
1996 | 9 | 13 | 0.84 | 0.84 | 0.79 | 0 | 0.84 | 0.79 | 0 | 0 | 0 | 0 | 0 | 0 | 0
1996 | 9 | 14 | 0 | 0 | 0 | 0 | 0 | 0 | 0 | 0 | 0 | 0 | 0 | 0 | 0
1996 | 9 | 15 | 0 | 0 | 0 | 0 | 0 | 0 | 0 | 0 | 0 | 0 | 0 | 0 | 0
1996 | 9 | 16 | 0.67 | 0.67 | 0.62 | 0 | 0.67 | 0.62 | 0 | 0 | 0 | 0 | 0 | 0 | 0
1996 | 9 | 17 | 0.25 | 0.25 | 0.2 | 0 | 0.25 | 0.2 | 0 | 0 | 0 | 0 | 0 | 0 | 0
1996 | 9 | 18 | 0 | 0 | 0 | 0 | 0 | 0 | 0 | 0 | 0 | 0 | 0 | 0 | 0
1996 | 9 | 19 | 0 | 0 | 0 | 0 | 0 | 0 | 0 | 0 | 0 | 0 | 0 | 0 | 0
1996 | 9 | 20 | 0 | 0 | 0 | 0 | 0 | 0 | 0 | 0 | 0 | 0 | 0 | 0 | 0
1996 | 9 | 21 | 0 | 0 | 0 | 0 | 0 | 0 | 0 | 0 | 0 | 0 | 0 | 0 | 0
1996 | 9 | 22 | 0.63 | 0.63 | 0.58 | 0 | 0.63 | 0.58 | 0 | 0 | 0 | 0 | 0 | 0 | 0
1996 | 9 | 23 | 0 | 0 | 0 | 0 | 0 | 0 | 0 | 0 | 0 | 0 | 0 | 0 | 0
1996 | 9 | 24 | 0 | 0 | 0 | 0 | 0 | 0 | 0 | 0 | 0 | 0 | 0 | 0 | 0
1996 | 9 | 25 | 0 | 0 | 0 | 0 | 0 | 0 | 0 | 0 | 0 | 0 | 0 | 0 | 0
1996 | 9 | 26 | 0 | 0 | 0 | 0 | 0 | 0 | 0 | 0 | 0 | 0 | 0 | 0 | 0
1996 | 9 | 27 | 0.06 | 0.06 | 0.01 | 0 | 0.06 | 0.01 | 0 | 0 | 0 | 0 | 0 | 0 | 0
1996 | 9 | 28 | 0.64 | 0.64 | 0.59 | 0 | 0.64 | 0.59 | 0 | 0 | 0 | 0 | 0 | 0 | 0
1996 | 9 | 29 | 0 | 0 | 0 | 0 | 0 | 0 | 0 | 0 | 0 | 0 | 0 | 0 | 0
1996 | 9 | 30 | 0 | 0 | 0 | 0 | 0 | 0 | 0 | 0 | 0 | 0 | 0 | 0 | 0
1996 | 10 | 1 | 0 | 0 | 0 | 0 | 0 | 0 | 0 | 0 | 0 | 0 | 0 | 0 | 0
1996 | 10 | 2 | 0.39 | 0.39 | 0.34 | 0 | 0.39 | 0.34 | 0 | 0 | 0 | 0 | 0 | 0 | 0
1996 | 10 | 3 | 0 | 0 | 0 | 0 | 0 | 0 | 0 | 0 | 0 | 0 | 0 | 0 | 0
1996 | 10 | 4 | 0 | 0 | 0 | 0 | 0 | 0 | 0 | 0 | 0 | 0 | 0 | 0 | 0
1996 | 10 | 5 | 0 | 0 | 0 | 0 | 0 | 0 | 0 | 0 | 0 | 0 | 0 | 0 | 0
1996 | 10 | 6 | 0 | 0 | 0 | 0 | 0 | 0 | 0 | 0 | 0 | 0 | 0 | 0 | 0
1996 | 10 | 7 | 0 | 0 | 0 | 0 | 0 | 0 | 0 | 0 | 0 | 0 | 0 | 0 | 0
1996 | 10 | 8 | 1.49 | 1 | 0.95 | 0 | 1 | 0.95 | 0 | 0 | 0 | 0 | 0 | 0 | 0
1996 | 10 | 9 | 0.28 | 0.28 | 0.23 | 0 | 0.28 | 0.23 | 0 | 0 | 0 | 0 | 0 | 0 | 0
1996 | 10 | 10 | 0 | 0 | 0 | 0 | 0 | 0 | 0 | 0 | 0 | 0 | 0 | 0 | 0
1996 | 10 | 11 | 0 | 0 | 0 | 0 | 0 | 0 | 0 | 0 | 0 | 0 | 0 | 0 | 0
1996 | 10 | 12 | 0 | 0 | 0 | 0 | 0 | 0 | 0 | 0 | 0 | 0 | 0 | 0 | 0
1996 | 10 | 13 | 0 | 0 | 0 | 0 | 0 | 0 | 0 | 0 | 0 | 0 | 0 | 0 | 0
1996 | 10 | 14 | 0 | 0 | 0 | 0 | 0 | 0 | 0 | 0 | 0 | 0 | 0 | 0 | 0
1996 | 10 | 15 | 0 | 0 | 0 | 0 | 0 | 0 | 0 | 0 | 0 | 0 | 0 | 0 | 0
1996 | 10 | 16 | 0 | 0 | 0 | 0 | 0 | 0 | 0 | 0 | 0 | 0 | 0 | 0 | 0
1996 | 10 | 17 | 0 | 0 | 0 | 0 | 0 | 0 | 0 | 0 | 0 | 0 | 0 | 0 | 0
1996 | 10 | 18 | 1.44 | 1 | 0.95 | 0 | 1 | 0.95 | 0 | 0 | 0 | 0 | 0 | 0 | 0
1996 | 10 | 19 | 0.32 | 0.32 | 0.27 | 0 | 0.32 | 0.27 | 0 | 0 | 0 | 0 | 0 | 0 | 0
1996 | 10 | 20 | 0.11 | 0.11 | 0.06 | 0 | 0.11 | 0.06 | 0 | 0 | 0 | 0 | 0 | 0 | 0
1996 | 10 | 21 | 0 | 0 | 0 | 0 | 0 | 0 | 0 | 0 | 0 | 0 | 0 | 0 | 0
1996 | 10 | 22 | 0 | 0 | 0 | 0 | 0 | 0 | 0 | 0 | 0 | 0 | 0 | 0 | 0
1996 | 10 | 23 | 0.01 | 0.01 | 0 | 0 | 0.01 | 0 | 0 | 0 | 0 | 0 | 0 | 0 | 0
1996 | 10 | 24 | 0 | 0 | 0 | 0 | 0 | 0 | 0 | 0 | 0 | 0 | 0 | 0 | 0
1996 | 10 | 25 | 0 | 0 | 0 | 0 | 0 | 0 | 0 | 0 | 0 | 0 | 0 | 0 | 0
1996 | 10 | 26 | 0 | 0 | 0 | 0 | 0 | 0 | 0 | 0 | 0 | 0 | 0 | 0 | 0
1996 | 10 | 27 | 0 | 0 | 0 | 0 | 0 | 0 | 0 | 0 | 0 | 0 | 0 | 0 | 0
1996 | 10 | 28 | 0 | 0 | 0 | 0 | 0 | 0 | 0 | 0 | 0 | 0 | 0 | 0 | 0
1996 | 10 | 29 | 0 | 0 | 0 | 0 | 0 | 0 | 0 | 0 | 0 | 0 | 0 | 0 | 0
1996 | 10 | 30 | 0 | 0 | 0 | 0 | 0 | 0 | 0 | 0 | 0 | 0 | 0 | 0 | 0
1996 | 10 | 31 | 0 | 0 | 0 | 0 | 0 | 0 | 0 | 0 | 0 | 0 | 0 | 0 | 0
1996 | 11 | 1 | 0.01 | 0.01 | 0 | 0 | 0.01 | 0 | 0 | 0 | 0 | 0 | 0 | 0 | 0
1996 | 11 | 2 | 0 | 0 | 0 | 0 | 0 | 0 | 0 | 0 | 0 | 0 | 0 | 0 | 0
1996 | 11 | 3 | 0 | 0 | 0 | 0 | 0 | 0 | 0 | 0 | 0 | 0 | 0 | 0 | 0
1996 | 11 | 4 | 0 | 0 | 0 | 0 | 0 | 0 | 0 | 0 | 0 | 0 | 0 | 0 | 0
1996 | 11 | 5 | 0 | 0 | 0 | 0 | 0 | 0 | 0 | 0 | 0 | 0 | 0 | 0 | 0
1996 | 11 | 6 | 0 | 0 | 0 | 0 | 0 | 0 | 0 | 0 | 0 | 0 | 0 | 0 | 0
1996 | 11 | 7 | 0 | 0 | 0 | 0 | 0 | 0 | 0 | 0 | 0 | 0 | 0 | 0 | 0
1996 | 11 | 8 | 2.57 | 1 | 0.95 | 0 | 1 | 0.95 | 0 | 0 | 0 | 0 | 0 | 0 | 0
1996 | 11 | 9 | 0.02 | 0.02 | 0 | 0 | 0.02 | 0 | 0 | 0 | 0 | 0 | 0 | 0 | 0
1996 | 11 | 10 | 0 | 0 | 0 | 0 | 0 | 0 | 0 | 0 | 0 | 0 | 0 | 0 | 0
1996 | 11 | 11 | 0 | 0 | 0 | 0 | 0 | 0 | 0 | 0 | 0 | 0 | 0 | 0 | 0
1996 | 11 | 12 | 0 | 0 | 0 | 0 | 0 | 0 | 0 | 0 | 0 | 0 | 0 | 0 | 0
1996 | 11 | 13 | 0 | 0 | 0 | 0 | 0 | 0 | 0 | 0 | 0 | 0 | 0 | 0 | 0
1996 | 11 | 14 | 0.08 | 0.08 | 0.03 | 0 | 0.08 | 0.03 | 0 | 0 | 0 | 0 | 0 | 0 | 0
1996 | 11 | 15 | 0 | 0 | 0 | 0 | 0 | 0 | 0 | 0 | 0 | 0 | 0 | 0 | 0
1996 | 11 | 16 | 0 | 0 | 0 | 0 | 0 | 0 | 0 | 0 | 0 | 0 | 0 | 0 | 0
1996 | 11 | 17 | 0 | 0 | 0 | 0 | 0 | 0 | 0 | 0 | 0 | 0 | 0 | 0 | 0
1996 | 11 | 18 | 0.08 | 0.08 | 0.03 | 0 | 0.08 | 0.03 | 0 | 0 | 0 | 0 | 0 | 0 | 0
1996 | 11 | 19 | 0 | 0 | 0 | 0 | 0 | 0 | 0 | 0 | 0 | 0 | 0 | 0 | 0
1996 | 11 | 20 | 0 | 0 | 0 | 0 | 0 | 0 | 0 | 0 | 0 | 0 | 0 | 0 | 0
1996 | 11 | 21 | 0 | 0 | 0 | 0 | 0 | 0 | 0 | 0 | 0 | 0 | 0 | 0 | 0
1996 | 11 | 22 | 0 | 0 | 0 | 0 | 0 | 0 | 0 | 0 | 0 | 0 | 0 | 0 | 0
1996 | 11 | 23 | 0 | 0 | 0 | 0 | 0 | 0 | 0 | 0 | 0 | 0 | 0 | 0 | 0
1996 | 11 | 24 | 0 | 0 | 0 | 0 | 0 | 0 | 0 | 0 | 0 | 0 | 0 | 0 | 0
1996 | 11 | 25 | 0.14 | 0.14 | 0.09 | 0 | 0.14 | 0.09 | 0 | 0 | 0 | 0 | 0 | 0 | 0
1996 | 11 | 26 | 0.48 | 0.48 | 0.43 | 0 | 0.48 | 0.43 | 0 | 0 | 0 | 0 | 0 | 0 | 0
1996 | 11 | 27 | 0 | 0 | 0 | 0 | 0 | 0 | 0 | 0 | 0 | 0 | 0 | 0 | 0
1996 | 11 | 28 | 0 | 0 | 0 | 0 | 0 | 0 | 0 | 0 | 0 | 0 | 0 | 0 | 0
1996 | 11 | 29 | 0 | 0 | 0 | 0 | 0 | 0 | 0 | 0 | 0 | 0 | 0 | 0 | 0
1996 | 11 | 30 | 0.2 | 0.2 | 0.15 | 0 | 0.2 | 0.15 | 0 | 0 | 0 | 0 | 0 | 0 | 0
1996 | 12 | 1 | 1.01 | 1 | 0.95 | 0 | 1 | 0.95 | 0 | 0 | 0 | 0 | 0 | 0 | 0
1996 | 12 | 2 | 0.43 | 0.43 | 0.38 | 0 | 0.43 | 0.38 | 0 | 0 | 0 | 0 | 0 | 0 | 0
1996 | 12 | 3 | 0 | 0 | 0 | 0 | 0 | 0 | 0 | 0 | 0 | 0 | 0 | 0 | 0
1996 | 12 | 4 | 0 | 0 | 0 | 0 | 0 | 0 | 0 | 0 | 0 | 0 | 0 | 0 | 0
1996 | 12 | 5 | 0.78 | 0.78 | 0.73 | 0 | 0.78 | 0.73 | 0 | 0 | 0 | 0 | 0 | 0 | 0
1996 | 12 | 6 | 0.16 | 0.16 | 0.11 | 0 | 0.16 | 0.11 | 0 | 0 | 0 | 0 | 0 | 0 | 0
1996 | 12 | 7 | 0.47 | 0.47 | 0.42 | 0 | 0.47 | 0.42 | 0 | 0 | 0 | 0 | 0 | 0 | 0
1996 | 12 | 8 | 0 | 0 | 0 | 0 | 0 | 0 | 0 | 0 | 0 | 0 | 0 | 0 | 0
1996 | 12 | 9 | 0 | 0 | 0 | 0 | 0 | 0 | 0 | 0 | 0 | 0 | 0 | 0 | 0
1996 | 12 | 10 | 0 | 0 | 0 | 0 | 0 | 0 | 0 | 0 | 0 | 0 | 0 | 0 | 0
1996 | 12 | 11 | 0.08 | 0.08 | 0.03 | 0 | 0.08 | 0.03 | 0 | 0 | 0 | 0 | 0 | 0 | 0
1996 | 12 | 12 | 0 | 0 | 0 | 0 | 0 | 0 | 0 | 0 | 0 | 0 | 0 | 0 | 0
1996 | 12 | 13 | 1.91 | 1 | 0.95 | 0 | 1 | 0.95 | 0 | 0 | 0 | 0 | 0 | 0 | 0
1996 | 12 | 14 | 0 | 0 | 0 | 0 | 0 | 0 | 0 | 0 | 0 | 0 | 0 | 0 | 0
1996 | 12 | 15 | 0 | 0 | 0 | 0 | 0 | 0 | 0 | 0 | 0 | 0 | 0 | 0 | 0
1996 | 12 | 16 | 0 | 0 | 0 | 0 | 0 | 0 | 0 | 0 | 0 | 0 | 0 | 0 | 0
1996 | 12 | 17 | 0.04 | 0.04 | 0 | 0 | 0.04 | 0 | 0 | 0 | 0 | 0 | 0 | 0 | 0
1996 | 12 | 18 | 0.09 | 0.09 | 0.04 | 0 | 0.09 | 0.04 | 0 | 0 | 0 | 0 | 0 | 0 | 0
1996 | 12 | 19 | 0.18 | 0.18 | 0.13 | 0 | 0.18 | 0.13 | 0 | 0 | 0 | 0 | 0 | 0 | 0
1996 | 12 | 20 | 0 | 0 | 0 | 0 | 0 | 0 | 0 | 0 | 0 | 0 | 0 | 0 | 0
1996 | 12 | 21 | 0 | 0 | 0 | 0 | 0 | 0 | 0 | 0 | 0 | 0 | 0 | 0 | 0
1996 | 12 | 22 | 0 | 0 | 0 | 0 | 0 | 0 | 0 | 0 | 0 | 0 | 0 | 0 | 0
1996 | 12 | 23 | 0 | 0 | 0 | 0 | 0 | 0 | 0 | 0 | 0 | 0 | 0 | 0 | 0
1996 | 12 | 24 | 0.19 | 0.19 | 0.14 | 0 | 0.19 | 0.14 | 0 | 0 | 0 | 0 | 0 | 0 | 0
1996 | 12 | 25 | 0 | 0 | 0 | 0 | 0 | 0 | 0 | 0 | 0 | 0 | 0 | 0 | 0
1996 | 12 | 26 | 0.01 | 0.01 | 0 | 0 | 0.01 | 0 | 0 | 0 | 0 | 0 | 0 | 0 | 0
1996 | 12 | 27 | 0.08 | 0.08 | 0.03 | 0 | 0.08 | 0.03 | 0 | 0 | 0 | 0 | 0 | 0 | 0
1996 | 12 | 28 | 0 | 0 | 0 | 0 | 0 | 0 | 0 | 0 | 0 | 0 | 0 | 0 | 0
1996 | 12 | 29 | 0.08 | 0.08 | 0.03 | 0 | 0.08 | 0.03 | 0 | 0 | 0 | 0 | 0 | 0 | 0
1996 | 12 | 30 | 0 | 0 | 0 | 0 | 0 | 0 | 0 | 0 | 0 | 0 | 0 | 0 | 0
1996 | 12 | 31 | 0 | 0 | 0 | 0 | 0 | 0 | 0 | 0 | 0 | 0 | 0 | 0 | 0
1997 | 1 | 1 | 0 | 0 | 0 | 0 | 0 | 0 | 0 | 0 | 0 | 0 | 0 | 0 | 0
1997 | 1 | 2 | 0 | 0 | 0 | 0 | 0 | 0 | 0 | 0 | 0 | 0 | 0 | 0 | 0
1997 | 1 | 3 | 0 | 0 | 0 | 0 | 0 | 0 | 0 | 0 | 0 | 0 | 0 | 0 | 0
1997 | 1 | 4 | 0 | 0 | 0 | 0 | 0 | 0 | 0 | 0 | 0 | 0 | 0 | 0 | 0
1997 | 1 | 5 | 0.01 | 0.01 | 0 | 0 | 0.01 | 0 | 0 | 0 | 0 | 0 | 0 | 0 | 0
1997 | 1 | 6 | 0 | 0 | 0 | 0 | 0 | 0 | 0 | 0 | 0 | 0 | 0 | 0 | 0
1997 | 1 | 7 | 0 | 0 | 0 | 0 | 0 | 0 | 0 | 0 | 0 | 0 | 0 | 0 | 0
1997 | 1 | 8 | 0 | 0 | 0 | 0 | 0 | 0 | 0 | 0 | 0 | 0 | 0 | 0 | 0
1997 | 1 | 9 | 0.53 | 0.53 | 0.48 | 0 | 0.53 | 0.48 | 0 | 0 | 0 | 0 | 0 | 0 | 0
1997 | 1 | 10 | 0 | 0 | 0 | 0 | 0 | 0 | 0 | 0 | 0 | 0 | 0 | 0 | 0
1997 | 1 | 11 | 0.11 | 0.11 | 0.06 | 0 | 0.11 | 0.06 | 0 | 0 | 0 | 0 | 0 | 0 | 0
1997 | 1 | 12 | 0 | 0 | 0 | 0 | 0 | 0 | 0 | 0 | 0 | 0 | 0 | 0 | 0
1997 | 1 | 13 | 0 | 0 | 0 | 0 | 0 | 0 | 0 | 0 | 0 | 0 | 0 | 0 | 0
1997 | 1 | 14 | 0 | 0 | 0 | 0 | 0 | 0 | 0 | 0 | 0 | 0 | 0 | 0 | 0
1997 | 1 | 15 | 0 | 0 | 0 | 0 | 0 | 0 | 0 | 0 | 0 | 0 | 0 | 0 | 0
1997 | 1 | 16 | 0.44 | 0.44 | 0.39 | 0 | 0.44 | 0.39 | 0 | 0 | 0 | 0 | 0 | 0 | 0
1997 | 1 | 17 | 0 | 0 | 0 | 0 | 0 | 0 | 0 | 0 | 0 | 0 | 0 | 0 | 0
1997 | 1 | 18 | 0 | 0 | 0 | 0 | 0 | 0 | 0 | 0 | 0 | 0 | 0 | 0 | 0
1997 | 1 | 19 | 0 | 0 | 0 | 0 | 0 | 0 | 0 | 0 | 0 | 0 | 0 | 0 | 0
1997 | 1 | 20 | 0 | 0 | 0 | 0 | 0 | 0 | 0 | 0 | 0 | 0 | 0 | 0 | 0
1997 | 1 | 21 | 0 | 0 | 0 | 0 | 0 | 0 | 0 | 0 | 0 | 0 | 0 | 0 | 0
1997 | 1 | 22 | 0.15 | 0.15 | 0.1 | 0 | 0.15 | 0.1 | 0 | 0 | 0 | 0 | 0 | 0 | 0
1997 | 1 | 23 | 0.01 | 0.01 | 0 | 0 | 0.01 | 0 | 0 | 0 | 0 | 0 | 0 | 0 | 0
1997 | 1 | 24 | 0.91 | 0.91 | 0.86 | 0 | 0.91 | 0.86 | 0 | 0 | 0 | 0 | 0 | 0 | 0
1997 | 1 | 25 | 0.02 | 0.02 | 0 | 0 | 0.02 | 0 | 0 | 0 | 0 | 0 | 0 | 0 | 0
1997 | 1 | 26 | 0 | 0 | 0 | 0 | 0 | 0 | 0 | 0 | 0 | 0 | 0 | 0 | 0
1997 | 1 | 27 | 0.01 | 0.01 | 0 | 0 | 0.01 | 0 | 0 | 0 | 0 | 0 | 0 | 0 | 0
1997 | 1 | 28 | 0.35 | 0.35 | 0.3 | 0 | 0.35 | 0.3 | 0 | 0 | 0 | 0 | 0 | 0 | 0
1997 | 1 | 29 | 0 | 0 | 0 | 0 | 0 | 0 | 0 | 0 | 0 | 0 | 0 | 0 | 0
1997 | 1 | 30 | 0 | 0 | 0 | 0 | 0 | 0 | 0 | 0 | 0 | 0 | 0 | 0 | 0
1997 | 1 | 31 | 0.01 | 0.01 | 0 | 0 | 0.01 | 0 | 0 | 0 | 0 | 0 | 0 | 0 | 0
1997 | 2 | 1 | 0 | 0 | 0 | 0 | 0 | 0 | 0 | 0 | 0 | 0 | 0 | 0 | 0
1997 | 2 | 2 | 0 | 0 | 0 | 0 | 0 | 0 | 0 | 0 | 0 | 0 | 0 | 0 | 0
1997 | 2 | 3 | 0 | 0 | 0 | 0 | 0 | 0 | 0 | 0 | 0 | 0 | 0 | 0 | 0
1997 | 2 | 4 | 0.52 | 0.52 | 0.47 | 0 | 0.52 | 0.47 | 0 | 0 | 0 | 0 | 0 | 0 | 0
1997 | 2 | 5 | 0.35 | 0.35 | 0.3 | 0 | 0.35 | 0.3 | 0 | 0 | 0 | 0 | 0 | 0 | 0
1997 | 2 | 6 | 0 | 0 | 0 | 0 | 0 | 0 | 0 | 0 | 0 | 0 | 0 | 0 | 0
1997 | 2 | 7 | 0 | 0 | 0 | 0 | 0 | 0 | 0 | 0 | 0 | 0 | 0 | 0 | 0
1997 | 2 | 8 | 0.4 | 0.4 | 0.35 | 0 | 0.4 | 0.35 | 0 | 0 | 0 | 0 | 0 | 0 | 0
1997 | 2 | 9 | 0 | 0 | 0 | 0 | 0 | 0 | 0 | 0 | 0 | 0 | 0 | 0 | 0
1997 | 2 | 10 | 0 | 0 | 0 | 0 | 0 | 0 | 0 | 0 | 0 | 0 | 0 | 0 | 0
1997 | 2 | 11 | 0 | 0 | 0 | 0 | 0 | 0 | 0 | 0 | 0 | 0 | 0 | 0 | 0
1997 | 2 | 12 | 0 | 0 | 0 | 0 | 0 | 0 | 0 | 0 | 0 | 0 | 0 | 0 | 0
1997 | 2 | 13 | 0.1 | 0.1 | 0.05 | 0 | 0.1 | 0.05 | 0 | 0 | 0 | 0 | 0 | 0 | 0
1997 | 2 | 14 | 0.58 | 0.58 | 0.53 | 0 | 0.58 | 0.53 | 0 | 0 | 0 | 0 | 0 | 0 | 0
1997 | 2 | 15 | 0.35 | 0.35 | 0.3 | 0 | 0.35 | 0.3 | 0 | 0 | 0 | 0 | 0 | 0 | 0
1997 | 2 | 16 | 0 | 0 | 0 | 0 | 0 | 0 | 0 | 0 | 0 | 0 | 0 | 0 | 0
1997 | 2 | 17 | 0 | 0 | 0 | 0 | 0 | 0 | 0 | 0 | 0 | 0 | 0 | 0 | 0
1997 | 2 | 18 | 0 | 0 | 0 | 0 | 0 | 0 | 0 | 0 | 0 | 0 | 0 | 0 | 0
1997 | 2 | 19 | 0 | 0 | 0 | 0 | 0 | 0 | 0 | 0 | 0 | 0 | 0 | 0 | 0
1997 | 2 | 20 | 0 | 0 | 0 | 0 | 0 | 0 | 0 | 0 | 0 | 0 | 0 | 0 | 0
1997 | 2 | 21 | 0 | 0 | 0 | 0 | 0 | 0 | 0 | 0 | 0 | 0 | 0 | 0 | 0
1997 | 2 | 22 | 0 | 0 | 0 | 0 | 0 | 0 | 0 | 0 | 0 | 0 | 0 | 0 | 0
1997 | 2 | 23 | 0 | 0 | 0 | 0 | 0 | 0 | 0 | 0 | 0 | 0 | 0 | 0 | 0
1997 | 2 | 24 | 0 | 0 | 0 | 0 | 0 | 0 | 0 | 0 | 0 | 0 | 0 | 0 | 0
1997 | 2 | 25 | 0 | 0 | 0 | 0 | 0 | 0 | 0 | 0 | 0 | 0 | 0 | 0 | 0
1997 | 2 | 26 | 0.13 | 0.13 | 0.08 | 0 | 0.13 | 0.08 | 0 | 0 | 0 | 0 | 0 | 0 | 0
1997 | 2 | 27 | 0 | 0 | 0 | 0 | 0 | 0 | 0 | 0 | 0 | 0 | 0 | 0 | 0
1997 | 2 | 28 | 0 | 0 | 0 | 0 | 0 | 0 | 0 | 0 | 0 | 0 | 0 | 0 | 0
1997 | 3 | 1 | 0.7 | 0.7 | 0.65 | 0 | 0.7 | 0.65 | 0 | 0 | 0 | 0 | 0 | 0 | 0
1997 | 3 | 2 | 0 | 0 | 0 | 0 | 0 | 0 | 0 | 0 | 0 | 0 | 0 | 0 | 0
1997 | 3 | 3 | 1.02 | 1 | 0.95 | 0 | 1 | 0.95 | 0 | 0 | 0 | 0 | 0 | 0 | 0
1997 | 3 | 4 | 0 | 0 | 0 | 0 | 0 | 0 | 0 | 0 | 0 | 0 | 0 | 0 | 0
1997 | 3 | 5 | 0.06 | 0.06 | 0.01 | 0 | 0.06 | 0.01 | 0 | 0 | 0 | 0 | 0 | 0 | 0
1997 | 3 | 6 | 0.03 | 0.03 | 0 | 0 | 0.03 | 0 | 0 | 0 | 0 | 0 | 0 | 0 | 0
1997 | 3 | 7 | 0 | 0 | 0 | 0 | 0 | 0 | 0 | 0 | 0 | 0 | 0 | 0 | 0
1997 | 3 | 8 | 0 | 0 | 0 | 0 | 0 | 0 | 0 | 0 | 0 | 0 | 0 | 0 | 0
1997 | 3 | 9 | 0.04 | 0.04 | 0 | 0 | 0.04 | 0 | 0 | 0 | 0 | 0 | 0 | 0 | 0
1997 | 3 | 10 | 0.07 | 0.07 | 0.02 | 0 | 0.07 | 0.02 | 0 | 0 | 0 | 0 | 0 | 0 | 0
1997 | 3 | 11 | 0 | 0 | 0 | 0 | 0 | 0 | 0 | 0 | 0 | 0 | 0 | 0 | 0
1997 | 3 | 12 | 0 | 0 | 0 | 0 | 0 | 0 | 0 | 0 | 0 | 0 | 0 | 0 | 0
1997 | 3 | 13 | 0.02 | 0.02 | 0 | 0 | 0.02 | 0 | 0 | 0 | 0 | 0 | 0 | 0 | 0
1997 | 3 | 14 | 0.42 | 0.42 | 0.37 | 0 | 0.42 | 0.37 | 0 | 0 | 0 | 0 | 0 | 0 | 0
1997 | 3 | 15 | 0 | 0 | 0 | 0 | 0 | 0 | 0 | 0 | 0 | 0 | 0 | 0 | 0
1997 | 3 | 16 | 0 | 0 | 0 | 0 | 0 | 0 | 0 | 0 | 0 | 0 | 0 | 0 | 0
1997 | 3 | 17 | 0 | 0 | 0 | 0 | 0 | 0 | 0 | 0 | 0 | 0 | 0 | 0 | 0
1997 | 3 | 18 | 0.37 | 0.37 | 0.32 | 0 | 0.37 | 0.32 | 0 | 0 | 0 | 0 | 0 | 0 | 0
1997 | 3 | 19 | 0.5 | 0.5 | 0.45 | 0 | 0.5 | 0.45 | 0 | 0 | 0 | 0 | 0 | 0 | 0
1997 | 3 | 20 | 0 | 0 | 0 | 0 | 0 | 0 | 0 | 0 | 0 | 0 | 0 | 0 | 0
1997 | 3 | 21 | 0 | 0 | 0 | 0 | 0 | 0 | 0 | 0 | 0 | 0 | 0 | 0 | 0
1997 | 3 | 22 | 0 | 0 | 0 | 0 | 0 | 0 | 0 | 0 | 0 | 0 | 0 | 0 | 0
1997 | 3 | 23 | 0 | 0 | 0 | 0 | 0 | 0 | 0 | 0 | 0 | 0 | 0 | 0 | 0
1997 | 3 | 24 | 0 | 0 | 0 | 0 | 0 | 0 | 0 | 0 | 0 | 0 | 0 | 0 | 0
1997 | 3 | 25 | 0 | 0 | 0 | 0 | 0 | 0 | 0 | 0 | 0 | 0 | 0 | 0 | 0
1997 | 3 | 26 | 0.34 | 0.34 | 0.29 | 0 | 0.34 | 0.29 | 0 | 0 | 0 | 0 | 0 | 0 | 0
1997 | 3 | 27 | 0 | 0 | 0 | 0 | 0 | 0 | 0 | 0 | 0 | 0 | 0 | 0 | 0
1997 | 3 | 28 | 0 | 0 | 0 | 0 | 0 | 0 | 0 | 0 | 0 | 0 | 0 | 0 | 0
1997 | 3 | 29 | 0.14 | 0.14 | 0.09 | 0 | 0.14 | 0.09 | 0 | 0 | 0 | 0 | 0 | 0 | 0
1997 | 3 | 30 | 0.05 | 0.05 | 0 | 0 | 0.05 | 0 | 0 | 0 | 0 | 0 | 0 | 0 | 0
1997 | 3 | 31 | 0.39 | 0.39 | 0.34 | 0 | 0.39 | 0.34 | 0 | 0 | 0 | 0 | 0 | 0 | 0
1997 | 4 | 1 | 0 | 0 | 0 | 0 | 0 | 0 | 0 | 0 | 0 | 0 | 0 | 0 | 0
1997 | 4 | 2 | 0 | 0 | 0 | 0 | 0 | 0 | 0 | 0 | 0 | 0 | 0 | 0 | 0
1997 | 4 | 3 | 0 | 0 | 0 | 0 | 0 | 0 | 0 | 0 | 0 | 0 | 0 | 0 | 0
1997 | 4 | 4 | 0 | 0 | 0 | 0 | 0 | 0 | 0 | 0 | 0 | 0 | 0 | 0 | 0
1997 | 4 | 5 | 0 | 0 | 0 | 0 | 0 | 0 | 0 | 0 | 0 | 0 | 0 | 0 | 0
1997 | 4 | 6 | 0.12 | 0.12 | 0.07 | 0 | 0.12 | 0.07 | 0 | 0 | 0 | 0 | 0 | 0 | 0
1997 | 4 | 7 | 0 | 0 | 0 | 0 | 0 | 0 | 0 | 0 | 0 | 0 | 0 | 0 | 0
1997 | 4 | 8 | 0 | 0 | 0 | 0 | 0 | 0 | 0 | 0 | 0 | 0 | 0 | 0 | 0
1997 | 4 | 9 | 0 | 0 | 0 | 0 | 0 | 0 | 0 | 0 | 0 | 0 | 0 | 0 | 0
1997 | 4 | 10 | 0 | 0 | 0 | 0 | 0 | 0 | 0 | 0 | 0 | 0 | 0 | 0 | 0
1997 | 4 | 11 | 0 | 0 | 0 | 0 | 0 | 0 | 0 | 0 | 0 | 0 | 0 | 0 | 0
1997 | 4 | 12 | 0.4 | 0.4 | 0.35 | 0 | 0.4 | 0.35 | 0 | 0 | 0 | 0 | 0 | 0 | 0
1997 | 4 | 13 | 0 | 0 | 0 | 0 | 0 | 0 | 0 | 0 | 0 | 0 | 0 | 0 | 0
1997 | 4 | 14 | 0 | 0 | 0 | 0 | 0 | 0 | 0 | 0 | 0 | 0 | 0 | 0 | 0
1997 | 4 | 15 | 0 | 0 | 0 | 0 | 0 | 0 | 0 | 0 | 0 | 0 | 0 | 0 | 0
1997 | 4 | 16 | 0 | 0 | 0 | 0 | 0 | 0 | 0 | 0 | 0 | 0 | 0 | 0 | 0
1997 | 4 | 17 | 0.22 | 0.22 | 0.17 | 0 | 0.22 | 0.17 | 0 | 0 | 0 | 0 | 0 | 0 | 0
1997 | 4 | 18 | 0 | 0 | 0 | 0 | 0 | 0 | 0 | 0 | 0 | 0 | 0 | 0 | 0
1997 | 4 | 19 | 0 | 0 | 0 | 0 | 0 | 0 | 0 | 0 | 0 | 0 | 0 | 0 | 0
1997 | 4 | 20 | 0 | 0 | 0 | 0 | 0 | 0 | 0 | 0 | 0 | 0 | 0 | 0 | 0
1997 | 4 | 21 | 0.16 | 0.16 | 0.11 | 0 | 0.16 | 0.11 | 0 | 0 | 0 | 0 | 0 | 0 | 0
1997 | 4 | 22 | 0 | 0 | 0 | 0 | 0 | 0 | 0 | 0 | 0 | 0 | 0 | 0 | 0
1997 | 4 | 23 | 0.05 | 0.05 | 0 | 0 | 0.05 | 0 | 0 | 0 | 0 | 0 | 0 | 0 | 0
1997 | 4 | 24 | 0.02 | 0.02 | 0 | 0 | 0.02 | 0 | 0 | 0 | 0 | 0 | 0 | 0 | 0
1997 | 4 | 25 | 0 | 0 | 0 | 0 | 0 | 0 | 0 | 0 | 0 | 0 | 0 | 0 | 0
1997 | 4 | 26 | 0 | 0 | 0 | 0 | 0 | 0 | 0 | 0 | 0 | 0 | 0 | 0 | 0
1997 | 4 | 27 | 1.06 | 1 | 0.95 | 0 | 1 | 0.95 | 0 | 0 | 0 | 0 | 0 | 0 | 0
1997 | 4 | 28 | 0.38 | 0.38 | 0.33 | 0 | 0.38 | 0.33 | 0 | 0 | 0 | 0 | 0 | 0 | 0
1997 | 4 | 29 | 0 | 0 | 0 | 0 | 0 | 0 | 0 | 0 | 0 | 0 | 0 | 0 | 0
1997 | 4 | 30 | 0 | 0 | 0 | 0 | 0 | 0 | 0 | 0 | 0 | 0 | 0 | 0 | 0
1997 | 5 | 1 | 0 | 0 | 0 | 0 | 0 | 0 | 0 | 0 | 0 | 0 | 0 | 0 | 0
1997 | 5 | 2 | 0 | 0 | 0 | 0 | 0 | 0 | 0 | 0 | 0 | 0 | 0 | 0 | 0
1997 | 5 | 3 | 0.03 | 0.03 | 0 | 0 | 0.03 | 0 | 0 | 0 | 0 | 0 | 0 | 0 | 0
1997 | 5 | 4 | 0 | 0 | 0 | 0 | 0 | 0 | 0 | 0 | 0 | 0 | 0 | 0 | 0
1997 | 5 | 5 | 0 | 0 | 0 | 0 | 0 | 0 | 0 | 0 | 0 | 0 | 0 | 0 | 0
1997 | 5 | 6 | 0.05 | 0.05 | 0 | 0 | 0.05 | 0 | 0 | 0 | 0 | 0 | 0 | 0 | 0
1997 | 5 | 7 | 0 | 0 | 0 | 0 | 0 | 0 | 0 | 0 | 0 | 0 | 0 | 0 | 0
1997 | 5 | 8 | 0.02 | 0.02 | 0 | 0 | 0.02 | 0 | 0 | 0 | 0 | 0 | 0 | 0 | 0
1997 | 5 | 9 | 0.14 | 0.14 | 0.09 | 0 | 0.14 | 0.09 | 0 | 0 | 0 | 0 | 0 | 0 | 0
1997 | 5 | 10 | 0.01 | 0.01 | 0 | 0 | 0.01 | 0 | 0 | 0 | 0 | 0 | 0 | 0 | 0
1997 | 5 | 11 | 0 | 0 | 0 | 0 | 0 | 0 | 0 | 0 | 0 | 0 | 0 | 0 | 0
1997 | 5 | 12 | 0 | 0 | 0 | 0 | 0 | 0 | 0 | 0 | 0 | 0 | 0 | 0 | 0
1997 | 5 | 13 | 0 | 0 | 0 | 0 | 0 | 0 | 0 | 0 | 0 | 0 | 0 | 0 | 0
1997 | 5 | 14 | 0 | 0 | 0 | 0 | 0 | 0 | 0 | 0 | 0 | 0 | 0 | 0 | 0
1997 | 5 | 15 | 0.01 | 0.01 | 0 | 0 | 0.01 | 0 | 0 | 0 | 0 | 0 | 0 | 0 | 0
1997 | 5 | 16 | 0 | 0 | 0 | 0 | 0 | 0 | 0 | 0 | 0 | 0 | 0 | 0 | 0
1997 | 5 | 17 | 0.01 | 0.01 | 0 | 0 | 0.01 | 0 | 0 | 0 | 0 | 0 | 0 | 0 | 0
1997 | 5 | 18 | 0 | 0 | 0 | 0 | 0 | 0 | 0 | 0 | 0 | 0 | 0 | 0 | 0
1997 | 5 | 19 | 0 | 0 | 0 | 0 | 0 | 0 | 0 | 0 | 0 | 0 | 0 | 0 | 0
1997 | 5 | 20 | 0 | 0 | 0 | 0 | 0 | 0 | 0 | 0 | 0 | 0 | 0 | 0 | 0
1997 | 5 | 21 | 0 | 0 | 0 | 0 | 0 | 0 | 0 | 0 | 0 | 0 | 0 | 0 | 0
1997 | 5 | 22 | 0 | 0 | 0 | 0 | 0 | 0 | 0 | 0 | 0 | 0 | 0 | 0 | 0
1997 | 5 | 23 | 0 | 0 | 0 | 0 | 0 | 0 | 0 | 0 | 0 | 0 | 0 | 0 | 0
1997 | 5 | 24 | 0 | 0 | 0 | 0 | 0 | 0 | 0 | 0 | 0 | 0 | 0 | 0 | 0
1997 | 5 | 25 | 2.17 | 1 | 0.95 | 0 | 1 | 0.95 | 0 | 0 | 0 | 0 | 0 | 0 | 0
1997 | 5 | 26 | 0.55 | 0.55 | 0.5 | 0 | 0.55 | 0.5 | 0 | 0 | 0 | 0 | 0 | 0 | 0
1997 | 5 | 27 | 0 | 0 | 0 | 0 | 0 | 0 | 0 | 0 | 0 | 0 | 0 | 0 | 0
1997 | 5 | 28 | 0 | 0 | 0 | 0 | 0 | 0 | 0 | 0 | 0 | 0 | 0 | 0 | 0
1997 | 5 | 29 | 0 | 0 | 0 | 0 | 0 | 0 | 0 | 0 | 0 | 0 | 0 | 0 | 0
1997 | 5 | 30 | 0.05 | 0.05 | 0 | 0 | 0.05 | 0 | 0 | 0 | 0 | 0 | 0 | 0 | 0
1997 | 5 | 31 | 0 | 0 | 0 | 0 | 0 | 0 | 0 | 0 | 0 | 0 | 0 | 0 | 0
1997 | 6 | 1 | 0.39 | 0.39 | 0.34 | 0 | 0.39 | 0.34 | 0 | 0 | 0 | 0 | 0 | 0 | 0
1997 | 6 | 2 | 1.12 | 1 | 0.95 | 0 | 1 | 0.95 | 0 | 0 | 0 | 0 | 0 | 0 | 0
1997 | 6 | 3 | 0.54 | 0.54 | 0.49 | 0 | 0.54 | 0.49 | 0 | 0 | 0 | 0 | 0 | 0 | 0
1997 | 6 | 4 | 0 | 0 | 0 | 0 | 0 | 0 | 0 | 0 | 0 | 0 | 0 | 0 | 0
1997 | 6 | 5 | 0 | 0 | 0 | 0 | 0 | 0 | 0 | 0 | 0 | 0 | 0 | 0 | 0
1997 | 6 | 6 | 0 | 0 | 0 | 0 | 0 | 0 | 0 | 0 | 0 | 0 | 0 | 0 | 0
1997 | 6 | 7 | 0 | 0 | 0 | 0 | 0 | 0 | 0 | 0 | 0 | 0 | 0 | 0 | 0
1997 | 6 | 8 | 0 | 0 | 0 | 0 | 0 | 0 | 0 | 0 | 0 | 0 | 0 | 0 | 0
1997 | 6 | 9 | 0 | 0 | 0 | 0 | 0 | 0 | 0 | 0 | 0 | 0 | 0 | 0 | 0
1997 | 6 | 10 | 0 | 0 | 0 | 0 | 0 | 0 | 0 | 0 | 0 | 0 | 0 | 0 | 0
1997 | 6 | 11 | 0 | 0 | 0 | 0 | 0 | 0 | 0 | 0 | 0 | 0 | 0 | 0 | 0
1997 | 6 | 12 | 0.02 | 0.02 | 0 | 0 | 0.02 | 0 | 0 | 0 | 0 | 0 | 0 | 0 | 0
1997 | 6 | 13 | 0.33 | 0.33 | 0.28 | 0 | 0.33 | 0.28 | 0 | 0 | 0 | 0 | 0 | 0 | 0
1997 | 6 | 14 | 0.03 | 0.03 | 0 | 0 | 0.03 | 0 | 0 | 0 | 0 | 0 | 0 | 0 | 0
1997 | 6 | 15 | 0 | 0 | 0 | 0 | 0 | 0 | 0 | 0 | 0 | 0 | 0 | 0 | 0
1997 | 6 | 16 | 0 | 0 | 0 | 0 | 0 | 0 | 0 | 0 | 0 | 0 | 0 | 0 | 0
1997 | 6 | 17 | 0 | 0 | 0 | 0 | 0 | 0 | 0 | 0 | 0 | 0 | 0 | 0 | 0
1997 | 6 | 18 | 0.24 | 0.24 | 0.19 | 0 | 0.24 | 0.19 | 0 | 0 | 0 | 0 | 0 | 0 | 0
1997 | 6 | 19 | 0 | 0 | 0 | 0 | 0 | 0 | 0 | 0 | 0 | 0 | 0 | 0 | 0
1997 | 6 | 20 | 0 | 0 | 0 | 0 | 0 | 0 | 0 | 0 | 0 | 0 | 0 | 0 | 0
1997 | 6 | 21 | 0 | 0 | 0 | 0 | 0 | 0 | 0 | 0 | 0 | 0 | 0 | 0 | 0
1997 | 6 | 22 | 0.01 | 0.01 | 0 | 0 | 0.01 | 0 | 0 | 0 | 0 | 0 | 0 | 0 | 0
1997 | 6 | 23 | 0 | 0 | 0 | 0 | 0 | 0 | 0 | 0 | 0 | 0 | 0 | 0 | 0
1997 | 6 | 24 | 0 | 0 | 0 | 0 | 0 | 0 | 0 | 0 | 0 | 0 | 0 | 0 | 0
1997 | 6 | 25 | 0 | 0 | 0 | 0 | 0 | 0 | 0 | 0 | 0 | 0 | 0 | 0 | 0
1997 | 6 | 26 | 0.26 | 0.26 | 0.21 | 0 | 0.26 | 0.21 | 0 | 0 | 0 | 0 | 0 | 0 | 0
1997 | 6 | 27 | 0 | 0 | 0 | 0 | 0 | 0 | 0 | 0 | 0 | 0 | 0 | 0 | 0
1997 | 6 | 28 | 0 | 0 | 0 | 0 | 0 | 0 | 0 | 0 | 0 | 0 | 0 | 0 | 0
1997 | 6 | 29 | 0 | 0 | 0 | 0 | 0 | 0 | 0 | 0 | 0 | 0 | 0 | 0 | 0
1997 | 6 | 30 | 0 | 0 | 0 | 0 | 0 | 0 | 0 | 0 | 0 | 0 | 0 | 0 | 0
1997 | 7 | 1 | 0.08 | 0.08 | 0.03 | 0 | 0.08 | 0.03 | 0 | 0 | 0 | 0 | 0 | 0 | 0
1997 | 7 | 2 | 0.28 | 0.28 | 0.23 | 0 | 0.28 | 0.23 | 0 | 0 | 0 | 0 | 0 | 0 | 0
1997 | 7 | 3 | 0 | 0 | 0 | 0 | 0 | 0 | 0 | 0 | 0 | 0 | 0 | 0 | 0
1997 | 7 | 4 | 0 | 0 | 0 | 0 | 0 | 0 | 0 | 0 | 0 | 0 | 0 | 0 | 0
1997 | 7 | 5 | 0 | 0 | 0 | 0 | 0 | 0 | 0 | 0 | 0 | 0 | 0 | 0 | 0
1997 | 7 | 6 | 0 | 0 | 0 | 0 | 0 | 0 | 0 | 0 | 0 | 0 | 0 | 0 | 0
1997 | 7 | 7 | 0 | 0 | 0 | 0 | 0 | 0 | 0 | 0 | 0 | 0 | 0 | 0 | 0
1997 | 7 | 8 | 0 | 0 | 0 | 0 | 0 | 0 | 0 | 0 | 0 | 0 | 0 | 0 | 0
1997 | 7 | 9 | 0.01 | 0.01 | 0 | 0 | 0.01 | 0 | 0 | 0 | 0 | 0 | 0 | 0 | 0
1997 | 7 | 10 | 0 | 0 | 0 | 0 | 0 | 0 | 0 | 0 | 0 | 0 | 0 | 0 | 0
1997 | 7 | 11 | 0 | 0 | 0 | 0 | 0 | 0 | 0 | 0 | 0 | 0 | 0 | 0 | 0
1997 | 7 | 12 | 0 | 0 | 0 | 0 | 0 | 0 | 0 | 0 | 0 | 0 | 0 | 0 | 0
1997 | 7 | 13 | 0 | 0 | 0 | 0 | 0 | 0 | 0 | 0 | 0 | 0 | 0 | 0 | 0
1997 | 7 | 14 | 0 | 0 | 0 | 0 | 0 | 0 | 0 | 0 | 0 | 0 | 0 | 0 | 0
1997 | 7 | 15 | 0 | 0 | 0 | 0 | 0 | 0 | 0 | 0 | 0 | 0 | 0 | 0 | 0
1997 | 7 | 16 | 0 | 0 | 0 | 0 | 0 | 0 | 0 | 0 | 0 | 0 | 0 | 0 | 0
1997 | 7 | 17 | 0 | 0 | 0 | 0 | 0 | 0 | 0 | 0 | 0 | 0 | 0 | 0 | 0
1997 | 7 | 18 | 0.1 | 0.1 | 0.05 | 0 | 0.1 | 0.05 | 0 | 0 | 0 | 0 | 0 | 0 | 0
1997 | 7 | 19 | 0 | 0 | 0 | 0 | 0 | 0 | 0 | 0 | 0 | 0 | 0 | 0 | 0
1997 | 7 | 20 | 0 | 0 | 0 | 0 | 0 | 0 | 0 | 0 | 0 | 0 | 0 | 0 | 0
1997 | 7 | 21 | 0 | 0 | 0 | 0 | 0 | 0 | 0 | 0 | 0 | 0 | 0 | 0 | 0
1997 | 7 | 22 | 0 | 0 | 0 | 0 | 0 | 0 | 0 | 0 | 0 | 0 | 0 | 0 | 0
1997 | 7 | 23 | 0.17 | 0.17 | 0.12 | 0 | 0.17 | 0.12 | 0 | 0 | 0 | 0 | 0 | 0 | 0
1997 | 7 | 24 | 0.34 | 0.34 | 0.29 | 0 | 0.34 | 0.29 | 0 | 0 | 0 | 0 | 0 | 0 | 0
1997 | 7 | 25 | 0 | 0 | 0 | 0 | 0 | 0 | 0 | 0 | 0 | 0 | 0 | 0 | 0
1997 | 7 | 26 | 0 | 0 | 0 | 0 | 0 | 0 | 0 | 0 | 0 | 0 | 0 | 0 | 0
1997 | 7 | 27 | 0 | 0 | 0 | 0 | 0 | 0 | 0 | 0 | 0 | 0 | 0 | 0 | 0
1997 | 7 | 28 | 0.16 | 0.16 | 0.11 | 0 | 0.16 | 0.11 | 0 | 0 | 0 | 0 | 0 | 0 | 0
1997 | 7 | 29 | 0 | 0 | 0 | 0 | 0 | 0 | 0 | 0 | 0 | 0 | 0 | 0 | 0
1997 | 7 | 30 | 0 | 0 | 0 | 0 | 0 | 0 | 0 | 0 | 0 | 0 | 0 | 0 | 0
1997 | 7 | 31 | 0 | 0 | 0 | 0 | 0 | 0 | 0 | 0 | 0 | 0 | 0 | 0 | 0
1997 | 8 | 1 | 0 | 0 | 0 | 0 | 0 | 0 | 0 | 0 | 0 | 0 | 0 | 0 | 0
1997 | 8 | 2 | 0 | 0 | 0 | 0 | 0 | 0 | 0 | 0 | 0 | 0 | 0 | 0 | 0
1997 | 8 | 3 | 0 | 0 | 0 | 0 | 0 | 0 | 0 | 0 | 0 | 0 | 0 | 0 | 0
1997 | 8 | 4 | 0.03 | 0.03 | 0 | 0 | 0.03 | 0 | 0 | 0 | 0 | 0 | 0 | 0 | 0
1997 | 8 | 5 | 0 | 0 | 0 | 0 | 0 | 0 | 0 | 0 | 0 | 0 | 0 | 0 | 0
1997 | 8 | 6 | 0 | 0 | 0 | 0 | 0 | 0 | 0 | 0 | 0 | 0 | 0 | 0 | 0
1997 | 8 | 7 | 0 | 0 | 0 | 0 | 0 | 0 | 0 | 0 | 0 | 0 | 0 | 0 | 0
1997 | 8 | 8 | 0 | 0 | 0 | 0 | 0 | 0 | 0 | 0 | 0 | 0 | 0 | 0 | 0
1997 | 8 | 9 | 0 | 0 | 0 | 0 | 0 | 0 | 0 | 0 | 0 | 0 | 0 | 0 | 0
1997 | 8 | 10 | 0 | 0 | 0 | 0 | 0 | 0 | 0 | 0 | 0 | 0 | 0 | 0 | 0
1997 | 8 | 11 | 0 | 0 | 0 | 0 | 0 | 0 | 0 | 0 | 0 | 0 | 0 | 0 | 0
1997 | 8 | 12 | 0 | 0 | 0 | 0 | 0 | 0 | 0 | 0 | 0 | 0 | 0 | 0 | 0
1997 | 8 | 13 | 0 | 0 | 0 | 0 | 0 | 0 | 0 | 0 | 0 | 0 | 0 | 0 | 0
1997 | 8 | 14 | 0.07 | 0.07 | 0.02 | 0 | 0.07 | 0.02 | 0 | 0 | 0 | 0 | 0 | 0 | 0
1997 | 8 | 15 | 0 | 0 | 0 | 0 | 0 | 0 | 0 | 0 | 0 | 0 | 0 | 0 | 0
1997 | 8 | 16 | 0 | 0 | 0 | 0 | 0 | 0 | 0 | 0 | 0 | 0 | 0 | 0 | 0
1997 | 8 | 17 | 1.35 | 1 | 0.95 | 0 | 1 | 0.95 | 0 | 0 | 0 | 0 | 0 | 0 | 0
1997 | 8 | 18 | 0 | 0 | 0 | 0 | 0 | 0 | 0 | 0 | 0 | 0 | 0 | 0 | 0
1997 | 8 | 19 | 0 | 0 | 0 | 0 | 0 | 0 | 0 | 0 | 0 | 0 | 0 | 0 | 0
1997 | 8 | 20 | 2.06 | 1 | 0.95 | 0 | 1 | 0.95 | 0 | 0 | 0 | 0 | 0 | 0 | 0
1997 | 8 | 21 | 0 | 0 | 0 | 0 | 0 | 0 | 0 | 0 | 0 | 0 | 0 | 0 | 0
1997 | 8 | 22 | 0 | 0 | 0 | 0 | 0 | 0 | 0 | 0 | 0 | 0 | 0 | 0 | 0
1997 | 8 | 23 | 0 | 0 | 0 | 0 | 0 | 0 | 0 | 0 | 0 | 0 | 0 | 0 | 0
1997 | 8 | 24 | 0 | 0 | 0 | 0 | 0 | 0 | 0 | 0 | 0 | 0 | 0 | 0 | 0
1997 | 8 | 25 | 0 | 0 | 0 | 0 | 0 | 0 | 0 | 0 | 0 | 0 | 0 | 0 | 0
1997 | 8 | 26 | 0 | 0 | 0 | 0 | 0 | 0 | 0 | 0 | 0 | 0 | 0 | 0 | 0
1997 | 8 | 27 | 0 | 0 | 0 | 0 | 0 | 0 | 0 | 0 | 0 | 0 | 0 | 0 | 0
1997 | 8 | 28 | 0 | 0 | 0 | 0 | 0 | 0 | 0 | 0 | 0 | 0 | 0 | 0 | 0
1997 | 8 | 29 | 0 | 0 | 0 | 0 | 0 | 0 | 0 | 0 | 0 | 0 | 0 | 0 | 0
1997 | 8 | 30 | 0 | 0 | 0 | 0 | 0 | 0 | 0 | 0 | 0 | 0 | 0 | 0 | 0
1997 | 8 | 31 | 0 | 0 | 0 | 0 | 0 | 0 | 0 | 0 | 0 | 0 | 0 | 0 | 0
1997 | 9 | 1 | 0 | 0 | 0 | 0 | 0 | 0 | 0 | 0 | 0 | 0 | 0 | 0 | 0
1997 | 9 | 2 | 0.19 | 0.19 | 0.14 | 0 | 0.19 | 0.14 | 0 | 0 | 0 | 0 | 0 | 0 | 0
1997 | 9 | 3 | 0.01 | 0.01 | 0 | 0 | 0.01 | 0 | 0 | 0 | 0 | 0 | 0 | 0 | 0
1997 | 9 | 4 | 0 | 0 | 0 | 0 | 0 | 0 | 0 | 0 | 0 | 0 | 0 | 0 | 0
1997 | 9 | 5 | 0 | 0 | 0 | 0 | 0 | 0 | 0 | 0 | 0 | 0 | 0 | 0 | 0
1997 | 9 | 6 | 0 | 0 | 0 | 0 | 0 | 0 | 0 | 0 | 0 | 0 | 0 | 0 | 0
1997 | 9 | 7 | 0 | 0 | 0 | 0 | 0 | 0 | 0 | 0 | 0 | 0 | 0 | 0 | 0
1997 | 9 | 8 | 0 | 0 | 0 | 0 | 0 | 0 | 0 | 0 | 0 | 0 | 0 | 0 | 0
1997 | 9 | 9 | 0 | 0 | 0 | 0 | 0 | 0 | 0 | 0 | 0 | 0 | 0 | 0 | 0
1997 | 9 | 10 | 0.43 | 0.43 | 0.38 | 0 | 0.43 | 0.38 | 0 | 0 | 0 | 0 | 0 | 0 | 0
1997 | 9 | 11 | 0.02 | 0.02 | 0 | 0 | 0.02 | 0 | 0 | 0 | 0 | 0 | 0 | 0 | 0
1997 | 9 | 12 | 0 | 0 | 0 | 0 | 0 | 0 | 0 | 0 | 0 | 0 | 0 | 0 | 0
1997 | 9 | 13 | 0 | 0 | 0 | 0 | 0 | 0 | 0 | 0 | 0 | 0 | 0 | 0 | 0
1997 | 9 | 14 | 0 | 0 | 0 | 0 | 0 | 0 | 0 | 0 | 0 | 0 | 0 | 0 | 0
1997 | 9 | 15 | 0 | 0 | 0 | 0 | 0 | 0 | 0 | 0 | 0 | 0 | 0 | 0 | 0
1997 | 9 | 16 | 0 | 0 | 0 | 0 | 0 | 0 | 0 | 0 | 0 | 0 | 0 | 0 | 0
1997 | 9 | 17 | 0 | 0 | 0 | 0 | 0 | 0 | 0 | 0 | 0 | 0 | 0 | 0 | 0
1997 | 9 | 18 | 0.23 | 0.23 | 0.18 | 0 | 0.23 | 0.18 | 0 | 0 | 0 | 0 | 0 | 0 | 0
1997 | 9 | 19 | 0 | 0 | 0 | 0 | 0 | 0 | 0 | 0 | 0 | 0 | 0 | 0 | 0
1997 | 9 | 20 | 0 | 0 | 0 | 0 | 0 | 0 | 0 | 0 | 0 | 0 | 0 | 0 | 0
1997 | 9 | 21 | 0 | 0 | 0 | 0 | 0 | 0 | 0 | 0 | 0 | 0 | 0 | 0 | 0
1997 | 9 | 22 | 0 | 0 | 0 | 0 | 0 | 0 | 0 | 0 | 0 | 0 | 0 | 0 | 0
1997 | 9 | 23 | 0 | 0 | 0 | 0 | 0 | 0 | 0 | 0 | 0 | 0 | 0 | 0 | 0
1997 | 9 | 24 | 0 | 0 | 0 | 0 | 0 | 0 | 0 | 0 | 0 | 0 | 0 | 0 | 0
1997 | 9 | 25 | 0 | 0 | 0 | 0 | 0 | 0 | 0 | 0 | 0 | 0 | 0 | 0 | 0
1997 | 9 | 26 | 0 | 0 | 0 | 0 | 0 | 0 | 0 | 0 | 0 | 0 | 0 | 0 | 0
1997 | 9 | 27 | 0 | 0 | 0 | 0 | 0 | 0 | 0 | 0 | 0 | 0 | 0 | 0 | 0
1997 | 9 | 28 | 0.68 | 0.68 | 0.63 | 0 | 0.68 | 0.63 | 0 | 0 | 0 | 0 | 0 | 0 | 0
1997 | 9 | 29 | 0.03 | 0.03 | 0 | 0 | 0.03 | 0 | 0 | 0 | 0 | 0 | 0 | 0 | 0
1997 | 9 | 30 | 0 | 0 | 0 | 0 | 0 | 0 | 0 | 0 | 0 | 0 | 0 | 0 | 0
1997 | 10 | 1 | 0 | 0 | 0 | 0 | 0 | 0 | 0 | 0 | 0 | 0 | 0 | 0 | 0
1997 | 10 | 2 | 0 | 0 | 0 | 0 | 0 | 0 | 0 | 0 | 0 | 0 | 0 | 0 | 0
1997 | 10 | 3 | 0 | 0 | 0 | 0 | 0 | 0 | 0 | 0 | 0 | 0 | 0 | 0 | 0
1997 | 10 | 4 | 0 | 0 | 0 | 0 | 0 | 0 | 0 | 0 | 0 | 0 | 0 | 0 | 0
1997 | 10 | 5 | 0 | 0 | 0 | 0 | 0 | 0 | 0 | 0 | 0 | 0 | 0 | 0 | 0
1997 | 10 | 6 | 0 | 0 | 0 | 0 | 0 | 0 | 0 | 0 | 0 | 0 | 0 | 0 | 0
1997 | 10 | 7 | 0 | 0 | 0 | 0 | 0 | 0 | 0 | 0 | 0 | 0 | 0 | 0 | 0
1997 | 10 | 8 | 0 | 0 | 0 | 0 | 0 | 0 | 0 | 0 | 0 | 0 | 0 | 0 | 0
1997 | 10 | 9 | 0 | 0 | 0 | 0 | 0 | 0 | 0 | 0 | 0 | 0 | 0 | 0 | 0
1997 | 10 | 10 | 0.01 | 0.01 | 0 | 0 | 0.01 | 0 | 0 | 0 | 0 | 0 | 0 | 0 | 0
1997 | 10 | 11 | 0 | 0 | 0 | 0 | 0 | 0 | 0 | 0 | 0 | 0 | 0 | 0 | 0
1997 | 10 | 12 | 0 | 0 | 0 | 0 | 0 | 0 | 0 | 0 | 0 | 0 | 0 | 0 | 0
1997 | 10 | 13 | 0 | 0 | 0 | 0 | 0 | 0 | 0 | 0 | 0 | 0 | 0 | 0 | 0
1997 | 10 | 14 | 0.01 | 0.01 | 0 | 0 | 0.01 | 0 | 0 | 0 | 0 | 0 | 0 | 0 | 0
1997 | 10 | 15 | 0.29 | 0.29 | 0.24 | 0 | 0.29 | 0.24 | 0 | 0 | 0 | 0 | 0 | 0 | 0
1997 | 10 | 16 | 0 | 0 | 0 | 0 | 0 | 0 | 0 | 0 | 0 | 0 | 0 | 0 | 0
1997 | 10 | 17 | 1.13 | 1 | 0.95 | 0 | 1 | 0.95 | 0 | 0 | 0 | 0 | 0 | 0 | 0
1997 | 10 | 18 | 0.59 | 0.59 | 0.54 | 0 | 0.59 | 0.54 | 0 | 0 | 0 | 0 | 0 | 0 | 0
1997 | 10 | 19 | 0.05 | 0.05 | 0 | 0 | 0.05 | 0 | 0 | 0 | 0 | 0 | 0 | 0 | 0
1997 | 10 | 20 | 0 | 0 | 0 | 0 | 0 | 0 | 0 | 0 | 0 | 0 | 0 | 0 | 0
1997 | 10 | 21 | 0 | 0 | 0 | 0 | 0 | 0 | 0 | 0 | 0 | 0 | 0 | 0 | 0
1997 | 10 | 22 | 0 | 0 | 0 | 0 | 0 | 0 | 0 | 0 | 0 | 0 | 0 | 0 | 0
1997 | 10 | 23 | 0 | 0 | 0 | 0 | 0 | 0 | 0 | 0 | 0 | 0 | 0 | 0 | 0
1997 | 10 | 24 | 0.4 | 0.4 | 0.35 | 0 | 0.4 | 0.35 | 0 | 0 | 0 | 0 | 0 | 0 | 0
1997 | 10 | 25 | 0.45 | 0.45 | 0.4 | 0 | 0.45 | 0.4 | 0 | 0 | 0 | 0 | 0 | 0 | 0
1997 | 10 | 26 | 0.77 | 0.77 | 0.72 | 0 | 0.77 | 0.72 | 0 | 0 | 0 | 0 | 0 | 0 | 0
1997 | 10 | 27 | 0.01 | 0.01 | 0 | 0 | 0.01 | 0 | 0 | 0 | 0 | 0 | 0 | 0 | 0
1997 | 10 | 28 | 0 | 0 | 0 | 0 | 0 | 0 | 0 | 0 | 0 | 0 | 0 | 0 | 0
1997 | 10 | 29 | 0 | 0 | 0 | 0 | 0 | 0 | 0 | 0 | 0 | 0 | 0 | 0 | 0
1997 | 10 | 30 | 0 | 0 | 0 | 0 | 0 | 0 | 0 | 0 | 0 | 0 | 0 | 0 | 0
1997 | 10 | 31 | 0.01 | 0.01 | 0 | 0 | 0.01 | 0 | 0 | 0 | 0 | 0 | 0 | 0 | 0
1997 | 11 | 1 | 0.33 | 0.33 | 0.28 | 0 | 0.33 | 0.28 | 0 | 0 | 0 | 0 | 0 | 0 | 0
1997 | 11 | 2 | 0.18 | 0.18 | 0.13 | 0 | 0.18 | 0.13 | 0 | 0 | 0 | 0 | 0 | 0 | 0
1997 | 11 | 3 | 0 | 0 | 0 | 0 | 0 | 0 | 0 | 0 | 0 | 0 | 0 | 0 | 0
1997 | 11 | 4 | 0 | 0 | 0 | 0 | 0 | 0 | 0 | 0 | 0 | 0 | 0 | 0 | 0
1997 | 11 | 5 | 0 | 0 | 0 | 0 | 0 | 0 | 0 | 0 | 0 | 0 | 0 | 0 | 0
1997 | 11 | 6 | 0 | 0 | 0 | 0 | 0 | 0 | 0 | 0 | 0 | 0 | 0 | 0 | 0
1997 | 11 | 7 | 2 | 1 | 0.95 | 0 | 1 | 0.95 | 0 | 0 | 0 | 0 | 0 | 0 | 0
1997 | 11 | 8 | 0.43 | 0.43 | 0.38 | 0 | 0.43 | 0.38 | 0 | 0 | 0 | 0 | 0 | 0 | 0
1997 | 11 | 9 | 0.27 | 0.27 | 0.22 | 0 | 0.27 | 0.22 | 0 | 0 | 0 | 0 | 0 | 0 | 0
1997 | 11 | 10 | 0 | 0 | 0 | 0 | 0 | 0 | 0 | 0 | 0 | 0 | 0 | 0 | 0
1997 | 11 | 11 | 0 | 0 | 0 | 0 | 0 | 0 | 0 | 0 | 0 | 0 | 0 | 0 | 0
1997 | 11 | 12 | 0 | 0 | 0 | 0 | 0 | 0 | 0 | 0 | 0 | 0 | 0 | 0 | 0
1997 | 11 | 13 | 0.36 | 0.36 | 0.31 | 0 | 0.36 | 0.31 | 0 | 0 | 0 | 0 | 0 | 0 | 0
1997 | 11 | 14 | 0.33 | 0.33 | 0.28 | 0 | 0.33 | 0.28 | 0 | 0 | 0 | 0 | 0 | 0 | 0
1997 | 11 | 15 | 0 | 0 | 0 | 0 | 0 | 0 | 0 | 0 | 0 | 0 | 0 | 0 | 0
1997 | 11 | 16 | 0 | 0 | 0 | 0 | 0 | 0 | 0 | 0 | 0 | 0 | 0 | 0 | 0
1997 | 11 | 17 | 0 | 0 | 0 | 0 | 0 | 0 | 0 | 0 | 0 | 0 | 0 | 0 | 0
1997 | 11 | 18 | 0 | 0 | 0 | 0 | 0 | 0 | 0 | 0 | 0 | 0 | 0 | 0 | 0
1997 | 11 | 19 | 0 | 0 | 0 | 0 | 0 | 0 | 0 | 0 | 0 | 0 | 0 | 0 | 0
1997 | 11 | 20 | 0 | 0 | 0 | 0 | 0 | 0 | 0 | 0 | 0 | 0 | 0 | 0 | 0
1997 | 11 | 21 | 0.5 | 0.5 | 0.45 | 0 | 0.5 | 0.45 | 0 | 0 | 0 | 0 | 0 | 0 | 0
1997 | 11 | 22 | 0.13 | 0.13 | 0.08 | 0 | 0.13 | 0.08 | 0 | 0 | 0 | 0 | 0 | 0 | 0
1997 | 11 | 23 | 0 | 0 | 0 | 0 | 0 | 0 | 0 | 0 | 0 | 0 | 0 | 0 | 0
1997 | 11 | 24 | 0 | 0 | 0 | 0 | 0 | 0 | 0 | 0 | 0 | 0 | 0 | 0 | 0
1997 | 11 | 25 | 0 | 0 | 0 | 0 | 0 | 0 | 0 | 0 | 0 | 0 | 0 | 0 | 0
1997 | 11 | 26 | 0 | 0 | 0 | 0 | 0 | 0 | 0 | 0 | 0 | 0 | 0 | 0 | 0
1997 | 11 | 27 | 0 | 0 | 0 | 0 | 0 | 0 | 0 | 0 | 0 | 0 | 0 | 0 | 0
1997 | 11 | 28 | 0 | 0 | 0 | 0 | 0 | 0 | 0 | 0 | 0 | 0 | 0 | 0 | 0
1997 | 11 | 29 | 0 | 0 | 0 | 0 | 0 | 0 | 0 | 0 | 0 | 0 | 0 | 0 | 0
1997 | 11 | 30 | 0.07 | 0.07 | 0.02 | 0 | 0.07 | 0.02 | 0 | 0 | 0 | 0 | 0 | 0 | 0
1997 | 12 | 1 | 0 | 0 | 0 | 0 | 0 | 0 | 0 | 0 | 0 | 0 | 0 | 0 | 0
1997 | 12 | 2 | 0 | 0 | 0 | 0 | 0 | 0 | 0 | 0 | 0 | 0 | 0 | 0 | 0
1997 | 12 | 3 | 0.02 | 0.02 | 0 | 0 | 0.02 | 0 | 0 | 0 | 0 | 0 | 0 | 0 | 0
1997 | 12 | 4 | 0.06 | 0.06 | 0.01 | 0 | 0.06 | 0.01 | 0 | 0 | 0 | 0 | 0 | 0 | 0
1997 | 12 | 5 | 0 | 0 | 0 | 0 | 0 | 0 | 0 | 0 | 0 | 0 | 0 | 0 | 0
1997 | 12 | 6 | 0 | 0 | 0 | 0 | 0 | 0 | 0 | 0 | 0 | 0 | 0 | 0 | 0
1997 | 12 | 7 | 0 | 0 | 0 | 0 | 0 | 0 | 0 | 0 | 0 | 0 | 0 | 0 | 0
1997 | 12 | 8 | 0 | 0 | 0 | 0 | 0 | 0 | 0 | 0 | 0 | 0 | 0 | 0 | 0
1997 | 12 | 9 | 0.09 | 0.09 | 0.04 | 0 | 0.09 | 0.04 | 0 | 0 | 0 | 0 | 0 | 0 | 0
1997 | 12 | 10 | 0.2 | 0.2 | 0.15 | 0 | 0.2 | 0.15 | 0 | 0 | 0 | 0 | 0 | 0 | 0
1997 | 12 | 11 | 0.03 | 0.03 | 0 | 0 | 0.03 | 0 | 0 | 0 | 0 | 0 | 0 | 0 | 0
1997 | 12 | 12 | 0 | 0 | 0 | 0 | 0 | 0 | 0 | 0 | 0 | 0 | 0 | 0 | 0
1997 | 12 | 13 | 0 | 0 | 0 | 0 | 0 | 0 | 0 | 0 | 0 | 0 | 0 | 0 | 0
1997 | 12 | 14 | 0 | 0 | 0 | 0 | 0 | 0 | 0 | 0 | 0 | 0 | 0 | 0 | 0
1997 | 12 | 15 | 0 | 0 | 0 | 0 | 0 | 0 | 0 | 0 | 0 | 0 | 0 | 0 | 0
1997 | 12 | 16 | 0 | 0 | 0 | 0 | 0 | 0 | 0 | 0 | 0 | 0 | 0 | 0 | 0
1997 | 12 | 17 | 0 | 0 | 0 | 0 | 0 | 0 | 0 | 0 | 0 | 0 | 0 | 0 | 0
1997 | 12 | 18 | 0 | 0 | 0 | 0 | 0 | 0 | 0 | 0 | 0 | 0 | 0 | 0 | 0
1997 | 12 | 19 | 0 | 0 | 0 | 0 | 0 | 0 | 0 | 0 | 0 | 0 | 0 | 0 | 0
1997 | 12 | 20 | 0 | 0 | 0 | 0 | 0 | 0 | 0 | 0 | 0 | 0 | 0 | 0 | 0
1997 | 12 | 21 | 0 | 0 | 0 | 0 | 0 | 0 | 0 | 0 | 0 | 0 | 0 | 0 | 0
1997 | 12 | 22 | 0.32 | 0.32 | 0.27 | 0 | 0.32 | 0.27 | 0 | 0 | 0 | 0 | 0 | 0 | 0
1997 | 12 | 23 | 0 | 0 | 0 | 0 | 0 | 0 | 0 | 0 | 0 | 0 | 0 | 0 | 0
1997 | 12 | 24 | 0.27 | 0.27 | 0.22 | 0 | 0.27 | 0.22 | 0 | 0 | 0 | 0 | 0 | 0 | 0
1997 | 12 | 25 | 0.27 | 0.27 | 0.22 | 0 | 0.27 | 0.22 | 0 | 0 | 0 | 0 | 0 | 0 | 0
1997 | 12 | 26 | 0 | 0 | 0 | 0 | 0 | 0 | 0 | 0 | 0 | 0 | 0 | 0 | 0
1997 | 12 | 27 | 0.25 | 0.25 | 0.2 | 0 | 0.25 | 0.2 | 0 | 0 | 0 | 0 | 0 | 0 | 0
1997 | 12 | 28 | 0 | 0 | 0 | 0 | 0 | 0 | 0 | 0 | 0 | 0 | 0 | 0 | 0
1997 | 12 | 29 | 0.18 | 0.18 | 0.13 | 0 | 0.18 | 0.13 | 0 | 0 | 0 | 0 | 0 | 0 | 0
1997 | 12 | 30 | 0.05 | 0.05 | 0 | 0 | 0.05 | 0 | 0 | 0 | 0 | 0 | 0 | 0 | 0
1997 | 12 | 31 | 0 | 0 | 0 | 0 | 0 | 0 | 0 | 0 | 0 | 0 | 0 | 0 | 0
1998 | 1 | 1 | 0 | 0 | 0 | 0 | 0 | 0 | 0 | 0 | 0 | 0 | 0 | 0 | 0
1998 | 1 | 2 | 0 | 0 | 0 | 0 | 0 | 0 | 0 | 0 | 0 | 0 | 0 | 0 | 0
1998 | 1 | 3 | 0 | 0 | 0 | 0 | 0 | 0 | 0 | 0 | 0 | 0 | 0 | 0 | 0
1998 | 1 | 4 | 0 | 0 | 0 | 0 | 0 | 0 | 0 | 0 | 0 | 0 | 0 | 0 | 0
1998 | 1 | 5 | 0 | 0 | 0 | 0 | 0 | 0 | 0 | 0 | 0 | 0 | 0 | 0 | 0
1998 | 1 | 6 | 0 | 0 | 0 | 0 | 0 | 0 | 0 | 0 | 0 | 0 | 0 | 0 | 0
1998 | 1 | 7 | 0.14 | 0.14 | 0.09 | 0 | 0.14 | 0.09 | 0 | 0 | 0 | 0 | 0 | 0 | 0
1998 | 1 | 8 | 0.12 | 0.12 | 0.07 | 0 | 0.12 | 0.07 | 0 | 0 | 0 | 0 | 0 | 0 | 0
1998 | 1 | 9 | 0.07 | 0.07 | 0.02 | 0 | 0.07 | 0.02 | 0 | 0 | 0 | 0 | 0 | 0 | 0
1998 | 1 | 10 | 0 | 0 | 0 | 0 | 0 | 0 | 0 | 0 | 0 | 0 | 0 | 0 | 0
1998 | 1 | 11 | 0 | 0 | 0 | 0 | 0 | 0 | 0 | 0 | 0 | 0 | 0 | 0 | 0
1998 | 1 | 12 | 0.06 | 0.06 | 0.01 | 0 | 0.06 | 0.01 | 0 | 0 | 0 | 0 | 0 | 0 | 0
1998 | 1 | 13 | 0.03 | 0.03 | 0 | 0 | 0.03 | 0 | 0 | 0 | 0 | 0 | 0 | 0 | 0
1998 | 1 | 14 | 0 | 0 | 0 | 0 | 0 | 0 | 0 | 0 | 0 | 0 | 0 | 0 | 0
1998 | 1 | 15 | 0.73 | 0.73 | 0.68 | 0 | 0.73 | 0.68 | 0 | 0 | 0 | 0 | 0 | 0 | 0
1998 | 1 | 16 | 0 | 0 | 0 | 0 | 0 | 0 | 0 | 0 | 0 | 0 | 0 | 0 | 0
1998 | 1 | 17 | 0.09 | 0.09 | 0.04 | 0 | 0.09 | 0.04 | 0 | 0 | 0 | 0 | 0 | 0 | 0
1998 | 1 | 18 | 0 | 0 | 0 | 0 | 0 | 0 | 0 | 0 | 0 | 0 | 0 | 0 | 0
1998 | 1 | 19 | 0.08 | 0.08 | 0.03 | 0 | 0.08 | 0.03 | 0 | 0 | 0 | 0 | 0 | 0 | 0
1998 | 1 | 20 | 0 | 0 | 0 | 0 | 0 | 0 | 0 | 0 | 0 | 0 | 0 | 0 | 0
1998 | 1 | 21 | 0 | 0 | 0 | 0 | 0 | 0 | 0 | 0 | 0 | 0 | 0 | 0 | 0
1998 | 1 | 22 | 0.11 | 0.11 | 0.06 | 0 | 0.11 | 0.06 | 0 | 0 | 0 | 0 | 0 | 0 | 0
1998 | 1 | 23 | 1.79 | 1 | 0.95 | 0 | 1 | 0.95 | 0 | 0 | 0 | 0 | 0 | 0 | 0
1998 | 1 | 24 | 0.14 | 0.14 | 0.09 | 0 | 0.14 | 0.09 | 0 | 0 | 0 | 0 | 0 | 0 | 0
1998 | 1 | 25 | 0 | 0 | 0 | 0 | 0 | 0 | 0 | 0 | 0 | 0 | 0 | 0 | 0
1998 | 1 | 26 | 0 | 0 | 0 | 0 | 0 | 0 | 0 | 0 | 0 | 0 | 0 | 0 | 0
1998 | 1 | 27 | 0.46 | 0.46 | 0.41 | 0 | 0.46 | 0.41 | 0 | 0 | 0 | 0 | 0 | 0 | 0
1998 | 1 | 28 | 1.61 | 1 | 0.95 | 0 | 1 | 0.95 | 0 | 0 | 0 | 0 | 0 | 0 | 0
1998 | 1 | 29 | 0 | 0 | 0 | 0 | 0 | 0 | 0 | 0 | 0 | 0 | 0 | 0 | 0
1998 | 1 | 30 | 0 | 0 | 0 | 0 | 0 | 0 | 0 | 0 | 0 | 0 | 0 | 0 | 0
1998 | 1 | 31 | 0 | 0 | 0 | 0 | 0 | 0 | 0 | 0 | 0 | 0 | 0 | 0 | 0
1998 | 2 | 1 | 0 | 0 | 0 | 0 | 0 | 0 | 0 | 0 | 0 | 0 | 0 | 0 | 0
1998 | 2 | 2 | 0 | 0 | 0 | 0 | 0 | 0 | 0 | 0 | 0 | 0 | 0 | 0 | 0
1998 | 2 | 3 | 0 | 0 | 0 | 0 | 0 | 0 | 0 | 0 | 0 | 0 | 0 | 0 | 0
1998 | 2 | 4 | 2.02 | 1 | 0.95 | 0 | 1 | 0.95 | 0 | 0 | 0 | 0 | 0 | 0 | 0
1998 | 2 | 5 | 0.45 | 0.45 | 0.4 | 0 | 0.45 | 0.4 | 0 | 0 | 0 | 0 | 0 | 0 | 0
1998 | 2 | 6 | 0.05 | 0.05 | 0 | 0 | 0.05 | 0 | 0 | 0 | 0 | 0 | 0 | 0 | 0
1998 | 2 | 7 | 0.01 | 0.01 | 0 | 0 | 0.01 | 0 | 0 | 0 | 0 | 0 | 0 | 0 | 0
1998 | 2 | 8 | 0 | 0 | 0 | 0 | 0 | 0 | 0 | 0 | 0 | 0 | 0 | 0 | 0
1998 | 2 | 9 | 0 | 0 | 0 | 0 | 0 | 0 | 0 | 0 | 0 | 0 | 0 | 0 | 0
1998 | 2 | 10 | 0 | 0 | 0 | 0 | 0 | 0 | 0 | 0 | 0 | 0 | 0 | 0 | 0
1998 | 2 | 11 | 0.43 | 0.43 | 0.38 | 0 | 0.43 | 0.38 | 0 | 0 | 0 | 0 | 0 | 0 | 0
1998 | 2 | 12 | 0.02 | 0.02 | 0 | 0 | 0.02 | 0 | 0 | 0 | 0 | 0 | 0 | 0 | 0
1998 | 2 | 13 | 0 | 0 | 0 | 0 | 0 | 0 | 0 | 0 | 0 | 0 | 0 | 0 | 0
1998 | 2 | 14 | 0 | 0 | 0 | 0 | 0 | 0 | 0 | 0 | 0 | 0 | 0 | 0 | 0
1998 | 2 | 15 | 0 | 0 | 0 | 0 | 0 | 0 | 0 | 0 | 0 | 0 | 0 | 0 | 0
1998 | 2 | 16 | 0 | 0 | 0 | 0 | 0 | 0 | 0 | 0 | 0 | 0 | 0 | 0 | 0
1998 | 2 | 17 | 0.86 | 0.86 | 0.81 | 0 | 0.86 | 0.81 | 0 | 0 | 0 | 0 | 0 | 0 | 0
1998 | 2 | 18 | 0.1 | 0.1 | 0.05 | 0 | 0.1 | 0.05 | 0 | 0 | 0 | 0 | 0 | 0 | 0
1998 | 2 | 19 | 0 | 0 | 0 | 0 | 0 | 0 | 0 | 0 | 0 | 0 | 0 | 0 | 0
1998 | 2 | 20 | 0.06 | 0.06 | 0.01 | 0 | 0.06 | 0.01 | 0 | 0 | 0 | 0 | 0 | 0 | 0
1998 | 2 | 21 | 0 | 0 | 0 | 0 | 0 | 0 | 0 | 0 | 0 | 0 | 0 | 0 | 0
1998 | 2 | 22 | 0 | 0 | 0 | 0 | 0 | 0 | 0 | 0 | 0 | 0 | 0 | 0 | 0
1998 | 2 | 23 | 0.96 | 0.96 | 0.91 | 0 | 0.96 | 0.91 | 0 | 0 | 0 | 0 | 0 | 0 | 0
1998 | 2 | 24 | 0.22 | 0.22 | 0.17 | 0 | 0.22 | 0.17 | 0 | 0 | 0 | 0 | 0 | 0 | 0
1998 | 2 | 25 | 0 | 0 | 0 | 0 | 0 | 0 | 0 | 0 | 0 | 0 | 0 | 0 | 0
1998 | 2 | 26 | 0 | 0 | 0 | 0 | 0 | 0 | 0 | 0 | 0 | 0 | 0 | 0 | 0
1998 | 2 | 27 | 0 | 0 | 0 | 0 | 0 | 0 | 0 | 0 | 0 | 0 | 0 | 0 | 0
1998 | 2 | 28 | 0.05 | 0.05 | 0 | 0 | 0.05 | 0 | 0 | 0 | 0 | 0 | 0 | 0 | 0
1998 | 3 | 1 | 0.02 | 0.02 | 0 | 0 | 0.02 | 0 | 0 | 0 | 0 | 0 | 0 | 0 | 0
1998 | 3 | 2 | 0.46 | 0.46 | 0.41 | 0 | 0.46 | 0.41 | 0 | 0 | 0 | 0 | 0 | 0 | 0
1998 | 3 | 3 | 0.13 | 0.13 | 0.08 | 0 | 0.13 | 0.08 | 0 | 0 | 0 | 0 | 0 | 0 | 0
1998 | 3 | 4 | 0 | 0 | 0 | 0 | 0 | 0 | 0 | 0 | 0 | 0 | 0 | 0 | 0
1998 | 3 | 5 | 0 | 0 | 0 | 0 | 0 | 0 | 0 | 0 | 0 | 0 | 0 | 0 | 0
1998 | 3 | 6 | 0 | 0 | 0 | 0 | 0 | 0 | 0 | 0 | 0 | 0 | 0 | 0 | 0
1998 | 3 | 7 | 0.1 | 0.1 | 0.05 | 0 | 0.1 | 0.05 | 0 | 0 | 0 | 0 | 0 | 0 | 0
1998 | 3 | 8 | 0.88 | 0.88 | 0.83 | 0 | 0.88 | 0.83 | 0 | 0 | 0 | 0 | 0 | 0 | 0
1998 | 3 | 9 | 0.82 | 0.82 | 0.77 | 0 | 0.82 | 0.77 | 0 | 0 | 0 | 0 | 0 | 0 | 0
1998 | 3 | 10 | 0 | 0 | 0 | 0 | 0 | 0 | 0 | 0 | 0 | 0 | 0 | 0 | 0
1998 | 3 | 11 | 0 | 0 | 0 | 0 | 0 | 0 | 0 | 0 | 0 | 0 | 0 | 0 | 0
1998 | 3 | 12 | 0 | 0 | 0 | 0 | 0 | 0 | 0 | 0 | 0 | 0 | 0 | 0 | 0
1998 | 3 | 13 | 0 | 0 | 0 | 0 | 0 | 0 | 0 | 0 | 0 | 0 | 0 | 0 | 0
1998 | 3 | 14 | 0 | 0 | 0 | 0 | 0 | 0 | 0 | 0 | 0 | 0 | 0 | 0 | 0
1998 | 3 | 15 | 0 | 0 | 0 | 0 | 0 | 0 | 0 | 0 | 0 | 0 | 0 | 0 | 0
1998 | 3 | 16 | 0 | 0 | 0 | 0 | 0 | 0 | 0 | 0 | 0 | 0 | 0 | 0 | 0
1998 | 3 | 17 | 0.02 | 0.02 | 0 | 0 | 0.02 | 0 | 0 | 0 | 0 | 0 | 0 | 0 | 0
1998 | 3 | 18 | 0.8 | 0.8 | 0.75 | 0 | 0.8 | 0.75 | 0 | 0 | 0 | 0 | 0 | 0 | 0
1998 | 3 | 19 | 0.62 | 0.62 | 0.57 | 0 | 0.62 | 0.57 | 0 | 0 | 0 | 0 | 0 | 0 | 0
1998 | 3 | 20 | 0.97 | 0.97 | 0.92 | 0 | 0.97 | 0.92 | 0 | 0 | 0 | 0 | 0 | 0 | 0
1998 | 3 | 21 | 0.58 | 0.58 | 0.53 | 0 | 0.58 | 0.53 | 0 | 0 | 0 | 0 | 0 | 0 | 0
1998 | 3 | 22 | 0 | 0 | 0 | 0 | 0 | 0 | 0 | 0 | 0 | 0 | 0 | 0 | 0
1998 | 3 | 23 | 0 | 0 | 0 | 0 | 0 | 0 | 0 | 0 | 0 | 0 | 0 | 0 | 0
1998 | 3 | 24 | 0 | 0 | 0 | 0 | 0 | 0 | 0 | 0 | 0 | 0 | 0 | 0 | 0
1998 | 3 | 25 | 0 | 0 | 0 | 0 | 0 | 0 | 0 | 0 | 0 | 0 | 0 | 0 | 0
1998 | 3 | 26 | 0 | 0 | 0 | 0 | 0 | 0 | 0 | 0 | 0 | 0 | 0 | 0 | 0
1998 | 3 | 27 | 0 | 0 | 0 | 0 | 0 | 0 | 0 | 0 | 0 | 0 | 0 | 0 | 0
1998 | 3 | 28 | 0 | 0 | 0 | 0 | 0 | 0 | 0 | 0 | 0 | 0 | 0 | 0 | 0
1998 | 3 | 29 | 0 | 0 | 0 | 0 | 0 | 0 | 0 | 0 | 0 | 0 | 0 | 0 | 0
1998 | 3 | 30 | 0 | 0 | 0 | 0 | 0 | 0 | 0 | 0 | 0 | 0 | 0 | 0 | 0
1998 | 3 | 31 | 0 | 0 | 0 | 0 | 0 | 0 | 0 | 0 | 0 | 0 | 0 | 0 | 0
1998 | 4 | 1 | 0.76 | 0.76 | 0.71 | 0 | 0.76 | 0.71 | 0 | 0 | 0 | 0 | 0 | 0 | 0
1998 | 4 | 2 | 0 | 0 | 0 | 0 | 0 | 0 | 0 | 0 | 0 | 0 | 0 | 0 | 0
1998 | 4 | 3 | 0 | 0 | 0 | 0 | 0 | 0 | 0 | 0 | 0 | 0 | 0 | 0 | 0
1998 | 4 | 4 | 0.74 | 0.74 | 0.69 | 0 | 0.74 | 0.69 | 0 | 0 | 0 | 0 | 0 | 0 | 0
1998 | 4 | 5 | 0 | 0 | 0 | 0 | 0 | 0 | 0 | 0 | 0 | 0 | 0 | 0 | 0
1998 | 4 | 6 | 0 | 0 | 0 | 0 | 0 | 0 | 0 | 0 | 0 | 0 | 0 | 0 | 0
1998 | 4 | 7 | 0 | 0 | 0 | 0 | 0 | 0 | 0 | 0 | 0 | 0 | 0 | 0 | 0
1998 | 4 | 8 | 0.03 | 0.03 | 0 | 0 | 0.03 | 0 | 0 | 0 | 0 | 0 | 0 | 0 | 0
1998 | 4 | 9 | 1.17 | 1 | 0.95 | 0 | 1 | 0.95 | 0 | 0 | 0 | 0 | 0 | 0 | 0
1998 | 4 | 10 | 0 | 0 | 0 | 0 | 0 | 0 | 0 | 0 | 0 | 0 | 0 | 0 | 0
1998 | 4 | 11 | 0 | 0 | 0 | 0 | 0 | 0 | 0 | 0 | 0 | 0 | 0 | 0 | 0
1998 | 4 | 12 | 0 | 0 | 0 | 0 | 0 | 0 | 0 | 0 | 0 | 0 | 0 | 0 | 0
1998 | 4 | 13 | 0 | 0 | 0 | 0 | 0 | 0 | 0 | 0 | 0 | 0 | 0 | 0 | 0
1998 | 4 | 14 | 0.01 | 0.01 | 0 | 0 | 0.01 | 0 | 0 | 0 | 0 | 0 | 0 | 0 | 0
1998 | 4 | 15 | 0 | 0 | 0 | 0 | 0 | 0 | 0 | 0 | 0 | 0 | 0 | 0 | 0
1998 | 4 | 16 | 0 | 0 | 0 | 0 | 0 | 0 | 0 | 0 | 0 | 0 | 0 | 0 | 0
1998 | 4 | 17 | 0.51 | 0.51 | 0.46 | 0 | 0.51 | 0.46 | 0 | 0 | 0 | 0 | 0 | 0 | 0
1998 | 4 | 18 | 0 | 0 | 0 | 0 | 0 | 0 | 0 | 0 | 0 | 0 | 0 | 0 | 0
1998 | 4 | 19 | 0.59 | 0.59 | 0.54 | 0 | 0.59 | 0.54 | 0 | 0 | 0 | 0 | 0 | 0 | 0
1998 | 4 | 20 | 0.01 | 0.01 | 0 | 0 | 0.01 | 0 | 0 | 0 | 0 | 0 | 0 | 0 | 0
1998 | 4 | 21 | 0 | 0 | 0 | 0 | 0 | 0 | 0 | 0 | 0 | 0 | 0 | 0 | 0
1998 | 4 | 22 | 0 | 0 | 0 | 0 | 0 | 0 | 0 | 0 | 0 | 0 | 0 | 0 | 0
1998 | 4 | 23 | 0 | 0 | 0 | 0 | 0 | 0 | 0 | 0 | 0 | 0 | 0 | 0 | 0
1998 | 4 | 24 | 0 | 0 | 0 | 0 | 0 | 0 | 0 | 0 | 0 | 0 | 0 | 0 | 0
1998 | 4 | 25 | 0 | 0 | 0 | 0 | 0 | 0 | 0 | 0 | 0 | 0 | 0 | 0 | 0
1998 | 4 | 26 | 0.03 | 0.03 | 0 | 0 | 0.03 | 0 | 0 | 0 | 0 | 0 | 0 | 0 | 0
1998 | 4 | 27 | 0.11 | 0.11 | 0.06 | 0 | 0.11 | 0.06 | 0 | 0 | 0 | 0 | 0 | 0 | 0
1998 | 4 | 28 | 0 | 0 | 0 | 0 | 0 | 0 | 0 | 0 | 0 | 0 | 0 | 0 | 0
1998 | 4 | 29 | 0 | 0 | 0 | 0 | 0 | 0 | 0 | 0 | 0 | 0 | 0 | 0 | 0
1998 | 4 | 30 | 0 | 0 | 0 | 0 | 0 | 0 | 0 | 0 | 0 | 0 | 0 | 0 | 0
1998 | 5 | 1 | 0.52 | 0.52 | 0.47 | 0 | 0.52 | 0.47 | 0 | 0 | 0 | 0 | 0 | 0 | 0
1998 | 5 | 2 | 0.5 | 0.5 | 0.45 | 0 | 0.5 | 0.45 | 0 | 0 | 0 | 0 | 0 | 0 | 0
1998 | 5 | 3 | 0.62 | 0.62 | 0.57 | 0 | 0.62 | 0.57 | 0 | 0 | 0 | 0 | 0 | 0 | 0
1998 | 5 | 4 | 0.01 | 0.01 | 0 | 0 | 0.01 | 0 | 0 | 0 | 0 | 0 | 0 | 0 | 0
1998 | 5 | 5 | 0.22 | 0.22 | 0.17 | 0 | 0.22 | 0.17 | 0 | 0 | 0 | 0 | 0 | 0 | 0
1998 | 5 | 6 | 0 | 0 | 0 | 0 | 0 | 0 | 0 | 0 | 0 | 0 | 0 | 0 | 0
1998 | 5 | 7 | 0.66 | 0.66 | 0.61 | 0 | 0.66 | 0.61 | 0 | 0 | 0 | 0 | 0 | 0 | 0
1998 | 5 | 8 | 0.35 | 0.35 | 0.3 | 0 | 0.35 | 0.3 | 0 | 0 | 0 | 0 | 0 | 0 | 0
1998 | 5 | 9 | 0.08 | 0.08 | 0.03 | 0 | 0.08 | 0.03 | 0 | 0 | 0 | 0 | 0 | 0 | 0
1998 | 5 | 10 | 0.06 | 0.06 | 0.01 | 0 | 0.06 | 0.01 | 0 | 0 | 0 | 0 | 0 | 0 | 0
1998 | 5 | 11 | 0.31 | 0.31 | 0.26 | 0 | 0.31 | 0.26 | 0 | 0 | 0 | 0 | 0 | 0 | 0
1998 | 5 | 12 | 0.54 | 0.54 | 0.49 | 0 | 0.54 | 0.49 | 0 | 0 | 0 | 0 | 0 | 0 | 0
1998 | 5 | 13 | 0 | 0 | 0 | 0 | 0 | 0 | 0 | 0 | 0 | 0 | 0 | 0 | 0
1998 | 5 | 14 | 0 | 0 | 0 | 0 | 0 | 0 | 0 | 0 | 0 | 0 | 0 | 0 | 0
1998 | 5 | 15 | 0 | 0 | 0 | 0 | 0 | 0 | 0 | 0 | 0 | 0 | 0 | 0 | 0
1998 | 5 | 16 | 0 | 0 | 0 | 0 | 0 | 0 | 0 | 0 | 0 | 0 | 0 | 0 | 0
1998 | 5 | 17 | 0 | 0 | 0 | 0 | 0 | 0 | 0 | 0 | 0 | 0 | 0 | 0 | 0
1998 | 5 | 18 | 0 | 0 | 0 | 0 | 0 | 0 | 0 | 0 | 0 | 0 | 0 | 0 | 0
1998 | 5 | 19 | 0 | 0 | 0 | 0 | 0 | 0 | 0 | 0 | 0 | 0 | 0 | 0 | 0
1998 | 5 | 20 | 0 | 0 | 0 | 0 | 0 | 0 | 0 | 0 | 0 | 0 | 0 | 0 | 0
1998 | 5 | 21 | 0 | 0 | 0 | 0 | 0 | 0 | 0 | 0 | 0 | 0 | 0 | 0 | 0
1998 | 5 | 22 | 0 | 0 | 0 | 0 | 0 | 0 | 0 | 0 | 0 | 0 | 0 | 0 | 0
1998 | 5 | 23 | 0 | 0 | 0 | 0 | 0 | 0 | 0 | 0 | 0 | 0 | 0 | 0 | 0
1998 | 5 | 24 | 0.09 | 0.09 | 0.04 | 0 | 0.09 | 0.04 | 0 | 0 | 0 | 0 | 0 | 0 | 0
1998 | 5 | 25 | 0.08 | 0.08 | 0.03 | 0 | 0.08 | 0.03 | 0 | 0 | 0 | 0 | 0 | 0 | 0
1998 | 5 | 26 | 0 | 0 | 0 | 0 | 0 | 0 | 0 | 0 | 0 | 0 | 0 | 0 | 0
1998 | 5 | 27 | 0.01 | 0.01 | 0 | 0 | 0.01 | 0 | 0 | 0 | 0 | 0 | 0 | 0 | 0
1998 | 5 | 28 | 0 | 0 | 0 | 0 | 0 | 0 | 0 | 0 | 0 | 0 | 0 | 0 | 0
1998 | 5 | 29 | 0 | 0 | 0 | 0 | 0 | 0 | 0 | 0 | 0 | 0 | 0 | 0 | 0
1998 | 5 | 30 | 0 | 0 | 0 | 0 | 0 | 0 | 0 | 0 | 0 | 0 | 0 | 0 | 0
1998 | 5 | 31 | 0 | 0 | 0 | 0 | 0 | 0 | 0 | 0 | 0 | 0 | 0 | 0 | 0
1998 | 6 | 1 | 0.04 | 0.04 | 0 | 0 | 0.04 | 0 | 0 | 0 | 0 | 0 | 0 | 0 | 0
1998 | 6 | 2 | 0.04 | 0.04 | 0 | 0 | 0.04 | 0 | 0 | 0 | 0 | 0 | 0 | 0 | 0
1998 | 6 | 3 | 0.02 | 0.02 | 0 | 0 | 0.02 | 0 | 0 | 0 | 0 | 0 | 0 | 0 | 0
1998 | 6 | 4 | 0 | 0 | 0 | 0 | 0 | 0 | 0 | 0 | 0 | 0 | 0 | 0 | 0
1998 | 6 | 5 | 0.08 | 0.08 | 0.03 | 0 | 0.08 | 0.03 | 0 | 0 | 0 | 0 | 0 | 0 | 0
1998 | 6 | 6 | 0 | 0 | 0 | 0 | 0 | 0 | 0 | 0 | 0 | 0 | 0 | 0 | 0
1998 | 6 | 7 | 0 | 0 | 0 | 0 | 0 | 0 | 0 | 0 | 0 | 0 | 0 | 0 | 0
1998 | 6 | 8 | 0 | 0 | 0 | 0 | 0 | 0 | 0 | 0 | 0 | 0 | 0 | 0 | 0
1998 | 6 | 9 | 0.27 | 0.27 | 0.22 | 0 | 0.27 | 0.22 | 0 | 0 | 0 | 0 | 0 | 0 | 0
1998 | 6 | 10 | 0.07 | 0.07 | 0.02 | 0 | 0.07 | 0.02 | 0 | 0 | 0 | 0 | 0 | 0 | 0
1998 | 6 | 11 | 0.07 | 0.07 | 0.02 | 0 | 0.07 | 0.02 | 0 | 0 | 0 | 0 | 0 | 0 | 0
1998 | 6 | 12 | 0.71 | 0.71 | 0.66 | 0 | 0.71 | 0.66 | 0 | 0 | 0 | 0 | 0 | 0 | 0
1998 | 6 | 13 | 0.44 | 0.44 | 0.39 | 0 | 0.44 | 0.39 | 0 | 0 | 0 | 0 | 0 | 0 | 0
1998 | 6 | 14 | 0 | 0 | 0 | 0 | 0 | 0 | 0 | 0 | 0 | 0 | 0 | 0 | 0
1998 | 6 | 15 | 1.35 | 1 | 0.95 | 0 | 1 | 0.95 | 0 | 0 | 0 | 0 | 0 | 0 | 0
1998 | 6 | 16 | 0.06 | 0.06 | 0.01 | 0 | 0.06 | 0.01 | 0 | 0 | 0 | 0 | 0 | 0 | 0
1998 | 6 | 17 | 0 | 0 | 0 | 0 | 0 | 0 | 0 | 0 | 0 | 0 | 0 | 0 | 0
1998 | 6 | 18 | 0 | 0 | 0 | 0 | 0 | 0 | 0 | 0 | 0 | 0 | 0 | 0 | 0
1998 | 6 | 19 | 0.02 | 0.02 | 0 | 0 | 0.02 | 0 | 0 | 0 | 0 | 0 | 0 | 0 | 0
1998 | 6 | 20 | 0.15 | 0.15 | 0.1 | 0 | 0.15 | 0.1 | 0 | 0 | 0 | 0 | 0 | 0 | 0
1998 | 6 | 21 | 0 | 0 | 0 | 0 | 0 | 0 | 0 | 0 | 0 | 0 | 0 | 0 | 0
1998 | 6 | 22 | 0.08 | 0.08 | 0.03 | 0 | 0.08 | 0.03 | 0 | 0 | 0 | 0 | 0 | 0 | 0
1998 | 6 | 23 | 0.82 | 0.82 | 0.77 | 0 | 0.82 | 0.77 | 0 | 0 | 0 | 0 | 0 | 0 | 0
1998 | 6 | 24 | 0 | 0 | 0 | 0 | 0 | 0 | 0 | 0 | 0 | 0 | 0 | 0 | 0
1998 | 6 | 25 | 0 | 0 | 0 | 0 | 0 | 0 | 0 | 0 | 0 | 0 | 0 | 0 | 0
1998 | 6 | 26 | 0 | 0 | 0 | 0 | 0 | 0 | 0 | 0 | 0 | 0 | 0 | 0 | 0
1998 | 6 | 27 | 0.03 | 0.03 | 0 | 0 | 0.03 | 0 | 0 | 0 | 0 | 0 | 0 | 0 | 0
1998 | 6 | 28 | 0.15 | 0.15 | 0.1 | 0 | 0.15 | 0.1 | 0 | 0 | 0 | 0 | 0 | 0 | 0
1998 | 6 | 29 | 0 | 0 | 0 | 0 | 0 | 0 | 0 | 0 | 0 | 0 | 0 | 0 | 0
1998 | 6 | 30 | 0.02 | 0.02 | 0 | 0 | 0.02 | 0 | 0 | 0 | 0 | 0 | 0 | 0 | 0
1998 | 7 | 1 | 0 | 0 | 0 | 0 | 0 | 0 | 0 | 0 | 0 | 0 | 0 | 0 | 0
1998 | 7 | 2 | 0 | 0 | 0 | 0 | 0 | 0 | 0 | 0 | 0 | 0 | 0 | 0 | 0
1998 | 7 | 3 | 0 | 0 | 0 | 0 | 0 | 0 | 0 | 0 | 0 | 0 | 0 | 0 | 0
1998 | 7 | 4 | 0 | 0 | 0 | 0 | 0 | 0 | 0 | 0 | 0 | 0 | 0 | 0 | 0
1998 | 7 | 5 | 0 | 0 | 0 | 0 | 0 | 0 | 0 | 0 | 0 | 0 | 0 | 0 | 0
1998 | 7 | 6 | 0 | 0 | 0 | 0 | 0 | 0 | 0 | 0 | 0 | 0 | 0 | 0 | 0
1998 | 7 | 7 | 0 | 0 | 0 | 0 | 0 | 0 | 0 | 0 | 0 | 0 | 0 | 0 | 0
1998 | 7 | 8 | 0.85 | 0.85 | 0.8 | 0 | 0.85 | 0.8 | 0 | 0 | 0 | 0 | 0 | 0 | 0
1998 | 7 | 9 | 0 | 0 | 0 | 0 | 0 | 0 | 0 | 0 | 0 | 0 | 0 | 0 | 0
1998 | 7 | 10 | 0 | 0 | 0 | 0 | 0 | 0 | 0 | 0 | 0 | 0 | 0 | 0 | 0
1998 | 7 | 11 | 0 | 0 | 0 | 0 | 0 | 0 | 0 | 0 | 0 | 0 | 0 | 0 | 0
1998 | 7 | 12 | 0 | 0 | 0 | 0 | 0 | 0 | 0 | 0 | 0 | 0 | 0 | 0 | 0
1998 | 7 | 13 | 0 | 0 | 0 | 0 | 0 | 0 | 0 | 0 | 0 | 0 | 0 | 0 | 0
1998 | 7 | 14 | 0 | 0 | 0 | 0 | 0 | 0 | 0 | 0 | 0 | 0 | 0 | 0 | 0
1998 | 7 | 15 | 0 | 0 | 0 | 0 | 0 | 0 | 0 | 0 | 0 | 0 | 0 | 0 | 0
1998 | 7 | 16 | 0 | 0 | 0 | 0 | 0 | 0 | 0 | 0 | 0 | 0 | 0 | 0 | 0
1998 | 7 | 17 | 0.01 | 0.01 | 0 | 0 | 0.01 | 0 | 0 | 0 | 0 | 0 | 0 | 0 | 0
1998 | 7 | 18 | 0 | 0 | 0 | 0 | 0 | 0 | 0 | 0 | 0 | 0 | 0 | 0 | 0
1998 | 7 | 19 | 0 | 0 | 0 | 0 | 0 | 0 | 0 | 0 | 0 | 0 | 0 | 0 | 0
1998 | 7 | 20 | 0 | 0 | 0 | 0 | 0 | 0 | 0 | 0 | 0 | 0 | 0 | 0 | 0
1998 | 7 | 21 | 0.33 | 0.33 | 0.28 | 0 | 0.33 | 0.28 | 0 | 0 | 0 | 0 | 0 | 0 | 0
1998 | 7 | 22 | 0 | 0 | 0 | 0 | 0 | 0 | 0 | 0 | 0 | 0 | 0 | 0 | 0
1998 | 7 | 23 | 0.14 | 0.14 | 0.09 | 0 | 0.14 | 0.09 | 0 | 0 | 0 | 0 | 0 | 0 | 0
1998 | 7 | 24 | 0 | 0 | 0 | 0 | 0 | 0 | 0 | 0 | 0 | 0 | 0 | 0 | 0
1998 | 7 | 25 | 0 | 0 | 0 | 0 | 0 | 0 | 0 | 0 | 0 | 0 | 0 | 0 | 0
1998 | 7 | 26 | 0.03 | 0.03 | 0 | 0 | 0.03 | 0 | 0 | 0 | 0 | 0 | 0 | 0 | 0
1998 | 7 | 27 | 0 | 0 | 0 | 0 | 0 | 0 | 0 | 0 | 0 | 0 | 0 | 0 | 0
1998 | 7 | 28 | 0 | 0 | 0 | 0 | 0 | 0 | 0 | 0 | 0 | 0 | 0 | 0 | 0
1998 | 7 | 29 | 0 | 0 | 0 | 0 | 0 | 0 | 0 | 0 | 0 | 0 | 0 | 0 | 0
1998 | 7 | 30 | 0.16 | 0.16 | 0.11 | 0 | 0.16 | 0.11 | 0 | 0 | 0 | 0 | 0 | 0 | 0
1998 | 7 | 31 | 0.27 | 0.27 | 0.22 | 0 | 0.27 | 0.22 | 0 | 0 | 0 | 0 | 0 | 0 | 0
1998 | 8 | 1 | 0 | 0 | 0 | 0 | 0 | 0 | 0 | 0 | 0 | 0 | 0 | 0 | 0
1998 | 8 | 2 | 0 | 0 | 0 | 0 | 0 | 0 | 0 | 0 | 0 | 0 | 0 | 0 | 0
1998 | 8 | 3 | 0 | 0 | 0 | 0 | 0 | 0 | 0 | 0 | 0 | 0 | 0 | 0 | 0
1998 | 8 | 4 | 0 | 0 | 0 | 0 | 0 | 0 | 0 | 0 | 0 | 0 | 0 | 0 | 0
1998 | 8 | 5 | 0 | 0 | 0 | 0 | 0 | 0 | 0 | 0 | 0 | 0 | 0 | 0 | 0
1998 | 8 | 6 | 0 | 0 | 0 | 0 | 0 | 0 | 0 | 0 | 0 | 0 | 0 | 0 | 0
1998 | 8 | 7 | 0 | 0 | 0 | 0 | 0 | 0 | 0 | 0 | 0 | 0 | 0 | 0 | 0
1998 | 8 | 8 | 0 | 0 | 0 | 0 | 0 | 0 | 0 | 0 | 0 | 0 | 0 | 0 | 0
1998 | 8 | 9 | 0 | 0 | 0 | 0 | 0 | 0 | 0 | 0 | 0 | 0 | 0 | 0 | 0
1998 | 8 | 10 | 0.25 | 0.25 | 0.2 | 0 | 0.25 | 0.2 | 0 | 0 | 0 | 0 | 0 | 0 | 0
1998 | 8 | 11 | 0 | 0 | 0 | 0 | 0 | 0 | 0 | 0 | 0 | 0 | 0 | 0 | 0
1998 | 8 | 12 | 0 | 0 | 0 | 0 | 0 | 0 | 0 | 0 | 0 | 0 | 0 | 0 | 0
1998 | 8 | 13 | 0 | 0 | 0 | 0 | 0 | 0 | 0 | 0 | 0 | 0 | 0 | 0 | 0
1998 | 8 | 14 | 0 | 0 | 0 | 0 | 0 | 0 | 0 | 0 | 0 | 0 | 0 | 0 | 0
1998 | 8 | 15 | 0 | 0 | 0 | 0 | 0 | 0 | 0 | 0 | 0 | 0 | 0 | 0 | 0
1998 | 8 | 16 | 0.01 | 0.01 | 0 | 0 | 0.01 | 0 | 0 | 0 | 0 | 0 | 0 | 0 | 0
1998 | 8 | 17 | 0.33 | 0.33 | 0.28 | 0 | 0.33 | 0.28 | 0 | 0 | 0 | 0 | 0 | 0 | 0
1998 | 8 | 18 | 0 | 0 | 0 | 0 | 0 | 0 | 0 | 0 | 0 | 0 | 0 | 0 | 0
1998 | 8 | 19 | 0 | 0 | 0 | 0 | 0 | 0 | 0 | 0 | 0 | 0 | 0 | 0 | 0
1998 | 8 | 20 | 0 | 0 | 0 | 0 | 0 | 0 | 0 | 0 | 0 | 0 | 0 | 0 | 0
1998 | 8 | 21 | 0 | 0 | 0 | 0 | 0 | 0 | 0 | 0 | 0 | 0 | 0 | 0 | 0
1998 | 8 | 22 | 0 | 0 | 0 | 0 | 0 | 0 | 0 | 0 | 0 | 0 | 0 | 0 | 0
1998 | 8 | 23 | 0 | 0 | 0 | 0 | 0 | 0 | 0 | 0 | 0 | 0 | 0 | 0 | 0
1998 | 8 | 24 | 0 | 0 | 0 | 0 | 0 | 0 | 0 | 0 | 0 | 0 | 0 | 0 | 0
1998 | 8 | 25 | 0 | 0 | 0 | 0 | 0 | 0 | 0 | 0 | 0 | 0 | 0 | 0 | 0
1998 | 8 | 26 | 0 | 0 | 0 | 0 | 0 | 0 | 0 | 0 | 0 | 0 | 0 | 0 | 0
1998 | 8 | 27 | 0 | 0 | 0 | 0 | 0 | 0 | 0 | 0 | 0 | 0 | 0 | 0 | 0
1998 | 8 | 28 | 0 | 0 | 0 | 0 | 0 | 0 | 0 | 0 | 0 | 0 | 0 | 0 | 0
1998 | 8 | 29 | 0 | 0 | 0 | 0 | 0 | 0 | 0 | 0 | 0 | 0 | 0 | 0 | 0
1998 | 8 | 30 | 0 | 0 | 0 | 0 | 0 | 0 | 0 | 0 | 0 | 0 | 0 | 0 | 0
1998 | 8 | 31 | 0 | 0 | 0 | 0 | 0 | 0 | 0 | 0 | 0 | 0 | 0 | 0 | 0
1998 | 9 | 1 | 0 | 0 | 0 | 0 | 0 | 0 | 0 | 0 | 0 | 0 | 0 | 0 | 0
1998 | 9 | 2 | 0 | 0 | 0 | 0 | 0 | 0 | 0 | 0 | 0 | 0 | 0 | 0 | 0
1998 | 9 | 3 | 0 | 0 | 0 | 0 | 0 | 0 | 0 | 0 | 0 | 0 | 0 | 0 | 0
1998 | 9 | 4 | 0 | 0 | 0 | 0 | 0 | 0 | 0 | 0 | 0 | 0 | 0 | 0 | 0
1998 | 9 | 5 | 0 | 0 | 0 | 0 | 0 | 0 | 0 | 0 | 0 | 0 | 0 | 0 | 0
1998 | 9 | 6 | 0 | 0 | 0 | 0 | 0 | 0 | 0 | 0 | 0 | 0 | 0 | 0 | 0
1998 | 9 | 7 | 0.25 | 0.25 | 0.2 | 0 | 0.25 | 0.2 | 0 | 0 | 0 | 0 | 0 | 0 | 0
1998 | 9 | 8 | 0.12 | 0.12 | 0.07 | 0 | 0.12 | 0.07 | 0 | 0 | 0 | 0 | 0 | 0 | 0
1998 | 9 | 9 | 0 | 0 | 0 | 0 | 0 | 0 | 0 | 0 | 0 | 0 | 0 | 0 | 0
1998 | 9 | 10 | 0 | 0 | 0 | 0 | 0 | 0 | 0 | 0 | 0 | 0 | 0 | 0 | 0
1998 | 9 | 11 | 0 | 0 | 0 | 0 | 0 | 0 | 0 | 0 | 0 | 0 | 0 | 0 | 0
1998 | 9 | 12 | 0 | 0 | 0 | 0 | 0 | 0 | 0 | 0 | 0 | 0 | 0 | 0 | 0
1998 | 9 | 13 | 0 | 0 | 0 | 0 | 0 | 0 | 0 | 0 | 0 | 0 | 0 | 0 | 0
1998 | 9 | 14 | 0 | 0 | 0 | 0 | 0 | 0 | 0 | 0 | 0 | 0 | 0 | 0 | 0
1998 | 9 | 15 | 0 | 0 | 0 | 0 | 0 | 0 | 0 | 0 | 0 | 0 | 0 | 0 | 0
1998 | 9 | 16 | 0 | 0 | 0 | 0 | 0 | 0 | 0 | 0 | 0 | 0 | 0 | 0 | 0
1998 | 9 | 17 | 0.1 | 0.1 | 0.05 | 0 | 0.1 | 0.05 | 0 | 0 | 0 | 0 | 0 | 0 | 0
1998 | 9 | 18 | 0 | 0 | 0 | 0 | 0 | 0 | 0 | 0 | 0 | 0 | 0 | 0 | 0
1998 | 9 | 19 | 0 | 0 | 0 | 0 | 0 | 0 | 0 | 0 | 0 | 0 | 0 | 0 | 0
1998 | 9 | 20 | 0 | 0 | 0 | 0 | 0 | 0 | 0 | 0 | 0 | 0 | 0 | 0 | 0
1998 | 9 | 21 | 0.06 | 0.06 | 0.01 | 0 | 0.06 | 0.01 | 0 | 0 | 0 | 0 | 0 | 0 | 0
1998 | 9 | 22 | 1.24 | 1 | 0.95 | 0 | 1 | 0.95 | 0 | 0 | 0 | 0 | 0 | 0 | 0
1998 | 9 | 23 | 0 | 0 | 0 | 0 | 0 | 0 | 0 | 0 | 0 | 0 | 0 | 0 | 0
1998 | 9 | 24 | 0 | 0 | 0 | 0 | 0 | 0 | 0 | 0 | 0 | 0 | 0 | 0 | 0
1998 | 9 | 25 | 0.03 | 0.03 | 0 | 0 | 0.03 | 0 | 0 | 0 | 0 | 0 | 0 | 0 | 0
1998 | 9 | 26 | 0 | 0 | 0 | 0 | 0 | 0 | 0 | 0 | 0 | 0 | 0 | 0 | 0
1998 | 9 | 27 | 0 | 0 | 0 | 0 | 0 | 0 | 0 | 0 | 0 | 0 | 0 | 0 | 0
1998 | 9 | 28 | 0 | 0 | 0 | 0 | 0 | 0 | 0 | 0 | 0 | 0 | 0 | 0 | 0
1998 | 9 | 29 | 0 | 0 | 0 | 0 | 0 | 0 | 0 | 0 | 0 | 0 | 0 | 0 | 0
1998 | 9 | 30 | 0.03 | 0.03 | 0 | 0 | 0.03 | 0 | 0 | 0 | 0 | 0 | 0 | 0 | 0
1998 | 10 | 1 | 0 | 0 | 0 | 0 | 0 | 0 | 0 | 0 | 0 | 0 | 0 | 0 | 0
1998 | 10 | 2 | 0 | 0 | 0 | 0 | 0 | 0 | 0 | 0 | 0 | 0 | 0 | 0 | 0
1998 | 10 | 3 | 0.01 | 0.01 | 0 | 0 | 0.01 | 0 | 0 | 0 | 0 | 0 | 0 | 0 | 0
1998 | 10 | 4 | 0.01 | 0.01 | 0 | 0 | 0.01 | 0 | 0 | 0 | 0 | 0 | 0 | 0 | 0
1998 | 10 | 5 | 0 | 0 | 0 | 0 | 0 | 0 | 0 | 0 | 0 | 0 | 0 | 0 | 0
1998 | 10 | 6 | 0 | 0 | 0 | 0 | 0 | 0 | 0 | 0 | 0 | 0 | 0 | 0 | 0
1998 | 10 | 7 | 0 | 0 | 0 | 0 | 0 | 0 | 0 | 0 | 0 | 0 | 0 | 0 | 0
1998 | 10 | 8 | 0.55 | 0.55 | 0.5 | 0 | 0.55 | 0.5 | 0 | 0 | 0 | 0 | 0 | 0 | 0
1998 | 10 | 9 | 0 | 0 | 0 | 0 | 0 | 0 | 0 | 0 | 0 | 0 | 0 | 0 | 0
1998 | 10 | 10 | 0 | 0 | 0 | 0 | 0 | 0 | 0 | 0 | 0 | 0 | 0 | 0 | 0
1998 | 10 | 11 | 0 | 0 | 0 | 0 | 0 | 0 | 0 | 0 | 0 | 0 | 0 | 0 | 0
1998 | 10 | 12 | 0 | 0 | 0 | 0 | 0 | 0 | 0 | 0 | 0 | 0 | 0 | 0 | 0
1998 | 10 | 13 | 0 | 0 | 0 | 0 | 0 | 0 | 0 | 0 | 0 | 0 | 0 | 0 | 0
1998 | 10 | 14 | 0 | 0 | 0 | 0 | 0 | 0 | 0 | 0 | 0 | 0 | 0 | 0 | 0
1998 | 10 | 15 | 0 | 0 | 0 | 0 | 0 | 0 | 0 | 0 | 0 | 0 | 0 | 0 | 0
1998 | 10 | 16 | 0 | 0 | 0 | 0 | 0 | 0 | 0 | 0 | 0 | 0 | 0 | 0 | 0
1998 | 10 | 17 | 0 | 0 | 0 | 0 | 0 | 0 | 0 | 0 | 0 | 0 | 0 | 0 | 0
1998 | 10 | 18 | 0 | 0 | 0 | 0 | 0 | 0 | 0 | 0 | 0 | 0 | 0 | 0 | 0
1998 | 10 | 19 | 0.01 | 0.01 | 0 | 0 | 0.01 | 0 | 0 | 0 | 0 | 0 | 0 | 0 | 0
1998 | 10 | 20 | 0 | 0 | 0 | 0 | 0 | 0 | 0 | 0 | 0 | 0 | 0 | 0 | 0
1998 | 10 | 21 | 0 | 0 | 0 | 0 | 0 | 0 | 0 | 0 | 0 | 0 | 0 | 0 | 0
1998 | 10 | 22 | 0.01 | 0.01 | 0 | 0 | 0.01 | 0 | 0 | 0 | 0 | 0 | 0 | 0 | 0
1998 | 10 | 23 | 0 | 0 | 0 | 0 | 0 | 0 | 0 | 0 | 0 | 0 | 0 | 0 | 0
1998 | 10 | 24 | 0 | 0 | 0 | 0 | 0 | 0 | 0 | 0 | 0 | 0 | 0 | 0 | 0
1998 | 10 | 25 | 0 | 0 | 0 | 0 | 0 | 0 | 0 | 0 | 0 | 0 | 0 | 0 | 0
1998 | 10 | 26 | 0 | 0 | 0 | 0 | 0 | 0 | 0 | 0 | 0 | 0 | 0 | 0 | 0
1998 | 10 | 27 | 0 | 0 | 0 | 0 | 0 | 0 | 0 | 0 | 0 | 0 | 0 | 0 | 0
1998 | 10 | 28 | 0 | 0 | 0 | 0 | 0 | 0 | 0 | 0 | 0 | 0 | 0 | 0 | 0
1998 | 10 | 29 | 0 | 0 | 0 | 0 | 0 | 0 | 0 | 0 | 0 | 0 | 0 | 0 | 0
1998 | 10 | 30 | 0 | 0 | 0 | 0 | 0 | 0 | 0 | 0 | 0 | 0 | 0 | 0 | 0
1998 | 10 | 31 | 0 | 0 | 0 | 0 | 0 | 0 | 0 | 0 | 0 | 0 | 0 | 0 | 0
1998 | 11 | 1 | 0 | 0 | 0 | 0 | 0 | 0 | 0 | 0 | 0 | 0 | 0 | 0 | 0
1998 | 11 | 2 | 0 | 0 | 0 | 0 | 0 | 0 | 0 | 0 | 0 | 0 | 0 | 0 | 0
1998 | 11 | 3 | 0.18 | 0.18 | 0.13 | 0 | 0.18 | 0.13 | 0 | 0 | 0 | 0 | 0 | 0 | 0
1998 | 11 | 4 | 0 | 0 | 0 | 0 | 0 | 0 | 0 | 0 | 0 | 0 | 0 | 0 | 0
1998 | 11 | 5 | 0 | 0 | 0 | 0 | 0 | 0 | 0 | 0 | 0 | 0 | 0 | 0 | 0
1998 | 11 | 6 | 0 | 0 | 0 | 0 | 0 | 0 | 0 | 0 | 0 | 0 | 0 | 0 | 0
1998 | 11 | 7 | 0 | 0 | 0 | 0 | 0 | 0 | 0 | 0 | 0 | 0 | 0 | 0 | 0
1998 | 11 | 8 | 0.01 | 0.01 | 0 | 0 | 0.01 | 0 | 0 | 0 | 0 | 0 | 0 | 0 | 0
1998 | 11 | 9 | 0 | 0 | 0 | 0 | 0 | 0 | 0 | 0 | 0 | 0 | 0 | 0 | 0
1998 | 11 | 10 | 0.03 | 0.03 | 0 | 0 | 0.03 | 0 | 0 | 0 | 0 | 0 | 0 | 0 | 0
1998 | 11 | 11 | 0.2 | 0.2 | 0.15 | 0 | 0.2 | 0.15 | 0 | 0 | 0 | 0 | 0 | 0 | 0
1998 | 11 | 12 | 0 | 0 | 0 | 0 | 0 | 0 | 0 | 0 | 0 | 0 | 0 | 0 | 0
1998 | 11 | 13 | 0 | 0 | 0 | 0 | 0 | 0 | 0 | 0 | 0 | 0 | 0 | 0 | 0
1998 | 11 | 14 | 0 | 0 | 0 | 0 | 0 | 0 | 0 | 0 | 0 | 0 | 0 | 0 | 0
1998 | 11 | 15 | 0 | 0 | 0 | 0 | 0 | 0 | 0 | 0 | 0 | 0 | 0 | 0 | 0
1998 | 11 | 16 | 0 | 0 | 0 | 0 | 0 | 0 | 0 | 0 | 0 | 0 | 0 | 0 | 0
1998 | 11 | 17 | 0 | 0 | 0 | 0 | 0 | 0 | 0 | 0 | 0 | 0 | 0 | 0 | 0
1998 | 11 | 18 | 0 | 0 | 0 | 0 | 0 | 0 | 0 | 0 | 0 | 0 | 0 | 0 | 0
1998 | 11 | 19 | 0 | 0 | 0 | 0 | 0 | 0 | 0 | 0 | 0 | 0 | 0 | 0 | 0
1998 | 11 | 20 | 0.08 | 0.08 | 0.03 | 0 | 0.08 | 0.03 | 0 | 0 | 0 | 0 | 0 | 0 | 0
1998 | 11 | 21 | 0 | 0 | 0 | 0 | 0 | 0 | 0 | 0 | 0 | 0 | 0 | 0 | 0
1998 | 11 | 22 | 0 | 0 | 0 | 0 | 0 | 0 | 0 | 0 | 0 | 0 | 0 | 0 | 0
1998 | 11 | 23 | 0 | 0 | 0 | 0 | 0 | 0 | 0 | 0 | 0 | 0 | 0 | 0 | 0
1998 | 11 | 24 | 0 | 0 | 0 | 0 | 0 | 0 | 0 | 0 | 0 | 0 | 0 | 0 | 0
1998 | 11 | 25 | 0.02 | 0.02 | 0 | 0 | 0.02 | 0 | 0 | 0 | 0 | 0 | 0 | 0 | 0
1998 | 11 | 26 | 0.39 | 0.39 | 0.34 | 0 | 0.39 | 0.34 | 0 | 0 | 0 | 0 | 0 | 0 | 0
1998 | 11 | 27 | 0 | 0 | 0 | 0 | 0 | 0 | 0 | 0 | 0 | 0 | 0 | 0 | 0
1998 | 11 | 28 | 0 | 0 | 0 | 0 | 0 | 0 | 0 | 0 | 0 | 0 | 0 | 0 | 0
1998 | 11 | 29 | 0 | 0 | 0 | 0 | 0 | 0 | 0 | 0 | 0 | 0 | 0 | 0 | 0
1998 | 11 | 30 | 0 | 0 | 0 | 0 | 0 | 0 | 0 | 0 | 0 | 0 | 0 | 0 | 0
1998 | 12 | 1 | 0 | 0 | 0 | 0 | 0 | 0 | 0 | 0 | 0 | 0 | 0 | 0 | 0
1998 | 12 | 2 | 0 | 0 | 0 | 0 | 0 | 0 | 0 | 0 | 0 | 0 | 0 | 0 | 0
1998 | 12 | 3 | 0 | 0 | 0 | 0 | 0 | 0 | 0 | 0 | 0 | 0 | 0 | 0 | 0
1998 | 12 | 4 | 0 | 0 | 0 | 0 | 0 | 0 | 0 | 0 | 0 | 0 | 0 | 0 | 0
1998 | 12 | 5 | 0 | 0 | 0 | 0 | 0 | 0 | 0 | 0 | 0 | 0 | 0 | 0 | 0
1998 | 12 | 6 | 0 | 0 | 0 | 0 | 0 | 0 | 0 | 0 | 0 | 0 | 0 | 0 | 0
1998 | 12 | 7 | 0.05 | 0.05 | 0 | 0 | 0.05 | 0 | 0 | 0 | 0 | 0 | 0 | 0 | 0
1998 | 12 | 8 | 0.69 | 0.69 | 0.64 | 0 | 0.69 | 0.64 | 0 | 0 | 0 | 0 | 0 | 0 | 0
1998 | 12 | 9 | 0.21 | 0.21 | 0.16 | 0 | 0.21 | 0.16 | 0 | 0 | 0 | 0 | 0 | 0 | 0
1998 | 12 | 10 | 0 | 0 | 0 | 0 | 0 | 0 | 0 | 0 | 0 | 0 | 0 | 0 | 0
1998 | 12 | 11 | 0 | 0 | 0 | 0 | 0 | 0 | 0 | 0 | 0 | 0 | 0 | 0 | 0
1998 | 12 | 12 | 0.01 | 0.01 | 0 | 0 | 0.01 | 0 | 0 | 0 | 0 | 0 | 0 | 0 | 0
1998 | 12 | 13 | 0.53 | 0.53 | 0.48 | 0 | 0.53 | 0.48 | 0 | 0 | 0 | 0 | 0 | 0 | 0
1998 | 12 | 14 | 0 | 0 | 0 | 0 | 0 | 0 | 0 | 0 | 0 | 0 | 0 | 0 | 0
1998 | 12 | 15 | 0 | 0 | 0 | 0 | 0 | 0 | 0 | 0 | 0 | 0 | 0 | 0 | 0
1998 | 12 | 16 | 0 | 0 | 0 | 0 | 0 | 0 | 0 | 0 | 0 | 0 | 0 | 0 | 0
1998 | 12 | 17 | 0 | 0 | 0 | 0 | 0 | 0 | 0 | 0 | 0 | 0 | 0 | 0 | 0
1998 | 12 | 18 | 0 | 0 | 0 | 0 | 0 | 0 | 0 | 0 | 0 | 0 | 0 | 0 | 0
1998 | 12 | 19 | 0 | 0 | 0 | 0 | 0 | 0 | 0 | 0 | 0 | 0 | 0 | 0 | 0
1998 | 12 | 20 | 0 | 0 | 0 | 0 | 0 | 0 | 0 | 0 | 0 | 0 | 0 | 0 | 0
1998 | 12 | 21 | 0 | 0 | 0 | 0 | 0 | 0 | 0 | 0 | 0 | 0 | 0 | 0 | 0
1998 | 12 | 22 | 0.02 | 0.02 | 0 | 0 | 0.02 | 0 | 0 | 0 | 0 | 0 | 0 | 0 | 0
1998 | 12 | 23 | 0.15 | 0.15 | 0.1 | 0 | 0.15 | 0.1 | 0 | 0 | 0 | 0 | 0 | 0 | 0
1998 | 12 | 24 | 0.01 | 0.01 | 0 | 0 | 0.01 | 0 | 0 | 0 | 0 | 0 | 0 | 0 | 0
1998 | 12 | 25 | 0 | 0 | 0 | 0 | 0 | 0 | 0 | 0 | 0 | 0 | 0 | 0 | 0
1998 | 12 | 26 | 0 | 0 | 0 | 0 | 0 | 0 | 0 | 0 | 0 | 0 | 0 | 0 | 0
1998 | 12 | 27 | 0 | 0 | 0 | 0 | 0 | 0 | 0 | 0 | 0 | 0 | 0 | 0 | 0
1998 | 12 | 28 | 0 | 0 | 0 | 0 | 0 | 0 | 0 | 0 | 0 | 0 | 0 | 0 | 0
1998 | 12 | 29 | 0.04 | 0.04 | 0 | 0 | 0.04 | 0 | 0 | 0 | 0 | 0 | 0 | 0 | 0
1998 | 12 | 30 | 0.03 | 0.03 | 0 | 0 | 0.03 | 0 | 0 | 0 | 0 | 0 | 0 | 0 | 0
1998 | 12 | 31 | 0 | 0 | 0 | 0 | 0 | 0 | 0 | 0 | 0 | 0 | 0 | 0 | 0
1999 | 1 | 1 | 0 | 0 | 0 | 0 | 0 | 0 | 0 | 0 | 0 | 0 | 0 | 0 | 0
1999 | 1 | 2 | 0.02 | 0.02 | 0 | 0 | 0.02 | 0 | 0 | 0 | 0 | 0 | 0 | 0 | 0
1999 | 1 | 3 | 1.14 | 1 | 0.95 | 0 | 1 | 0.95 | 0 | 0 | 0 | 0 | 0 | 0 | 0
1999 | 1 | 4 | 0 | 0 | 0 | 0 | 0 | 0 | 0 | 0 | 0 | 0 | 0 | 0 | 0
1999 | 1 | 5 | 0 | 0 | 0 | 0 | 0 | 0 | 0 | 0 | 0 | 0 | 0 | 0 | 0
1999 | 1 | 6 | 0 | 0 | 0 | 0 | 0 | 0 | 0 | 0 | 0 | 0 | 0 | 0 | 0
1999 | 1 | 7 | 0 | 0 | 0 | 0 | 0 | 0 | 0 | 0 | 0 | 0 | 0 | 0 | 0
1999 | 1 | 8 | 0.37 | 0.37 | 0.32 | 0 | 0.37 | 0.32 | 0 | 0 | 0 | 0 | 0 | 0 | 0
1999 | 1 | 9 | 0.04 | 0.04 | 0 | 0 | 0.04 | 0 | 0 | 0 | 0 | 0 | 0 | 0 | 0
1999 | 1 | 10 | 0 | 0 | 0 | 0 | 0 | 0 | 0 | 0 | 0 | 0 | 0 | 0 | 0
1999 | 1 | 11 | 0 | 0 | 0 | 0 | 0 | 0 | 0 | 0 | 0 | 0 | 0 | 0 | 0
1999 | 1 | 12 | 0 | 0 | 0 | 0 | 0 | 0 | 0 | 0 | 0 | 0 | 0 | 0 | 0
1999 | 1 | 13 | 0 | 0 | 0 | 0 | 0 | 0 | 0 | 0 | 0 | 0 | 0 | 0 | 0
1999 | 1 | 14 | 0.19 | 0.19 | 0.14 | 0 | 0.19 | 0.14 | 0 | 0 | 0 | 0 | 0 | 0 | 0
1999 | 1 | 15 | 0.75 | 0.75 | 0.7 | 0 | 0.75 | 0.7 | 0 | 0 | 0 | 0 | 0 | 0 | 0
1999 | 1 | 16 | 0 | 0 | 0 | 0 | 0 | 0 | 0 | 0 | 0 | 0 | 0 | 0 | 0
1999 | 1 | 17 | 0 | 0 | 0 | 0 | 0 | 0 | 0 | 0 | 0 | 0 | 0 | 0 | 0
1999 | 1 | 18 | 0.79 | 0.79 | 0.74 | 0 | 0.79 | 0.74 | 0 | 0 | 0 | 0 | 0 | 0 | 0
1999 | 1 | 19 | 0 | 0 | 0 | 0 | 0 | 0 | 0 | 0 | 0 | 0 | 0 | 0 | 0
1999 | 1 | 20 | 0.01 | 0.01 | 0 | 0 | 0.01 | 0 | 0 | 0 | 0 | 0 | 0 | 0 | 0
1999 | 1 | 21 | 0.46 | 0.46 | 0.41 | 0 | 0.46 | 0.41 | 0 | 0 | 0 | 0 | 0 | 0 | 0
1999 | 1 | 22 | 0 | 0 | 0 | 0 | 0 | 0 | 0 | 0 | 0 | 0 | 0 | 0 | 0
1999 | 1 | 23 | 0.4 | 0.4 | 0.35 | 0 | 0.4 | 0.35 | 0 | 0 | 0 | 0 | 0 | 0 | 0
1999 | 1 | 24 | 1.25 | 1 | 0.95 | 0 | 1 | 0.95 | 0 | 0 | 0 | 0 | 0 | 0 | 0
1999 | 1 | 25 | 0 | 0 | 0 | 0 | 0 | 0 | 0 | 0 | 0 | 0 | 0 | 0 | 0
1999 | 1 | 26 | 0 | 0 | 0 | 0 | 0 | 0 | 0 | 0 | 0 | 0 | 0 | 0 | 0
1999 | 1 | 27 | 0 | 0 | 0 | 0 | 0 | 0 | 0 | 0 | 0 | 0 | 0 | 0 | 0
1999 | 1 | 28 | 0 | 0 | 0 | 0 | 0 | 0 | 0 | 0 | 0 | 0 | 0 | 0 | 0
1999 | 1 | 29 | 0 | 0 | 0 | 0 | 0 | 0 | 0 | 0 | 0 | 0 | 0 | 0 | 0
1999 | 1 | 30 | 0 | 0 | 0 | 0 | 0 | 0 | 0 | 0 | 0 | 0 | 0 | 0 | 0
1999 | 1 | 31 | 0 | 0 | 0 | 0 | 0 | 0 | 0 | 0 | 0 | 0 | 0 | 0 | 0
1999 | 2 | 1 | 0.07 | 0.07 | 0.02 | 0 | 0.07 | 0.02 | 0 | 0 | 0 | 0 | 0 | 0 | 0
1999 | 2 | 2 | 0.41 | 0.41 | 0.36 | 0 | 0.41 | 0.36 | 0 | 0 | 0 | 0 | 0 | 0 | 0
1999 | 2 | 3 | 0 | 0 | 0 | 0 | 0 | 0 | 0 | 0 | 0 | 0 | 0 | 0 | 0
1999 | 2 | 4 | 0.04 | 0.04 | 0 | 0 | 0.04 | 0 | 0 | 0 | 0 | 0 | 0 | 0 | 0
1999 | 2 | 5 | 0 | 0 | 0 | 0 | 0 | 0 | 0 | 0 | 0 | 0 | 0 | 0 | 0
1999 | 2 | 6 | 0.04 | 0.04 | 0 | 0 | 0.04 | 0 | 0 | 0 | 0 | 0 | 0 | 0 | 0
1999 | 2 | 7 | 0.02 | 0.02 | 0 | 0 | 0.02 | 0 | 0 | 0 | 0 | 0 | 0 | 0 | 0
1999 | 2 | 8 | 0 | 0 | 0 | 0 | 0 | 0 | 0 | 0 | 0 | 0 | 0 | 0 | 0
1999 | 2 | 9 | 0 | 0 | 0 | 0 | 0 | 0 | 0 | 0 | 0 | 0 | 0 | 0 | 0
1999 | 2 | 10 | 0 | 0 | 0 | 0 | 0 | 0 | 0 | 0 | 0 | 0 | 0 | 0 | 0
1999 | 2 | 11 | 0 | 0 | 0 | 0 | 0 | 0 | 0 | 0 | 0 | 0 | 0 | 0 | 0
1999 | 2 | 12 | 0.48 | 0.48 | 0.43 | 0 | 0.48 | 0.43 | 0 | 0 | 0 | 0 | 0 | 0 | 0
1999 | 2 | 13 | 0 | 0 | 0 | 0 | 0 | 0 | 0 | 0 | 0 | 0 | 0 | 0 | 0
1999 | 2 | 14 | 0 | 0 | 0 | 0 | 0 | 0 | 0 | 0 | 0 | 0 | 0 | 0 | 0
1999 | 2 | 15 | 0 | 0 | 0 | 0 | 0 | 0 | 0 | 0 | 0 | 0 | 0 | 0 | 0
1999 | 2 | 16 | 0 | 0 | 0 | 0 | 0 | 0 | 0 | 0 | 0 | 0 | 0 | 0 | 0
1999 | 2 | 17 | 0.14 | 0.14 | 0.09 | 0 | 0.14 | 0.09 | 0 | 0 | 0 | 0 | 0 | 0 | 0
1999 | 2 | 18 | 0.64 | 0.64 | 0.59 | 0 | 0.64 | 0.59 | 0 | 0 | 0 | 0 | 0 | 0 | 0
1999 | 2 | 19 | 0 | 0 | 0 | 0 | 0 | 0 | 0 | 0 | 0 | 0 | 0 | 0 | 0
1999 | 2 | 20 | 0 | 0 | 0 | 0 | 0 | 0 | 0 | 0 | 0 | 0 | 0 | 0 | 0
1999 | 2 | 21 | 0 | 0 | 0 | 0 | 0 | 0 | 0 | 0 | 0 | 0 | 0 | 0 | 0
1999 | 2 | 22 | 0 | 0 | 0 | 0 | 0 | 0 | 0 | 0 | 0 | 0 | 0 | 0 | 0
1999 | 2 | 23 | 0 | 0 | 0 | 0 | 0 | 0 | 0 | 0 | 0 | 0 | 0 | 0 | 0
1999 | 2 | 24 | 0 | 0 | 0 | 0 | 0 | 0 | 0 | 0 | 0 | 0 | 0 | 0 | 0
1999 | 2 | 25 | 0.01 | 0.01 | 0 | 0 | 0.01 | 0 | 0 | 0 | 0 | 0 | 0 | 0 | 0
1999 | 2 | 26 | 0 | 0 | 0 | 0 | 0 | 0 | 0 | 0 | 0 | 0 | 0 | 0 | 0
1999 | 2 | 27 | 0.01 | 0.01 | 0 | 0 | 0.01 | 0 | 0 | 0 | 0 | 0 | 0 | 0 | 0
1999 | 2 | 28 | 0.68 | 0.68 | 0.63 | 0 | 0.68 | 0.63 | 0 | 0 | 0 | 0 | 0 | 0 | 0
1999 | 3 | 1 | 0 | 0 | 0 | 0 | 0 | 0 | 0 | 0 | 0 | 0 | 0 | 0 | 0
1999 | 3 | 2 | 0 | 0 | 0 | 0 | 0 | 0 | 0 | 0 | 0 | 0 | 0 | 0 | 0
1999 | 3 | 3 | 0.35 | 0.35 | 0.3 | 0 | 0.35 | 0.3 | 0 | 0 | 0 | 0 | 0 | 0 | 0
1999 | 3 | 4 | 0.09 | 0.09 | 0.04 | 0 | 0.09 | 0.04 | 0 | 0 | 0 | 0 | 0 | 0 | 0
1999 | 3 | 5 | 0 | 0 | 0 | 0 | 0 | 0 | 0 | 0 | 0 | 0 | 0 | 0 | 0
1999 | 3 | 6 | 0.13 | 0.13 | 0.08 | 0 | 0.13 | 0.08 | 0 | 0 | 0 | 0 | 0 | 0 | 0
1999 | 3 | 7 | 0 | 0 | 0 | 0 | 0 | 0 | 0 | 0 | 0 | 0 | 0 | 0 | 0
1999 | 3 | 8 | 0 | 0 | 0 | 0 | 0 | 0 | 0 | 0 | 0 | 0 | 0 | 0 | 0
1999 | 3 | 9 | 0.72 | 0.72 | 0.67 | 0 | 0.72 | 0.67 | 0 | 0 | 0 | 0 | 0 | 0 | 0
1999 | 3 | 10 | 0 | 0 | 0 | 0 | 0 | 0 | 0 | 0 | 0 | 0 | 0 | 0 | 0
1999 | 3 | 11 | 0 | 0 | 0 | 0 | 0 | 0 | 0 | 0 | 0 | 0 | 0 | 0 | 0
1999 | 3 | 12 | 0 | 0 | 0 | 0 | 0 | 0 | 0 | 0 | 0 | 0 | 0 | 0 | 0
1999 | 3 | 13 | 0 | 0 | 0 | 0 | 0 | 0 | 0 | 0 | 0 | 0 | 0 | 0 | 0
1999 | 3 | 14 | 1.04 | 1 | 0.95 | 0 | 1 | 0.95 | 0 | 0 | 0 | 0 | 0 | 0 | 0
1999 | 3 | 15 | 0.22 | 0.22 | 0.17 | 0 | 0.22 | 0.17 | 0 | 0 | 0 | 0 | 0 | 0 | 0
1999 | 3 | 16 | 0 | 0 | 0 | 0 | 0 | 0 | 0 | 0 | 0 | 0 | 0 | 0 | 0
1999 | 3 | 17 | 0 | 0 | 0 | 0 | 0 | 0 | 0 | 0 | 0 | 0 | 0 | 0 | 0
1999 | 3 | 18 | 0 | 0 | 0 | 0 | 0 | 0 | 0 | 0 | 0 | 0 | 0 | 0 | 0
1999 | 3 | 19 | 0 | 0 | 0 | 0 | 0 | 0 | 0 | 0 | 0 | 0 | 0 | 0 | 0
1999 | 3 | 20 | 0 | 0 | 0 | 0 | 0 | 0 | 0 | 0 | 0 | 0 | 0 | 0 | 0
1999 | 3 | 21 | 1.26 | 1 | 0.95 | 0 | 1 | 0.95 | 0 | 0 | 0 | 0 | 0 | 0 | 0
1999 | 3 | 22 | 0 | 0 | 0 | 0 | 0 | 0 | 0 | 0 | 0 | 0 | 0 | 0 | 0
1999 | 3 | 23 | 0.01 | 0.01 | 0 | 0 | 0.01 | 0 | 0 | 0 | 0 | 0 | 0 | 0 | 0
1999 | 3 | 24 | 0.01 | 0.01 | 0 | 0 | 0.01 | 0 | 0 | 0 | 0 | 0 | 0 | 0 | 0
1999 | 3 | 25 | 0 | 0 | 0 | 0 | 0 | 0 | 0 | 0 | 0 | 0 | 0 | 0 | 0
1999 | 3 | 26 | 0 | 0 | 0 | 0 | 0 | 0 | 0 | 0 | 0 | 0 | 0 | 0 | 0
1999 | 3 | 27 | 0 | 0 | 0 | 0 | 0 | 0 | 0 | 0 | 0 | 0 | 0 | 0 | 0
1999 | 3 | 28 | 0.04 | 0.04 | 0 | 0 | 0.04 | 0 | 0 | 0 | 0 | 0 | 0 | 0 | 0
1999 | 3 | 29 | 0 | 0 | 0 | 0 | 0 | 0 | 0 | 0 | 0 | 0 | 0 | 0 | 0
1999 | 3 | 30 | 0 | 0 | 0 | 0 | 0 | 0 | 0 | 0 | 0 | 0 | 0 | 0 | 0
1999 | 3 | 31 | 0 | 0 | 0 | 0 | 0 | 0 | 0 | 0 | 0 | 0 | 0 | 0 | 0
1999 | 4 | 1 | 0.25 | 0.25 | 0.2 | 0 | 0.25 | 0.2 | 0 | 0 | 0 | 0 | 0 | 0 | 0
1999 | 4 | 2 | 0 | 0 | 0 | 0 | 0 | 0 | 0 | 0 | 0 | 0 | 0 | 0 | 0
1999 | 4 | 3 | 0 | 0 | 0 | 0 | 0 | 0 | 0 | 0 | 0 | 0 | 0 | 0 | 0
1999 | 4 | 4 | 0.54 | 0.54 | 0.49 | 0 | 0.54 | 0.49 | 0 | 0 | 0 | 0 | 0 | 0 | 0
1999 | 4 | 5 | 0.02 | 0.02 | 0 | 0 | 0.02 | 0 | 0 | 0 | 0 | 0 | 0 | 0 | 0
1999 | 4 | 6 | 0 | 0 | 0 | 0 | 0 | 0 | 0 | 0 | 0 | 0 | 0 | 0 | 0
1999 | 4 | 7 | 0 | 0 | 0 | 0 | 0 | 0 | 0 | 0 | 0 | 0 | 0 | 0 | 0
1999 | 4 | 8 | 0 | 0 | 0 | 0 | 0 | 0 | 0 | 0 | 0 | 0 | 0 | 0 | 0
1999 | 4 | 9 | 0.3 | 0.3 | 0.25 | 0 | 0.3 | 0.25 | 0 | 0 | 0 | 0 | 0 | 0 | 0
1999 | 4 | 10 | 0 | 0 | 0 | 0 | 0 | 0 | 0 | 0 | 0 | 0 | 0 | 0 | 0
1999 | 4 | 11 | 0.35 | 0.35 | 0.3 | 0 | 0.35 | 0.3 | 0 | 0 | 0 | 0 | 0 | 0 | 0
1999 | 4 | 12 | 0 | 0 | 0 | 0 | 0 | 0 | 0 | 0 | 0 | 0 | 0 | 0 | 0
1999 | 4 | 13 | 0 | 0 | 0 | 0 | 0 | 0 | 0 | 0 | 0 | 0 | 0 | 0 | 0
1999 | 4 | 14 | 0 | 0 | 0 | 0 | 0 | 0 | 0 | 0 | 0 | 0 | 0 | 0 | 0
1999 | 4 | 15 | 0.14 | 0.14 | 0.09 | 0 | 0.14 | 0.09 | 0 | 0 | 0 | 0 | 0 | 0 | 0
1999 | 4 | 16 | 0 | 0 | 0 | 0 | 0 | 0 | 0 | 0 | 0 | 0 | 0 | 0 | 0
1999 | 4 | 17 | 0 | 0 | 0 | 0 | 0 | 0 | 0 | 0 | 0 | 0 | 0 | 0 | 0
1999 | 4 | 18 | 0 | 0 | 0 | 0 | 0 | 0 | 0 | 0 | 0 | 0 | 0 | 0 | 0
1999 | 4 | 19 | 0 | 0 | 0 | 0 | 0 | 0 | 0 | 0 | 0 | 0 | 0 | 0 | 0
1999 | 4 | 20 | 0.03 | 0.03 | 0 | 0 | 0.03 | 0 | 0 | 0 | 0 | 0 | 0 | 0 | 0
1999 | 4 | 21 | 0.16 | 0.16 | 0.11 | 0 | 0.16 | 0.11 | 0 | 0 | 0 | 0 | 0 | 0 | 0
1999 | 4 | 22 | 0.02 | 0.02 | 0 | 0 | 0.02 | 0 | 0 | 0 | 0 | 0 | 0 | 0 | 0
1999 | 4 | 23 | 0.28 | 0.28 | 0.23 | 0 | 0.28 | 0.23 | 0 | 0 | 0 | 0 | 0 | 0 | 0
1999 | 4 | 24 | 0 | 0 | 0 | 0 | 0 | 0 | 0 | 0 | 0 | 0 | 0 | 0 | 0
1999 | 4 | 25 | 0 | 0 | 0 | 0 | 0 | 0 | 0 | 0 | 0 | 0 | 0 | 0 | 0
1999 | 4 | 26 | 0 | 0 | 0 | 0 | 0 | 0 | 0 | 0 | 0 | 0 | 0 | 0 | 0
1999 | 4 | 27 | 0 | 0 | 0 | 0 | 0 | 0 | 0 | 0 | 0 | 0 | 0 | 0 | 0
1999 | 4 | 28 | 0 | 0 | 0 | 0 | 0 | 0 | 0 | 0 | 0 | 0 | 0 | 0 | 0
1999 | 4 | 29 | 0 | 0 | 0 | 0 | 0 | 0 | 0 | 0 | 0 | 0 | 0 | 0 | 0
1999 | 4 | 30 | 0 | 0 | 0 | 0 | 0 | 0 | 0 | 0 | 0 | 0 | 0 | 0 | 0
1999 | 5 | 1 | 0 | 0 | 0 | 0 | 0 | 0 | 0 | 0 | 0 | 0 | 0 | 0 | 0
1999 | 5 | 2 | 0 | 0 | 0 | 0 | 0 | 0 | 0 | 0 | 0 | 0 | 0 | 0 | 0
1999 | 5 | 3 | 0 | 0 | 0 | 0 | 0 | 0 | 0 | 0 | 0 | 0 | 0 | 0 | 0
1999 | 5 | 4 | 0 | 0 | 0 | 0 | 0 | 0 | 0 | 0 | 0 | 0 | 0 | 0 | 0
1999 | 5 | 5 | 0 | 0 | 0 | 0 | 0 | 0 | 0 | 0 | 0 | 0 | 0 | 0 | 0
1999 | 5 | 6 | 0 | 0 | 0 | 0 | 0 | 0 | 0 | 0 | 0 | 0 | 0 | 0 | 0
1999 | 5 | 7 | 0.17 | 0.17 | 0.12 | 0 | 0.17 | 0.12 | 0 | 0 | 0 | 0 | 0 | 0 | 0
1999 | 5 | 8 | 0.08 | 0.08 | 0.03 | 0 | 0.08 | 0.03 | 0 | 0 | 0 | 0 | 0 | 0 | 0
1999 | 5 | 9 | 0 | 0 | 0 | 0 | 0 | 0 | 0 | 0 | 0 | 0 | 0 | 0 | 0
1999 | 5 | 10 | 0 | 0 | 0 | 0 | 0 | 0 | 0 | 0 | 0 | 0 | 0 | 0 | 0
1999 | 5 | 11 | 0 | 0 | 0 | 0 | 0 | 0 | 0 | 0 | 0 | 0 | 0 | 0 | 0
1999 | 5 | 12 | 0 | 0 | 0 | 0 | 0 | 0 | 0 | 0 | 0 | 0 | 0 | 0 | 0
1999 | 5 | 13 | 0 | 0 | 0 | 0 | 0 | 0 | 0 | 0 | 0 | 0 | 0 | 0 | 0
1999 | 5 | 14 | 0 | 0 | 0 | 0 | 0 | 0 | 0 | 0 | 0 | 0 | 0 | 0 | 0
1999 | 5 | 15 | 0 | 0 | 0 | 0 | 0 | 0 | 0 | 0 | 0 | 0 | 0 | 0 | 0
1999 | 5 | 16 | 0 | 0 | 0 | 0 | 0 | 0 | 0 | 0 | 0 | 0 | 0 | 0 | 0
1999 | 5 | 17 | 0 | 0 | 0 | 0 | 0 | 0 | 0 | 0 | 0 | 0 | 0 | 0 | 0
1999 | 5 | 18 | 0 | 0 | 0 | 0 | 0 | 0 | 0 | 0 | 0 | 0 | 0 | 0 | 0
1999 | 5 | 19 | 0 | 0 | 0 | 0 | 0 | 0 | 0 | 0 | 0 | 0 | 0 | 0 | 0
1999 | 5 | 20 | 0 | 0 | 0 | 0 | 0 | 0 | 0 | 0 | 0 | 0 | 0 | 0 | 0
1999 | 5 | 21 | 0 | 0 | 0 | 0 | 0 | 0 | 0 | 0 | 0 | 0 | 0 | 0 | 0
1999 | 5 | 22 | 0.68 | 0.68 | 0.63 | 0 | 0.68 | 0.63 | 0 | 0 | 0 | 0 | 0 | 0 | 0
1999 | 5 | 23 | 0.03 | 0.03 | 0 | 0 | 0.03 | 0 | 0 | 0 | 0 | 0 | 0 | 0 | 0
1999 | 5 | 24 | 0.32 | 0.32 | 0.27 | 0 | 0.32 | 0.27 | 0 | 0 | 0 | 0 | 0 | 0 | 0
1999 | 5 | 25 | 0 | 0 | 0 | 0 | 0 | 0 | 0 | 0 | 0 | 0 | 0 | 0 | 0
1999 | 5 | 26 | 0 | 0 | 0 | 0 | 0 | 0 | 0 | 0 | 0 | 0 | 0 | 0 | 0
1999 | 5 | 27 | 0 | 0 | 0 | 0 | 0 | 0 | 0 | 0 | 0 | 0 | 0 | 0 | 0
1999 | 5 | 28 | 0 | 0 | 0 | 0 | 0 | 0 | 0 | 0 | 0 | 0 | 0 | 0 | 0
1999 | 5 | 29 | 0 | 0 | 0 | 0 | 0 | 0 | 0 | 0 | 0 | 0 | 0 | 0 | 0
1999 | 5 | 30 | 0 | 0 | 0 | 0 | 0 | 0 | 0 | 0 | 0 | 0 | 0 | 0 | 0
1999 | 5 | 31 | 0 | 0 | 0 | 0 | 0 | 0 | 0 | 0 | 0 | 0 | 0 | 0 | 0
1999 | 6 | 1 | 0 | 0 | 0 | 0 | 0 | 0 | 0 | 0 | 0 | 0 | 0 | 0 | 0
1999 | 6 | 2 | 0 | 0 | 0 | 0 | 0 | 0 | 0 | 0 | 0 | 0 | 0 | 0 | 0
1999 | 6 | 3 | 0 | 0 | 0 | 0 | 0 | 0 | 0 | 0 | 0 | 0 | 0 | 0 | 0
1999 | 6 | 4 | 0 | 0 | 0 | 0 | 0 | 0 | 0 | 0 | 0 | 0 | 0 | 0 | 0
1999 | 6 | 5 | 0 | 0 | 0 | 0 | 0 | 0 | 0 | 0 | 0 | 0 | 0 | 0 | 0
1999 | 6 | 6 | 0 | 0 | 0 | 0 | 0 | 0 | 0 | 0 | 0 | 0 | 0 | 0 | 0
1999 | 6 | 7 | 0 | 0 | 0 | 0 | 0 | 0 | 0 | 0 | 0 | 0 | 0 | 0 | 0
1999 | 6 | 8 | 0 | 0 | 0 | 0 | 0 | 0 | 0 | 0 | 0 | 0 | 0 | 0 | 0
1999 | 6 | 9 | 0 | 0 | 0 | 0 | 0 | 0 | 0 | 0 | 0 | 0 | 0 | 0 | 0
1999 | 6 | 10 | 0 | 0 | 0 | 0 | 0 | 0 | 0 | 0 | 0 | 0 | 0 | 0 | 0
1999 | 6 | 11 | 0 | 0 | 0 | 0 | 0 | 0 | 0 | 0 | 0 | 0 | 0 | 0 | 0
1999 | 6 | 12 | 0 | 0 | 0 | 0 | 0 | 0 | 0 | 0 | 0 | 0 | 0 | 0 | 0
1999 | 6 | 13 | 0.07 | 0.07 | 0.02 | 0 | 0.07 | 0.02 | 0 | 0 | 0 | 0 | 0 | 0 | 0
1999 | 6 | 14 | 1.32 | 1 | 0.95 | 0 | 1 | 0.95 | 0 | 0 | 0 | 0 | 0 | 0 | 0
1999 | 6 | 15 | 0 | 0 | 0 | 0 | 0 | 0 | 0 | 0 | 0 | 0 | 0 | 0 | 0
1999 | 6 | 16 | 0.01 | 0.01 | 0 | 0 | 0.01 | 0 | 0 | 0 | 0 | 0 | 0 | 0 | 0
1999 | 6 | 17 | 0.16 | 0.16 | 0.11 | 0 | 0.16 | 0.11 | 0 | 0 | 0 | 0 | 0 | 0 | 0
1999 | 6 | 18 | 0 | 0 | 0 | 0 | 0 | 0 | 0 | 0 | 0 | 0 | 0 | 0 | 0
1999 | 6 | 19 | 0 | 0 | 0 | 0 | 0 | 0 | 0 | 0 | 0 | 0 | 0 | 0 | 0
1999 | 6 | 20 | 0.51 | 0.51 | 0.46 | 0 | 0.51 | 0.46 | 0 | 0 | 0 | 0 | 0 | 0 | 0
1999 | 6 | 21 | 0.03 | 0.03 | 0 | 0 | 0.03 | 0 | 0 | 0 | 0 | 0 | 0 | 0 | 0
1999 | 6 | 22 | 0 | 0 | 0 | 0 | 0 | 0 | 0 | 0 | 0 | 0 | 0 | 0 | 0
1999 | 6 | 23 | 0 | 0 | 0 | 0 | 0 | 0 | 0 | 0 | 0 | 0 | 0 | 0 | 0
1999 | 6 | 24 | 0 | 0 | 0 | 0 | 0 | 0 | 0 | 0 | 0 | 0 | 0 | 0 | 0
1999 | 6 | 25 | 0 | 0 | 0 | 0 | 0 | 0 | 0 | 0 | 0 | 0 | 0 | 0 | 0
1999 | 6 | 26 | 0 | 0 | 0 | 0 | 0 | 0 | 0 | 0 | 0 | 0 | 0 | 0 | 0
1999 | 6 | 27 | 0 | 0 | 0 | 0 | 0 | 0 | 0 | 0 | 0 | 0 | 0 | 0 | 0
1999 | 6 | 28 | 0.01 | 0.01 | 0 | 0 | 0.01 | 0 | 0 | 0 | 0 | 0 | 0 | 0 | 0
1999 | 6 | 29 | 0.15 | 0.15 | 0.1 | 0 | 0.15 | 0.1 | 0 | 0 | 0 | 0 | 0 | 0 | 0
1999 | 6 | 30 | 0 | 0 | 0 | 0 | 0 | 0 | 0 | 0 | 0 | 0 | 0 | 0 | 0
1999 | 7 | 1 | 0.04 | 0.04 | 0 | 0 | 0.04 | 0 | 0 | 0 | 0 | 0 | 0 | 0 | 0
1999 | 7 | 2 | 0.15 | 0.15 | 0.1 | 0 | 0.15 | 0.1 | 0 | 0 | 0 | 0 | 0 | 0 | 0
1999 | 7 | 3 | 0 | 0 | 0 | 0 | 0 | 0 | 0 | 0 | 0 | 0 | 0 | 0 | 0
1999 | 7 | 4 | 0 | 0 | 0 | 0 | 0 | 0 | 0 | 0 | 0 | 0 | 0 | 0 | 0
1999 | 7 | 5 | 0 | 0 | 0 | 0 | 0 | 0 | 0 | 0 | 0 | 0 | 0 | 0 | 0
1999 | 7 | 6 | 0 | 0 | 0 | 0 | 0 | 0 | 0 | 0 | 0 | 0 | 0 | 0 | 0
1999 | 7 | 7 | 0 | 0 | 0 | 0 | 0 | 0 | 0 | 0 | 0 | 0 | 0 | 0 | 0
1999 | 7 | 8 | 0 | 0 | 0 | 0 | 0 | 0 | 0 | 0 | 0 | 0 | 0 | 0 | 0
1999 | 7 | 9 | 0 | 0 | 0 | 0 | 0 | 0 | 0 | 0 | 0 | 0 | 0 | 0 | 0
1999 | 7 | 10 | 0.05 | 0.05 | 0 | 0 | 0.05 | 0 | 0 | 0 | 0 | 0 | 0 | 0 | 0
1999 | 7 | 11 | 0 | 0 | 0 | 0 | 0 | 0 | 0 | 0 | 0 | 0 | 0 | 0 | 0
1999 | 7 | 12 | 0.28 | 0.28 | 0.23 | 0 | 0.28 | 0.23 | 0 | 0 | 0 | 0 | 0 | 0 | 0
1999 | 7 | 13 | 0 | 0 | 0 | 0 | 0 | 0 | 0 | 0 | 0 | 0 | 0 | 0 | 0
1999 | 7 | 14 | 0 | 0 | 0 | 0 | 0 | 0 | 0 | 0 | 0 | 0 | 0 | 0 | 0
1999 | 7 | 15 | 0 | 0 | 0 | 0 | 0 | 0 | 0 | 0 | 0 | 0 | 0 | 0 | 0
1999 | 7 | 16 | 0 | 0 | 0 | 0 | 0 | 0 | 0 | 0 | 0 | 0 | 0 | 0 | 0
1999 | 7 | 17 | 0 | 0 | 0 | 0 | 0 | 0 | 0 | 0 | 0 | 0 | 0 | 0 | 0
1999 | 7 | 18 | 0 | 0 | 0 | 0 | 0 | 0 | 0 | 0 | 0 | 0 | 0 | 0 | 0
1999 | 7 | 19 | 0 | 0 | 0 | 0 | 0 | 0 | 0 | 0 | 0 | 0 | 0 | 0 | 0
1999 | 7 | 20 | 0 | 0 | 0 | 0 | 0 | 0 | 0 | 0 | 0 | 0 | 0 | 0 | 0
1999 | 7 | 21 | 0 | 0 | 0 | 0 | 0 | 0 | 0 | 0 | 0 | 0 | 0 | 0 | 0
1999 | 7 | 22 | 0.26 | 0.26 | 0.21 | 0 | 0.26 | 0.21 | 0 | 0 | 0 | 0 | 0 | 0 | 0
1999 | 7 | 23 | 0 | 0 | 0 | 0 | 0 | 0 | 0 | 0 | 0 | 0 | 0 | 0 | 0
1999 | 7 | 24 | 0.19 | 0.19 | 0.14 | 0 | 0.19 | 0.14 | 0 | 0 | 0 | 0 | 0 | 0 | 0
1999 | 7 | 25 | 0.02 | 0.02 | 0 | 0 | 0.02 | 0 | 0 | 0 | 0 | 0 | 0 | 0 | 0
1999 | 7 | 26 | 0 | 0 | 0 | 0 | 0 | 0 | 0 | 0 | 0 | 0 | 0 | 0 | 0
1999 | 7 | 27 | 0 | 0 | 0 | 0 | 0 | 0 | 0 | 0 | 0 | 0 | 0 | 0 | 0
1999 | 7 | 28 | 0.02 | 0.02 | 0 | 0 | 0.02 | 0 | 0 | 0 | 0 | 0 | 0 | 0 | 0
1999 | 7 | 29 | 0 | 0 | 0 | 0 | 0 | 0 | 0 | 0 | 0 | 0 | 0 | 0 | 0
1999 | 7 | 30 | 0 | 0 | 0 | 0 | 0 | 0 | 0 | 0 | 0 | 0 | 0 | 0 | 0
1999 | 7 | 31 | 0 | 0 | 0 | 0 | 0 | 0 | 0 | 0 | 0 | 0 | 0 | 0 | 0
1999 | 8 | 1 | 0 | 0 | 0 | 0 | 0 | 0 | 0 | 0 | 0 | 0 | 0 | 0 | 0
1999 | 8 | 2 | 0 | 0 | 0 | 0 | 0 | 0 | 0 | 0 | 0 | 0 | 0 | 0 | 0
1999 | 8 | 3 | 0 | 0 | 0 | 0 | 0 | 0 | 0 | 0 | 0 | 0 | 0 | 0 | 0
1999 | 8 | 4 | 0 | 0 | 0 | 0 | 0 | 0 | 0 | 0 | 0 | 0 | 0 | 0 | 0
1999 | 8 | 5 | 0 | 0 | 0 | 0 | 0 | 0 | 0 | 0 | 0 | 0 | 0 | 0 | 0
1999 | 8 | 6 | 0 | 0 | 0 | 0 | 0 | 0 | 0 | 0 | 0 | 0 | 0 | 0 | 0
1999 | 8 | 7 | 0 | 0 | 0 | 0 | 0 | 0 | 0 | 0 | 0 | 0 | 0 | 0 | 0
1999 | 8 | 8 | 0.02 | 0.02 | 0 | 0 | 0.02 | 0 | 0 | 0 | 0 | 0 | 0 | 0 | 0
1999 | 8 | 9 | 0 | 0 | 0 | 0 | 0 | 0 | 0 | 0 | 0 | 0 | 0 | 0 | 0
1999 | 8 | 10 | 0 | 0 | 0 | 0 | 0 | 0 | 0 | 0 | 0 | 0 | 0 | 0 | 0
1999 | 8 | 11 | 0 | 0 | 0 | 0 | 0 | 0 | 0 | 0 | 0 | 0 | 0 | 0 | 0
1999 | 8 | 12 | 0 | 0 | 0 | 0 | 0 | 0 | 0 | 0 | 0 | 0 | 0 | 0 | 0
1999 | 8 | 13 | 0.03 | 0.03 | 0 | 0 | 0.03 | 0 | 0 | 0 | 0 | 0 | 0 | 0 | 0
1999 | 8 | 14 | 0.33 | 0.33 | 0.28 | 0 | 0.33 | 0.28 | 0 | 0 | 0 | 0 | 0 | 0 | 0
1999 | 8 | 15 | 0 | 0 | 0 | 0 | 0 | 0 | 0 | 0 | 0 | 0 | 0 | 0 | 0
1999 | 8 | 16 | 0 | 0 | 0 | 0 | 0 | 0 | 0 | 0 | 0 | 0 | 0 | 0 | 0
1999 | 8 | 17 | 0 | 0 | 0 | 0 | 0 | 0 | 0 | 0 | 0 | 0 | 0 | 0 | 0
1999 | 8 | 18 | 0 | 0 | 0 | 0 | 0 | 0 | 0 | 0 | 0 | 0 | 0 | 0 | 0
1999 | 8 | 19 | 0 | 0 | 0 | 0 | 0 | 0 | 0 | 0 | 0 | 0 | 0 | 0 | 0
1999 | 8 | 20 | 0.16 | 0.16 | 0.11 | 0 | 0.16 | 0.11 | 0 | 0 | 0 | 0 | 0 | 0 | 0
1999 | 8 | 21 | 0.1 | 0.1 | 0.05 | 0 | 0.1 | 0.05 | 0 | 0 | 0 | 0 | 0 | 0 | 0
1999 | 8 | 22 | 0 | 0 | 0 | 0 | 0 | 0 | 0 | 0 | 0 | 0 | 0 | 0 | 0
1999 | 8 | 23 | 0.08 | 0.08 | 0.03 | 0 | 0.08 | 0.03 | 0 | 0 | 0 | 0 | 0 | 0 | 0
1999 | 8 | 24 | 0.68 | 0.68 | 0.63 | 0 | 0.68 | 0.63 | 0 | 0 | 0 | 0 | 0 | 0 | 0
1999 | 8 | 25 | 1.37 | 1 | 0.95 | 0 | 1 | 0.95 | 0 | 0 | 0 | 0 | 0 | 0 | 0
1999 | 8 | 26 | 2.03 | 1 | 0.95 | 0 | 1 | 0.95 | 0 | 0 | 0 | 0 | 0 | 0 | 0
1999 | 8 | 27 | 0.22 | 0.22 | 0.17 | 0 | 0.22 | 0.17 | 0 | 0 | 0 | 0 | 0 | 0 | 0
1999 | 8 | 28 | 0 | 0 | 0 | 0 | 0 | 0 | 0 | 0 | 0 | 0 | 0 | 0 | 0
1999 | 8 | 29 | 0 | 0 | 0 | 0 | 0 | 0 | 0 | 0 | 0 | 0 | 0 | 0 | 0
1999 | 8 | 30 | 0 | 0 | 0 | 0 | 0 | 0 | 0 | 0 | 0 | 0 | 0 | 0 | 0
1999 | 8 | 31 | 0 | 0 | 0 | 0 | 0 | 0 | 0 | 0 | 0 | 0 | 0 | 0 | 0
1999 | 9 | 1 | 0 | 0 | 0 | 0 | 0 | 0 | 0 | 0 | 0 | 0 | 0 | 0 | 0
1999 | 9 | 2 | 0 | 0 | 0 | 0 | 0 | 0 | 0 | 0 | 0 | 0 | 0 | 0 | 0
1999 | 9 | 3 | 0 | 0 | 0 | 0 | 0 | 0 | 0 | 0 | 0 | 0 | 0 | 0 | 0
1999 | 9 | 4 | 0.88 | 0.88 | 0.83 | 0 | 0.88 | 0.83 | 0 | 0 | 0 | 0 | 0 | 0 | 0
1999 | 9 | 5 | 0.37 | 0.37 | 0.32 | 0 | 0.37 | 0.32 | 0 | 0 | 0 | 0 | 0 | 0 | 0
1999 | 9 | 6 | 1.06 | 1 | 0.95 | 0 | 1 | 0.95 | 0 | 0 | 0 | 0 | 0 | 0 | 0
1999 | 9 | 7 | 0 | 0 | 0 | 0 | 0 | 0 | 0 | 0 | 0 | 0 | 0 | 0 | 0
1999 | 9 | 8 | 0.2 | 0.2 | 0.15 | 0 | 0.2 | 0.15 | 0 | 0 | 0 | 0 | 0 | 0 | 0
1999 | 9 | 9 | 0.33 | 0.33 | 0.28 | 0 | 0.33 | 0.28 | 0 | 0 | 0 | 0 | 0 | 0 | 0
1999 | 9 | 10 | 0.04 | 0.04 | 0 | 0 | 0.04 | 0 | 0 | 0 | 0 | 0 | 0 | 0 | 0
1999 | 9 | 11 | 0 | 0 | 0 | 0 | 0 | 0 | 0 | 0 | 0 | 0 | 0 | 0 | 0
1999 | 9 | 12 | 0 | 0 | 0 | 0 | 0 | 0 | 0 | 0 | 0 | 0 | 0 | 0 | 0
1999 | 9 | 13 | 0 | 0 | 0 | 0 | 0 | 0 | 0 | 0 | 0 | 0 | 0 | 0 | 0
1999 | 9 | 14 | 0 | 0 | 0 | 0 | 0 | 0 | 0 | 0 | 0 | 0 | 0 | 0 | 0
1999 | 9 | 15 | 0.9 | 0.9 | 0.85 | 0 | 0.9 | 0.85 | 0 | 0 | 0 | 0 | 0 | 0 | 0
1999 | 9 | 16 | 3.67 | 1 | 0.95 | 0 | 1 | 0.95 | 0 | 0 | 0 | 0 | 0 | 0 | 0
1999 | 9 | 17 | 0 | 0 | 0 | 0 | 0 | 0 | 0 | 0 | 0 | 0 | 0 | 0 | 0
1999 | 9 | 18 | 0 | 0 | 0 | 0 | 0 | 0 | 0 | 0 | 0 | 0 | 0 | 0 | 0
1999 | 9 | 19 | 0 | 0 | 0 | 0 | 0 | 0 | 0 | 0 | 0 | 0 | 0 | 0 | 0
1999 | 9 | 20 | 0.06 | 0.06 | 0.01 | 0 | 0.06 | 0.01 | 0 | 0 | 0 | 0 | 0 | 0 | 0
1999 | 9 | 21 | 0.95 | 0.95 | 0.9 | 0 | 0.95 | 0.9 | 0 | 0 | 0 | 0 | 0 | 0 | 0
1999 | 9 | 22 | 0.09 | 0.09 | 0.04 | 0 | 0.09 | 0.04 | 0 | 0 | 0 | 0 | 0 | 0 | 0
1999 | 9 | 23 | 0 | 0 | 0 | 0 | 0 | 0 | 0 | 0 | 0 | 0 | 0 | 0 | 0
1999 | 9 | 24 | 0 | 0 | 0 | 0 | 0 | 0 | 0 | 0 | 0 | 0 | 0 | 0 | 0
1999 | 9 | 25 | 0 | 0 | 0 | 0 | 0 | 0 | 0 | 0 | 0 | 0 | 0 | 0 | 0
1999 | 9 | 26 | 0 | 0 | 0 | 0 | 0 | 0 | 0 | 0 | 0 | 0 | 0 | 0 | 0
1999 | 9 | 27 | 0 | 0 | 0 | 0 | 0 | 0 | 0 | 0 | 0 | 0 | 0 | 0 | 0
1999 | 9 | 28 | 0.13 | 0.13 | 0.08 | 0 | 0.13 | 0.08 | 0 | 0 | 0 | 0 | 0 | 0 | 0
1999 | 9 | 29 | 0.86 | 0.86 | 0.81 | 0 | 0.86 | 0.81 | 0 | 0 | 0 | 0 | 0 | 0 | 0
1999 | 9 | 30 | 0.73 | 0.73 | 0.68 | 0 | 0.73 | 0.68 | 0 | 0 | 0 | 0 | 0 | 0 | 0
1999 | 10 | 1 | 0 | 0 | 0 | 0 | 0 | 0 | 0 | 0 | 0 | 0 | 0 | 0 | 0
1999 | 10 | 2 | 0 | 0 | 0 | 0 | 0 | 0 | 0 | 0 | 0 | 0 | 0 | 0 | 0
1999 | 10 | 3 | 0 | 0 | 0 | 0 | 0 | 0 | 0 | 0 | 0 | 0 | 0 | 0 | 0
1999 | 10 | 4 | 0.52 | 0.52 | 0.47 | 0 | 0.52 | 0.47 | 0 | 0 | 0 | 0 | 0 | 0 | 0
1999 | 10 | 5 | 0 | 0 | 0 | 0 | 0 | 0 | 0 | 0 | 0 | 0 | 0 | 0 | 0
1999 | 10 | 6 | 0 | 0 | 0 | 0 | 0 | 0 | 0 | 0 | 0 | 0 | 0 | 0 | 0
1999 | 10 | 7 | 0 | 0 | 0 | 0 | 0 | 0 | 0 | 0 | 0 | 0 | 0 | 0 | 0
1999 | 10 | 8 | 0 | 0 | 0 | 0 | 0 | 0 | 0 | 0 | 0 | 0 | 0 | 0 | 0
1999 | 10 | 9 | 0.02 | 0.02 | 0 | 0 | 0.02 | 0 | 0 | 0 | 0 | 0 | 0 | 0 | 0
1999 | 10 | 10 | 0.73 | 0.73 | 0.68 | 0 | 0.73 | 0.68 | 0 | 0 | 0 | 0 | 0 | 0 | 0
1999 | 10 | 11 | 0.01 | 0.01 | 0 | 0 | 0.01 | 0 | 0 | 0 | 0 | 0 | 0 | 0 | 0
1999 | 10 | 12 | 0 | 0 | 0 | 0 | 0 | 0 | 0 | 0 | 0 | 0 | 0 | 0 | 0
1999 | 10 | 13 | 0.04 | 0.04 | 0 | 0 | 0.04 | 0 | 0 | 0 | 0 | 0 | 0 | 0 | 0
1999 | 10 | 14 | 0 | 0 | 0 | 0 | 0 | 0 | 0 | 0 | 0 | 0 | 0 | 0 | 0
1999 | 10 | 15 | 0 | 0 | 0 | 0 | 0 | 0 | 0 | 0 | 0 | 0 | 0 | 0 | 0
1999 | 10 | 16 | 0 | 0 | 0 | 0 | 0 | 0 | 0 | 0 | 0 | 0 | 0 | 0 | 0
1999 | 10 | 17 | 0.12 | 0.12 | 0.07 | 0 | 0.12 | 0.07 | 0 | 0 | 0 | 0 | 0 | 0 | 0
1999 | 10 | 18 | 0 | 0 | 0 | 0 | 0 | 0 | 0 | 0 | 0 | 0 | 0 | 0 | 0
1999 | 10 | 19 | 0 | 0 | 0 | 0 | 0 | 0 | 0 | 0 | 0 | 0 | 0 | 0 | 0
1999 | 10 | 20 | 0.54 | 0.54 | 0.49 | 0 | 0.54 | 0.49 | 0 | 0 | 0 | 0 | 0 | 0 | 0
1999 | 10 | 21 | 0 | 0 | 0 | 0 | 0 | 0 | 0 | 0 | 0 | 0 | 0 | 0 | 0
1999 | 10 | 22 | 0.18 | 0.18 | 0.13 | 0 | 0.18 | 0.13 | 0 | 0 | 0 | 0 | 0 | 0 | 0
1999 | 10 | 23 | 0 | 0 | 0 | 0 | 0 | 0 | 0 | 0 | 0 | 0 | 0 | 0 | 0
1999 | 10 | 24 | 0 | 0 | 0 | 0 | 0 | 0 | 0 | 0 | 0 | 0 | 0 | 0 | 0
1999 | 10 | 25 | 0 | 0 | 0 | 0 | 0 | 0 | 0 | 0 | 0 | 0 | 0 | 0 | 0
1999 | 10 | 26 | 0 | 0 | 0 | 0 | 0 | 0 | 0 | 0 | 0 | 0 | 0 | 0 | 0
1999 | 10 | 27 | 0 | 0 | 0 | 0 | 0 | 0 | 0 | 0 | 0 | 0 | 0 | 0 | 0
1999 | 10 | 28 | 0 | 0 | 0 | 0 | 0 | 0 | 0 | 0 | 0 | 0 | 0 | 0 | 0
1999 | 10 | 29 | 0 | 0 | 0 | 0 | 0 | 0 | 0 | 0 | 0 | 0 | 0 | 0 | 0
1999 | 10 | 30 | 0 | 0 | 0 | 0 | 0 | 0 | 0 | 0 | 0 | 0 | 0 | 0 | 0
1999 | 10 | 31 | 0 | 0 | 0 | 0 | 0 | 0 | 0 | 0 | 0 | 0 | 0 | 0 | 0
1999 | 11 | 1 | 0 | 0 | 0 | 0 | 0 | 0 | 0 | 0 | 0 | 0 | 0 | 0 | 0
1999 | 11 | 2 | 0.26 | 0.26 | 0.21 | 0 | 0.26 | 0.21 | 0 | 0 | 0 | 0 | 0 | 0 | 0
1999 | 11 | 3 | 0 | 0 | 0 | 0 | 0 | 0 | 0 | 0 | 0 | 0 | 0 | 0 | 0
1999 | 11 | 4 | 0 | 0 | 0 | 0 | 0 | 0 | 0 | 0 | 0 | 0 | 0 | 0 | 0
1999 | 11 | 5 | 0 | 0 | 0 | 0 | 0 | 0 | 0 | 0 | 0 | 0 | 0 | 0 | 0
1999 | 11 | 6 | 0 | 0 | 0 | 0 | 0 | 0 | 0 | 0 | 0 | 0 | 0 | 0 | 0
1999 | 11 | 7 | 0 | 0 | 0 | 0 | 0 | 0 | 0 | 0 | 0 | 0 | 0 | 0 | 0
1999 | 11 | 8 | 0 | 0 | 0 | 0 | 0 | 0 | 0 | 0 | 0 | 0 | 0 | 0 | 0
1999 | 11 | 9 | 0 | 0 | 0 | 0 | 0 | 0 | 0 | 0 | 0 | 0 | 0 | 0 | 0
1999 | 11 | 10 | 0 | 0 | 0 | 0 | 0 | 0 | 0 | 0 | 0 | 0 | 0 | 0 | 0
1999 | 11 | 11 | 0 | 0 | 0 | 0 | 0 | 0 | 0 | 0 | 0 | 0 | 0 | 0 | 0
1999 | 11 | 12 | 0 | 0 | 0 | 0 | 0 | 0 | 0 | 0 | 0 | 0 | 0 | 0 | 0
1999 | 11 | 13 | 0 | 0 | 0 | 0 | 0 | 0 | 0 | 0 | 0 | 0 | 0 | 0 | 0
1999 | 11 | 14 | 0 | 0 | 0 | 0 | 0 | 0 | 0 | 0 | 0 | 0 | 0 | 0 | 0
1999 | 11 | 15 | 0 | 0 | 0 | 0 | 0 | 0 | 0 | 0 | 0 | 0 | 0 | 0 | 0
1999 | 11 | 16 | 0 | 0 | 0 | 0 | 0 | 0 | 0 | 0 | 0 | 0 | 0 | 0 | 0
1999 | 11 | 17 | 0 | 0 | 0 | 0 | 0 | 0 | 0 | 0 | 0 | 0 | 0 | 0 | 0
1999 | 11 | 18 | 0 | 0 | 0 | 0 | 0 | 0 | 0 | 0 | 0 | 0 | 0 | 0 | 0
1999 | 11 | 19 | 0 | 0 | 0 | 0 | 0 | 0 | 0 | 0 | 0 | 0 | 0 | 0 | 0
1999 | 11 | 20 | 0 | 0 | 0 | 0 | 0 | 0 | 0 | 0 | 0 | 0 | 0 | 0 | 0
1999 | 11 | 21 | 0 | 0 | 0 | 0 | 0 | 0 | 0 | 0 | 0 | 0 | 0 | 0 | 0
1999 | 11 | 22 | 0 | 0 | 0 | 0 | 0 | 0 | 0 | 0 | 0 | 0 | 0 | 0 | 0
1999 | 11 | 23 | 0 | 0 | 0 | 0 | 0 | 0 | 0 | 0 | 0 | 0 | 0 | 0 | 0
1999 | 11 | 24 | 0 | 0 | 0 | 0 | 0 | 0 | 0 | 0 | 0 | 0 | 0 | 0 | 0
1999 | 11 | 25 | 0.04 | 0.04 | 0 | 0 | 0.04 | 0 | 0 | 0 | 0 | 0 | 0 | 0 | 0
1999 | 11 | 26 | 1.52 | 1 | 0.95 | 0 | 1 | 0.95 | 0 | 0 | 0 | 0 | 0 | 0 | 0
1999 | 11 | 27 | 0 | 0 | 0 | 0 | 0 | 0 | 0 | 0 | 0 | 0 | 0 | 0 | 0
1999 | 11 | 28 | 0 | 0 | 0 | 0 | 0 | 0 | 0 | 0 | 0 | 0 | 0 | 0 | 0
1999 | 11 | 29 | 0 | 0 | 0 | 0 | 0 | 0 | 0 | 0 | 0 | 0 | 0 | 0 | 0
1999 | 11 | 30 | 0 | 0 | 0 | 0 | 0 | 0 | 0 | 0 | 0 | 0 | 0 | 0 | 0
1999 | 12 | 1 | 0 | 0 | 0 | 0 | 0 | 0 | 0 | 0 | 0 | 0 | 0 | 0 | 0
1999 | 12 | 2 | 0 | 0 | 0 | 0 | 0 | 0 | 0 | 0 | 0 | 0 | 0 | 0 | 0
1999 | 12 | 3 | 0 | 0 | 0 | 0 | 0 | 0 | 0 | 0 | 0 | 0 | 0 | 0 | 0
1999 | 12 | 4 | 0 | 0 | 0 | 0 | 0 | 0 | 0 | 0 | 0 | 0 | 0 | 0 | 0
1999 | 12 | 5 | 0 | 0 | 0 | 0 | 0 | 0 | 0 | 0 | 0 | 0 | 0 | 0 | 0
1999 | 12 | 6 | 0.5 | 0.5 | 0.45 | 0 | 0.5 | 0.45 | 0 | 0 | 0 | 0 | 0 | 0 | 0
1999 | 12 | 7 | 0 | 0 | 0 | 0 | 0 | 0 | 0 | 0 | 0 | 0 | 0 | 0 | 0
1999 | 12 | 8 | 0 | 0 | 0 | 0 | 0 | 0 | 0 | 0 | 0 | 0 | 0 | 0 | 0
1999 | 12 | 9 | 0 | 0 | 0 | 0 | 0 | 0 | 0 | 0 | 0 | 0 | 0 | 0 | 0
1999 | 12 | 10 | 0.52 | 0.52 | 0.47 | 0 | 0.52 | 0.47 | 0 | 0 | 0 | 0 | 0 | 0 | 0
1999 | 12 | 11 | 0 | 0 | 0 | 0 | 0 | 0 | 0 | 0 | 0 | 0 | 0 | 0 | 0
1999 | 12 | 12 | 0 | 0 | 0 | 0 | 0 | 0 | 0 | 0 | 0 | 0 | 0 | 0 | 0
1999 | 12 | 13 | 0.41 | 0.41 | 0.36 | 0 | 0.41 | 0.36 | 0 | 0 | 0 | 0 | 0 | 0 | 0
1999 | 12 | 14 | 0.9 | 0.9 | 0.85 | 0 | 0.9 | 0.85 | 0 | 0 | 0 | 0 | 0 | 0 | 0
1999 | 12 | 15 | 0 | 0 | 0 | 0 | 0 | 0 | 0 | 0 | 0 | 0 | 0 | 0 | 0
1999 | 12 | 16 | 0 | 0 | 0 | 0 | 0 | 0 | 0 | 0 | 0 | 0 | 0 | 0 | 0
1999 | 12 | 17 | 0 | 0 | 0 | 0 | 0 | 0 | 0 | 0 | 0 | 0 | 0 | 0 | 0
1999 | 12 | 18 | 0 | 0 | 0 | 0 | 0 | 0 | 0 | 0 | 0 | 0 | 0 | 0 | 0
1999 | 12 | 19 | 0 | 0 | 0 | 0 | 0 | 0 | 0 | 0 | 0 | 0 | 0 | 0 | 0
1999 | 12 | 20 | 0.1 | 0.1 | 0.05 | 0 | 0.1 | 0.05 | 0 | 0 | 0 | 0 | 0 | 0 | 0
1999 | 12 | 21 | 0.03 | 0.03 | 0 | 0 | 0.03 | 0 | 0 | 0 | 0 | 0 | 0 | 0 | 0
1999 | 12 | 22 | 0.03 | 0.03 | 0 | 0 | 0.03 | 0 | 0 | 0 | 0 | 0 | 0 | 0 | 0
1999 | 12 | 23 | 0 | 0 | 0 | 0 | 0 | 0 | 0 | 0 | 0 | 0 | 0 | 0 | 0
1999 | 12 | 24 | 0 | 0 | 0 | 0 | 0 | 0 | 0 | 0 | 0 | 0 | 0 | 0 | 0
1999 | 12 | 25 | 0 | 0 | 0 | 0 | 0 | 0 | 0 | 0 | 0 | 0 | 0 | 0 | 0
1999 | 12 | 26 | 0 | 0 | 0 | 0 | 0 | 0 | 0 | 0 | 0 | 0 | 0 | 0 | 0
1999 | 12 | 27 | 0 | 0 | 0 | 0 | 0 | 0 | 0 | 0 | 0 | 0 | 0 | 0 | 0
1999 | 12 | 28 | 0 | 0 | 0 | 0 | 0 | 0 | 0 | 0 | 0 | 0 | 0 | 0 | 0
1999 | 12 | 29 | 0 | 0 | 0 | 0 | 0 | 0 | 0 | 0 | 0 | 0 | 0 | 0 | 0
1999 | 12 | 30 | 0 | 0 | 0 | 0 | 0 | 0 | 0 | 0 | 0 | 0 | 0 | 0 | 0
1999 | 12 | 31 | 0 | 0 | 0 | 0 | 0 | 0 | 0 | 0 | 0 | 0 | 0 | 0 | 0
2000 | 1 | 1 | 0 | 0 | 0 | 0 | 0 | 0 | 0 | 0 | 0 | 0 | 0 | 0 | 0
2000 | 1 | 2 | 0 | 0 | 0 | 0 | 0 | 0 | 0 | 0 | 0 | 0 | 0 | 0 | 0
2000 | 1 | 3 | 0 | 0 | 0 | 0 | 0 | 0 | 0 | 0 | 0 | 0 | 0 | 0 | 0
2000 | 1 | 4 | 1.22 | 1 | 0.95 | 0 | 1 | 0.95 | 0 | 0 | 0 | 0 | 0 | 0 | 0
2000 | 1 | 5 | 0 | 0 | 0 | 0 | 0 | 0 | 0 | 0 | 0 | 0 | 0 | 0 | 0
2000 | 1 | 6 | 0 | 0 | 0 | 0 | 0 | 0 | 0 | 0 | 0 | 0 | 0 | 0 | 0
2000 | 1 | 7 | 0 | 0 | 0 | 0 | 0 | 0 | 0 | 0 | 0 | 0 | 0 | 0 | 0
2000 | 1 | 8 | 0 | 0 | 0 | 0 | 0 | 0 | 0 | 0 | 0 | 0 | 0 | 0 | 0
2000 | 1 | 9 | 0 | 0 | 0 | 0 | 0 | 0 | 0 | 0 | 0 | 0 | 0 | 0 | 0
2000 | 1 | 10 | 0.68 | 0.68 | 0.63 | 0 | 0.68 | 0.63 | 0 | 0 | 0 | 0 | 0 | 0 | 0
2000 | 1 | 11 | 0.01 | 0.01 | 0 | 0 | 0.01 | 0 | 0 | 0 | 0 | 0 | 0 | 0 | 0
2000 | 1 | 12 | 0 | 0 | 0 | 0 | 0 | 0 | 0 | 0 | 0 | 0 | 0 | 0 | 0
2000 | 1 | 13 | 0 | 0 | 0 | 0 | 0 | 0 | 0 | 0 | 0 | 0 | 0 | 0 | 0
2000 | 1 | 14 | 0 | 0 | 0 | 0 | 0 | 0 | 0 | 0 | 0 | 0 | 0 | 0 | 0
2000 | 1 | 15 | 0 | 0 | 0 | 0 | 0 | 0 | 0 | 0 | 0 | 0 | 0 | 0 | 0
2000 | 1 | 16 | 0 | 0 | 0 | 0 | 0 | 0 | 0 | 0 | 0 | 0 | 0 | 0 | 0
2000 | 1 | 17 | 0 | 0 | 0 | 0 | 0 | 0 | 0 | 0 | 0 | 0 | 0 | 0 | 0
2000 | 1 | 18 | 0 | 0 | 0 | 0 | 0 | 0 | 0 | 0 | 0 | 0 | 0 | 0 | 0
2000 | 1 | 19 | 0 | 0 | 0 | 0 | 0 | 0 | 0 | 0 | 0 | 0 | 0 | 0 | 0
2000 | 1 | 20 | 0.2 | 0.2 | 0.15 | 0 | 0.2 | 0.15 | 0 | 0 | 0 | 0 | 0 | 0 | 0
2000 | 1 | 21 | 0 | 0 | 0 | 0 | 0 | 0 | 0 | 0 | 0 | 0 | 0 | 0 | 0
2000 | 1 | 22 | 0 | 0 | 0 | 0 | 0 | 0 | 0 | 0 | 0 | 0 | 0 | 0 | 0
2000 | 1 | 23 | 0 | 0 | 0 | 0 | 0 | 0 | 0 | 0 | 0 | 0 | 0 | 0 | 0
2000 | 1 | 24 | 0 | 0 | 0 | 0 | 0 | 0 | 0 | 0 | 0 | 0 | 0 | 0 | 0
2000 | 1 | 25 | 0.85 | 0.85 | 0.8 | 0 | 0.85 | 0.8 | 0 | 0 | 0 | 0 | 0 | 0 | 0
2000 | 1 | 26 | 0 | 0 | 0 | 0 | 0 | 0 | 0 | 0 | 0 | 0 | 0 | 0 | 0
2000 | 1 | 27 | 0 | 0 | 0 | 0 | 0 | 0 | 0 | 0 | 0 | 0 | 0 | 0 | 0
2000 | 1 | 28 | 0 | 0 | 0 | 0 | 0 | 0 | 0 | 0 | 0 | 0 | 0 | 0 | 0
2000 | 1 | 29 | 0 | 0 | 0 | 0 | 0 | 0 | 0 | 0 | 0 | 0 | 0 | 0 | 0
2000 | 1 | 30 | 0.7 | 0.7 | 0.65 | 0 | 0.7 | 0.65 | 0 | 0 | 0 | 0 | 0 | 0 | 0
2000 | 1 | 31 | 0 | 0 | 0 | 0 | 0 | 0 | 0 | 0 | 0 | 0 | 0 | 0 | 0
2000 | 2 | 1 | 0 | 0 | 0 | 0 | 0 | 0 | 0 | 0 | 0 | 0 | 0 | 0 | 0
2000 | 2 | 2 | 0 | 0 | 0 | 0 | 0 | 0 | 0 | 0 | 0 | 0 | 0 | 0 | 0
2000 | 2 | 3 | 0 | 0 | 0 | 0 | 0 | 0 | 0 | 0 | 0 | 0 | 0 | 0 | 0
2000 | 2 | 4 | 0.03 | 0.03 | 0 | 0 | 0.03 | 0 | 0 | 0 | 0 | 0 | 0 | 0 | 0
2000 | 2 | 5 | 0 | 0 | 0 | 0 | 0 | 0 | 0 | 0 | 0 | 0 | 0 | 0 | 0
2000 | 2 | 6 | 0 | 0 | 0 | 0 | 0 | 0 | 0 | 0 | 0 | 0 | 0 | 0 | 0
2000 | 2 | 7 | 0 | 0 | 0 | 0 | 0 | 0 | 0 | 0 | 0 | 0 | 0 | 0 | 0
2000 | 2 | 8 | 0 | 0 | 0 | 0 | 0 | 0 | 0 | 0 | 0 | 0 | 0 | 0 | 0
2000 | 2 | 9 | 0 | 0 | 0 | 0 | 0 | 0 | 0 | 0 | 0 | 0 | 0 | 0 | 0
2000 | 2 | 10 | 0 | 0 | 0 | 0 | 0 | 0 | 0 | 0 | 0 | 0 | 0 | 0 | 0
2000 | 2 | 11 | 0.01 | 0.01 | 0 | 0 | 0.01 | 0 | 0 | 0 | 0 | 0 | 0 | 0 | 0
2000 | 2 | 12 | 0 | 0 | 0 | 0 | 0 | 0 | 0 | 0 | 0 | 0 | 0 | 0 | 0
2000 | 2 | 13 | 0.06 | 0.06 | 0.01 | 0 | 0.06 | 0.01 | 0 | 0 | 0 | 0 | 0 | 0 | 0
2000 | 2 | 14 | 0.4 | 0.4 | 0.35 | 0 | 0.4 | 0.35 | 0 | 0 | 0 | 0 | 0 | 0 | 0
2000 | 2 | 15 | 0 | 0 | 0 | 0 | 0 | 0 | 0 | 0 | 0 | 0 | 0 | 0 | 0
2000 | 2 | 16 | 0.01 | 0.01 | 0 | 0 | 0.01 | 0 | 0 | 0 | 0 | 0 | 0 | 0 | 0
2000 | 2 | 17 | 0 | 0 | 0 | 0 | 0 | 0 | 0 | 0 | 0 | 0 | 0 | 0 | 0
2000 | 2 | 18 | 0.58 | 0.58 | 0.53 | 0 | 0.58 | 0.53 | 0 | 0 | 0 | 0 | 0 | 0 | 0
2000 | 2 | 19 | 0.19 | 0.19 | 0.14 | 0 | 0.19 | 0.14 | 0 | 0 | 0 | 0 | 0 | 0 | 0
2000 | 2 | 20 | 0 | 0 | 0 | 0 | 0 | 0 | 0 | 0 | 0 | 0 | 0 | 0 | 0
2000 | 2 | 21 | 0 | 0 | 0 | 0 | 0 | 0 | 0 | 0 | 0 | 0 | 0 | 0 | 0
2000 | 2 | 22 | 0 | 0 | 0 | 0 | 0 | 0 | 0 | 0 | 0 | 0 | 0 | 0 | 0
2000 | 2 | 23 | 0 | 0 | 0 | 0 | 0 | 0 | 0 | 0 | 0 | 0 | 0 | 0 | 0
2000 | 2 | 24 | 0 | 0 | 0 | 0 | 0 | 0 | 0 | 0 | 0 | 0 | 0 | 0 | 0
2000 | 2 | 25 | 0 | 0 | 0 | 0 | 0 | 0 | 0 | 0 | 0 | 0 | 0 | 0 | 0
2000 | 2 | 26 | 0 | 0 | 0 | 0 | 0 | 0 | 0 | 0 | 0 | 0 | 0 | 0 | 0
2000 | 2 | 27 | 0.64 | 0.64 | 0.59 | 0 | 0.64 | 0.59 | 0 | 0 | 0 | 0 | 0 | 0 | 0
2000 | 2 | 28 | 0.14 | 0.14 | 0.09 | 0 | 0.14 | 0.09 | 0 | 0 | 0 | 0 | 0 | 0 | 0
2000 | 2 | 29 | 0 | 0 | 0 | 0 | 0 | 0 | 0 | 0 | 0 | 0 | 0 | 0 | 0
2000 | 3 | 1 | 0 | 0 | 0 | 0 | 0 | 0 | 0 | 0 | 0 | 0 | 0 | 0 | 0
2000 | 3 | 2 | 0 | 0 | 0 | 0 | 0 | 0 | 0 | 0 | 0 | 0 | 0 | 0 | 0
2000 | 3 | 3 | 0 | 0 | 0 | 0 | 0 | 0 | 0 | 0 | 0 | 0 | 0 | 0 | 0
2000 | 3 | 4 | 0 | 0 | 0 | 0 | 0 | 0 | 0 | 0 | 0 | 0 | 0 | 0 | 0
2000 | 3 | 5 | 0 | 0 | 0 | 0 | 0 | 0 | 0 | 0 | 0 | 0 | 0 | 0 | 0
2000 | 3 | 6 | 0 | 0 | 0 | 0 | 0 | 0 | 0 | 0 | 0 | 0 | 0 | 0 | 0
2000 | 3 | 7 | 0 | 0 | 0 | 0 | 0 | 0 | 0 | 0 | 0 | 0 | 0 | 0 | 0
2000 | 3 | 8 | 0 | 0 | 0 | 0 | 0 | 0 | 0 | 0 | 0 | 0 | 0 | 0 | 0
2000 | 3 | 9 | 0 | 0 | 0 | 0 | 0 | 0 | 0 | 0 | 0 | 0 | 0 | 0 | 0
2000 | 3 | 10 | 0 | 0 | 0 | 0 | 0 | 0 | 0 | 0 | 0 | 0 | 0 | 0 | 0
2000 | 3 | 11 | 0.06 | 0.06 | 0.01 | 0 | 0.06 | 0.01 | 0 | 0 | 0 | 0 | 0 | 0 | 0
2000 | 3 | 12 | 0.18 | 0.18 | 0.13 | 0 | 0.18 | 0.13 | 0 | 0 | 0 | 0 | 0 | 0 | 0
2000 | 3 | 13 | 0 | 0 | 0 | 0 | 0 | 0 | 0 | 0 | 0 | 0 | 0 | 0 | 0
2000 | 3 | 14 | 0 | 0 | 0 | 0 | 0 | 0 | 0 | 0 | 0 | 0 | 0 | 0 | 0
2000 | 3 | 15 | 0 | 0 | 0 | 0 | 0 | 0 | 0 | 0 | 0 | 0 | 0 | 0 | 0
2000 | 3 | 16 | 0.3 | 0.3 | 0.25 | 0 | 0.3 | 0.25 | 0 | 0 | 0 | 0 | 0 | 0 | 0
2000 | 3 | 17 | 0.09 | 0.09 | 0.04 | 0 | 0.09 | 0.04 | 0 | 0 | 0 | 0 | 0 | 0 | 0
2000 | 3 | 18 | 0 | 0 | 0 | 0 | 0 | 0 | 0 | 0 | 0 | 0 | 0 | 0 | 0
2000 | 3 | 19 | 0 | 0 | 0 | 0 | 0 | 0 | 0 | 0 | 0 | 0 | 0 | 0 | 0
2000 | 3 | 20 | 0.01 | 0.01 | 0 | 0 | 0.01 | 0 | 0 | 0 | 0 | 0 | 0 | 0 | 0
2000 | 3 | 21 | 1.82 | 1 | 0.95 | 0 | 1 | 0.95 | 0 | 0 | 0 | 0 | 0 | 0 | 0
2000 | 3 | 22 | 0.16 | 0.16 | 0.11 | 0 | 0.16 | 0.11 | 0 | 0 | 0 | 0 | 0 | 0 | 0
2000 | 3 | 23 | 0 | 0 | 0 | 0 | 0 | 0 | 0 | 0 | 0 | 0 | 0 | 0 | 0
2000 | 3 | 24 | 0 | 0 | 0 | 0 | 0 | 0 | 0 | 0 | 0 | 0 | 0 | 0 | 0
2000 | 3 | 25 | 0.42 | 0.42 | 0.37 | 0 | 0.42 | 0.37 | 0 | 0 | 0 | 0 | 0 | 0 | 0
2000 | 3 | 26 | 0 | 0 | 0 | 0 | 0 | 0 | 0 | 0 | 0 | 0 | 0 | 0 | 0
2000 | 3 | 27 | 0.89 | 0.89 | 0.84 | 0 | 0.89 | 0.84 | 0 | 0 | 0 | 0 | 0 | 0 | 0
2000 | 3 | 28 | 0.05 | 0.05 | 0 | 0 | 0.05 | 0 | 0 | 0 | 0 | 0 | 0 | 0 | 0
2000 | 3 | 29 | 0 | 0 | 0 | 0 | 0 | 0 | 0 | 0 | 0 | 0 | 0 | 0 | 0
2000 | 3 | 30 | 0 | 0 | 0 | 0 | 0 | 0 | 0 | 0 | 0 | 0 | 0 | 0 | 0
2000 | 3 | 31 | 0 | 0 | 0 | 0 | 0 | 0 | 0 | 0 | 0 | 0 | 0 | 0 | 0
2000 | 4 | 1 | 0 | 0 | 0 | 0 | 0 | 0 | 0 | 0 | 0 | 0 | 0 | 0 | 0
2000 | 4 | 2 | 0.04 | 0.04 | 0 | 0 | 0.04 | 0 | 0 | 0 | 0 | 0 | 0 | 0 | 0
2000 | 4 | 3 | 0.15 | 0.15 | 0.1 | 0 | 0.15 | 0.1 | 0 | 0 | 0 | 0 | 0 | 0 | 0
2000 | 4 | 4 | 0.3 | 0.3 | 0.25 | 0 | 0.3 | 0.25 | 0 | 0 | 0 | 0 | 0 | 0 | 0
2000 | 4 | 5 | 0 | 0 | 0 | 0 | 0 | 0 | 0 | 0 | 0 | 0 | 0 | 0 | 0
2000 | 4 | 6 | 0 | 0 | 0 | 0 | 0 | 0 | 0 | 0 | 0 | 0 | 0 | 0 | 0
2000 | 4 | 7 | 0 | 0 | 0 | 0 | 0 | 0 | 0 | 0 | 0 | 0 | 0 | 0 | 0
2000 | 4 | 8 | 0.83 | 0.83 | 0.78 | 0 | 0.83 | 0.78 | 0 | 0 | 0 | 0 | 0 | 0 | 0
2000 | 4 | 9 | 0.05 | 0.05 | 0 | 0 | 0.05 | 0 | 0 | 0 | 0 | 0 | 0 | 0 | 0
2000 | 4 | 10 | 0 | 0 | 0 | 0 | 0 | 0 | 0 | 0 | 0 | 0 | 0 | 0 | 0
2000 | 4 | 11 | 0.03 | 0.03 | 0 | 0 | 0.03 | 0 | 0 | 0 | 0 | 0 | 0 | 0 | 0
2000 | 4 | 12 | 0.01 | 0.01 | 0 | 0 | 0.01 | 0 | 0 | 0 | 0 | 0 | 0 | 0 | 0
2000 | 4 | 13 | 0 | 0 | 0 | 0 | 0 | 0 | 0 | 0 | 0 | 0 | 0 | 0 | 0
2000 | 4 | 14 | 0 | 0 | 0 | 0 | 0 | 0 | 0 | 0 | 0 | 0 | 0 | 0 | 0
2000 | 4 | 15 | 0.18 | 0.18 | 0.13 | 0 | 0.18 | 0.13 | 0 | 0 | 0 | 0 | 0 | 0 | 0
2000 | 4 | 16 | 0 | 0 | 0 | 0 | 0 | 0 | 0 | 0 | 0 | 0 | 0 | 0 | 0
2000 | 4 | 17 | 1.44 | 1 | 0.95 | 0 | 1 | 0.95 | 0 | 0 | 0 | 0 | 0 | 0 | 0
2000 | 4 | 18 | 0.24 | 0.24 | 0.19 | 0 | 0.24 | 0.19 | 0 | 0 | 0 | 0 | 0 | 0 | 0
2000 | 4 | 19 | 0 | 0 | 0 | 0 | 0 | 0 | 0 | 0 | 0 | 0 | 0 | 0 | 0
2000 | 4 | 20 | 0 | 0 | 0 | 0 | 0 | 0 | 0 | 0 | 0 | 0 | 0 | 0 | 0
2000 | 4 | 21 | 0.85 | 0.85 | 0.8 | 0 | 0.85 | 0.8 | 0 | 0 | 0 | 0 | 0 | 0 | 0
2000 | 4 | 22 | 0.01 | 0.01 | 0 | 0 | 0.01 | 0 | 0 | 0 | 0 | 0 | 0 | 0 | 0
2000 | 4 | 23 | 0 | 0 | 0 | 0 | 0 | 0 | 0 | 0 | 0 | 0 | 0 | 0 | 0
2000 | 4 | 24 | 0 | 0 | 0 | 0 | 0 | 0 | 0 | 0 | 0 | 0 | 0 | 0 | 0
2000 | 4 | 25 | 1 | 1 | 0.95 | 0 | 1 | 0.95 | 0 | 0 | 0 | 0 | 0 | 0 | 0
2000 | 4 | 26 | 0 | 0 | 0 | 0 | 0 | 0 | 0 | 0 | 0 | 0 | 0 | 0 | 0
2000 | 4 | 27 | 0 | 0 | 0 | 0 | 0 | 0 | 0 | 0 | 0 | 0 | 0 | 0 | 0
2000 | 4 | 28 | 0 | 0 | 0 | 0 | 0 | 0 | 0 | 0 | 0 | 0 | 0 | 0 | 0
2000 | 4 | 29 | 0 | 0 | 0 | 0 | 0 | 0 | 0 | 0 | 0 | 0 | 0 | 0 | 0
2000 | 4 | 30 | 0 | 0 | 0 | 0 | 0 | 0 | 0 | 0 | 0 | 0 | 0 | 0 | 0
2000 | 5 | 1 | 0 | 0 | 0 | 0 | 0 | 0 | 0 | 0 | 0 | 0 | 0 | 0 | 0
2000 | 5 | 2 | 0.03 | 0.03 | 0 | 0 | 0.03 | 0 | 0 | 0 | 0 | 0 | 0 | 0 | 0
2000 | 5 | 3 | 0 | 0 | 0 | 0 | 0 | 0 | 0 | 0 | 0 | 0 | 0 | 0 | 0
2000 | 5 | 4 | 0 | 0 | 0 | 0 | 0 | 0 | 0 | 0 | 0 | 0 | 0 | 0 | 0
2000 | 5 | 5 | 0 | 0 | 0 | 0 | 0 | 0 | 0 | 0 | 0 | 0 | 0 | 0 | 0
2000 | 5 | 6 | 0 | 0 | 0 | 0 | 0 | 0 | 0 | 0 | 0 | 0 | 0 | 0 | 0
2000 | 5 | 7 | 0 | 0 | 0 | 0 | 0 | 0 | 0 | 0 | 0 | 0 | 0 | 0 | 0
2000 | 5 | 8 | 0 | 0 | 0 | 0 | 0 | 0 | 0 | 0 | 0 | 0 | 0 | 0 | 0
2000 | 5 | 9 | 0 | 0 | 0 | 0 | 0 | 0 | 0 | 0 | 0 | 0 | 0 | 0 | 0
2000 | 5 | 10 | 0.39 | 0.39 | 0.34 | 0 | 0.39 | 0.34 | 0 | 0 | 0 | 0 | 0 | 0 | 0
2000 | 5 | 11 | 0 | 0 | 0 | 0 | 0 | 0 | 0 | 0 | 0 | 0 | 0 | 0 | 0
2000 | 5 | 12 | 0 | 0 | 0 | 0 | 0 | 0 | 0 | 0 | 0 | 0 | 0 | 0 | 0
2000 | 5 | 13 | 0.61 | 0.61 | 0.56 | 0 | 0.61 | 0.56 | 0 | 0 | 0 | 0 | 0 | 0 | 0
2000 | 5 | 14 | 0 | 0 | 0 | 0 | 0 | 0 | 0 | 0 | 0 | 0 | 0 | 0 | 0
2000 | 5 | 15 | 0 | 0 | 0 | 0 | 0 | 0 | 0 | 0 | 0 | 0 | 0 | 0 | 0
2000 | 5 | 16 | 0 | 0 | 0 | 0 | 0 | 0 | 0 | 0 | 0 | 0 | 0 | 0 | 0
2000 | 5 | 17 | 0 | 0 | 0 | 0 | 0 | 0 | 0 | 0 | 0 | 0 | 0 | 0 | 0
2000 | 5 | 18 | 0 | 0 | 0 | 0 | 0 | 0 | 0 | 0 | 0 | 0 | 0 | 0 | 0
2000 | 5 | 19 | 0.36 | 0.36 | 0.31 | 0 | 0.36 | 0.31 | 0 | 0 | 0 | 0 | 0 | 0 | 0
2000 | 5 | 20 | 0 | 0 | 0 | 0 | 0 | 0 | 0 | 0 | 0 | 0 | 0 | 0 | 0
2000 | 5 | 21 | 0.11 | 0.11 | 0.06 | 0 | 0.11 | 0.06 | 0 | 0 | 0 | 0 | 0 | 0 | 0
2000 | 5 | 22 | 0.81 | 0.81 | 0.76 | 0 | 0.81 | 0.76 | 0 | 0 | 0 | 0 | 0 | 0 | 0
2000 | 5 | 23 | 0.02 | 0.02 | 0 | 0 | 0.02 | 0 | 0 | 0 | 0 | 0 | 0 | 0 | 0
2000 | 5 | 24 | 0.37 | 0.37 | 0.32 | 0 | 0.37 | 0.32 | 0 | 0 | 0 | 0 | 0 | 0 | 0
2000 | 5 | 25 | 0 | 0 | 0 | 0 | 0 | 0 | 0 | 0 | 0 | 0 | 0 | 0 | 0
2000 | 5 | 26 | 0 | 0 | 0 | 0 | 0 | 0 | 0 | 0 | 0 | 0 | 0 | 0 | 0
2000 | 5 | 27 | 0.11 | 0.11 | 0.06 | 0 | 0.11 | 0.06 | 0 | 0 | 0 | 0 | 0 | 0 | 0
2000 | 5 | 28 | 0.27 | 0.27 | 0.22 | 0 | 0.27 | 0.22 | 0 | 0 | 0 | 0 | 0 | 0 | 0
2000 | 5 | 29 | 0 | 0 | 0 | 0 | 0 | 0 | 0 | 0 | 0 | 0 | 0 | 0 | 0
2000 | 5 | 30 | 0 | 0 | 0 | 0 | 0 | 0 | 0 | 0 | 0 | 0 | 0 | 0 | 0
2000 | 5 | 31 | 0 | 0 | 0 | 0 | 0 | 0 | 0 | 0 | 0 | 0 | 0 | 0 | 0
2000 | 6 | 1 | 0 | 0 | 0 | 0 | 0 | 0 | 0 | 0 | 0 | 0 | 0 | 0 | 0
2000 | 6 | 2 | 0.78 | 0.78 | 0.73 | 0 | 0.78 | 0.73 | 0 | 0 | 0 | 0 | 0 | 0 | 0
2000 | 6 | 3 | 0 | 0 | 0 | 0 | 0 | 0 | 0 | 0 | 0 | 0 | 0 | 0 | 0
2000 | 6 | 4 | 0 | 0 | 0 | 0 | 0 | 0 | 0 | 0 | 0 | 0 | 0 | 0 | 0
2000 | 6 | 5 | 0.07 | 0.07 | 0.02 | 0 | 0.07 | 0.02 | 0 | 0 | 0 | 0 | 0 | 0 | 0
2000 | 6 | 6 | 0.38 | 0.38 | 0.33 | 0 | 0.38 | 0.33 | 0 | 0 | 0 | 0 | 0 | 0 | 0
2000 | 6 | 7 | 0 | 0 | 0 | 0 | 0 | 0 | 0 | 0 | 0 | 0 | 0 | 0 | 0
2000 | 6 | 8 | 0 | 0 | 0 | 0 | 0 | 0 | 0 | 0 | 0 | 0 | 0 | 0 | 0
2000 | 6 | 9 | 0 | 0 | 0 | 0 | 0 | 0 | 0 | 0 | 0 | 0 | 0 | 0 | 0
2000 | 6 | 10 | 0 | 0 | 0 | 0 | 0 | 0 | 0 | 0 | 0 | 0 | 0 | 0 | 0
2000 | 6 | 11 | 0 | 0 | 0 | 0 | 0 | 0 | 0 | 0 | 0 | 0 | 0 | 0 | 0
2000 | 6 | 12 | 0.34 | 0.34 | 0.29 | 0 | 0.34 | 0.29 | 0 | 0 | 0 | 0 | 0 | 0 | 0
2000 | 6 | 13 | 0.01 | 0.01 | 0 | 0 | 0.01 | 0 | 0 | 0 | 0 | 0 | 0 | 0 | 0
2000 | 6 | 14 | 0.01 | 0.01 | 0 | 0 | 0.01 | 0 | 0 | 0 | 0 | 0 | 0 | 0 | 0
2000 | 6 | 15 | 0.64 | 0.64 | 0.59 | 0 | 0.64 | 0.59 | 0 | 0 | 0 | 0 | 0 | 0 | 0
2000 | 6 | 16 | 0 | 0 | 0 | 0 | 0 | 0 | 0 | 0 | 0 | 0 | 0 | 0 | 0
2000 | 6 | 17 | 0.66 | 0.66 | 0.61 | 0 | 0.66 | 0.61 | 0 | 0 | 0 | 0 | 0 | 0 | 0
2000 | 6 | 18 | 0.13 | 0.13 | 0.08 | 0 | 0.13 | 0.08 | 0 | 0 | 0 | 0 | 0 | 0 | 0
2000 | 6 | 19 | 0.01 | 0.01 | 0 | 0 | 0.01 | 0 | 0 | 0 | 0 | 0 | 0 | 0 | 0
2000 | 6 | 20 | 0 | 0 | 0 | 0 | 0 | 0 | 0 | 0 | 0 | 0 | 0 | 0 | 0
2000 | 6 | 21 | 1.07 | 1 | 0.95 | 0 | 1 | 0.95 | 0 | 0 | 0 | 0 | 0 | 0 | 0
2000 | 6 | 22 | 0.08 | 0.08 | 0.03 | 0 | 0.08 | 0.03 | 0 | 0 | 0 | 0 | 0 | 0 | 0
2000 | 6 | 23 | 0 | 0 | 0 | 0 | 0 | 0 | 0 | 0 | 0 | 0 | 0 | 0 | 0
2000 | 6 | 24 | 0 | 0 | 0 | 0 | 0 | 0 | 0 | 0 | 0 | 0 | 0 | 0 | 0
2000 | 6 | 25 | 0.48 | 0.48 | 0.43 | 0 | 0.48 | 0.43 | 0 | 0 | 0 | 0 | 0 | 0 | 0
2000 | 6 | 26 | 0.05 | 0.05 | 0 | 0 | 0.05 | 0 | 0 | 0 | 0 | 0 | 0 | 0 | 0
2000 | 6 | 27 | 0.11 | 0.11 | 0.06 | 0 | 0.11 | 0.06 | 0 | 0 | 0 | 0 | 0 | 0 | 0
2000 | 6 | 28 | 0.09 | 0.09 | 0.04 | 0 | 0.09 | 0.04 | 0 | 0 | 0 | 0 | 0 | 0 | 0
2000 | 6 | 29 | 0.02 | 0.02 | 0 | 0 | 0.02 | 0 | 0 | 0 | 0 | 0 | 0 | 0 | 0
2000 | 6 | 30 | 0 | 0 | 0 | 0 | 0 | 0 | 0 | 0 | 0 | 0 | 0 | 0 | 0
2000 | 7 | 1 | 0 | 0 | 0 | 0 | 0 | 0 | 0 | 0 | 0 | 0 | 0 | 0 | 0
2000 | 7 | 2 | 0 | 0 | 0 | 0 | 0 | 0 | 0 | 0 | 0 | 0 | 0 | 0 | 0
2000 | 7 | 3 | 0.62 | 0.62 | 0.57 | 0 | 0.62 | 0.57 | 0 | 0 | 0 | 0 | 0 | 0 | 0
2000 | 7 | 4 | 0.03 | 0.03 | 0 | 0 | 0.03 | 0 | 0 | 0 | 0 | 0 | 0 | 0 | 0
2000 | 7 | 5 | 0 | 0 | 0 | 0 | 0 | 0 | 0 | 0 | 0 | 0 | 0 | 0 | 0
2000 | 7 | 6 | 0 | 0 | 0 | 0 | 0 | 0 | 0 | 0 | 0 | 0 | 0 | 0 | 0
2000 | 7 | 7 | 0 | 0 | 0 | 0 | 0 | 0 | 0 | 0 | 0 | 0 | 0 | 0 | 0
2000 | 7 | 8 | 0 | 0 | 0 | 0 | 0 | 0 | 0 | 0 | 0 | 0 | 0 | 0 | 0
2000 | 7 | 9 | 0 | 0 | 0 | 0 | 0 | 0 | 0 | 0 | 0 | 0 | 0 | 0 | 0
2000 | 7 | 10 | 0.09 | 0.09 | 0.04 | 0 | 0.09 | 0.04 | 0 | 0 | 0 | 0 | 0 | 0 | 0
2000 | 7 | 11 | 0 | 0 | 0 | 0 | 0 | 0 | 0 | 0 | 0 | 0 | 0 | 0 | 0
2000 | 7 | 12 | 0 | 0 | 0 | 0 | 0 | 0 | 0 | 0 | 0 | 0 | 0 | 0 | 0
2000 | 7 | 13 | 0 | 0 | 0 | 0 | 0 | 0 | 0 | 0 | 0 | 0 | 0 | 0 | 0
2000 | 7 | 14 | 1.32 | 1 | 0.95 | 0 | 1 | 0.95 | 0 | 0 | 0 | 0 | 0 | 0 | 0
2000 | 7 | 15 | 0.07 | 0.07 | 0.02 | 0 | 0.07 | 0.02 | 0 | 0 | 0 | 0 | 0 | 0 | 0
2000 | 7 | 16 | 0.49 | 0.49 | 0.44 | 0 | 0.49 | 0.44 | 0 | 0 | 0 | 0 | 0 | 0 | 0
2000 | 7 | 17 | 0 | 0 | 0 | 0 | 0 | 0 | 0 | 0 | 0 | 0 | 0 | 0 | 0
2000 | 7 | 18 | 0 | 0 | 0 | 0 | 0 | 0 | 0 | 0 | 0 | 0 | 0 | 0 | 0
2000 | 7 | 19 | 0.52 | 0.52 | 0.47 | 0 | 0.52 | 0.47 | 0 | 0 | 0 | 0 | 0 | 0 | 0
2000 | 7 | 20 | 0.07 | 0.07 | 0.02 | 0 | 0.07 | 0.02 | 0 | 0 | 0 | 0 | 0 | 0 | 0
2000 | 7 | 21 | 0 | 0 | 0 | 0 | 0 | 0 | 0 | 0 | 0 | 0 | 0 | 0 | 0
2000 | 7 | 22 | 0 | 0 | 0 | 0 | 0 | 0 | 0 | 0 | 0 | 0 | 0 | 0 | 0
2000 | 7 | 23 | 0 | 0 | 0 | 0 | 0 | 0 | 0 | 0 | 0 | 0 | 0 | 0 | 0
2000 | 7 | 24 | 0.34 | 0.34 | 0.29 | 0 | 0.34 | 0.29 | 0 | 0 | 0 | 0 | 0 | 0 | 0
2000 | 7 | 25 | 0 | 0 | 0 | 0 | 0 | 0 | 0 | 0 | 0 | 0 | 0 | 0 | 0
2000 | 7 | 26 | 0.65 | 0.65 | 0.6 | 0 | 0.65 | 0.6 | 0 | 0 | 0 | 0 | 0 | 0 | 0
2000 | 7 | 27 | 0.01 | 0.01 | 0 | 0 | 0.01 | 0 | 0 | 0 | 0 | 0 | 0 | 0 | 0
2000 | 7 | 28 | 0.75 | 0.75 | 0.7 | 0 | 0.75 | 0.7 | 0 | 0 | 0 | 0 | 0 | 0 | 0
2000 | 7 | 29 | 0 | 0 | 0 | 0 | 0 | 0 | 0 | 0 | 0 | 0 | 0 | 0 | 0
2000 | 7 | 30 | 0.53 | 0.53 | 0.48 | 0 | 0.53 | 0.48 | 0 | 0 | 0 | 0 | 0 | 0 | 0
2000 | 7 | 31 | 0.02 | 0.02 | 0 | 0 | 0.02 | 0 | 0 | 0 | 0 | 0 | 0 | 0 | 0
2000 | 8 | 1 | 0.17 | 0.17 | 0.12 | 0 | 0.17 | 0.12 | 0 | 0 | 0 | 0 | 0 | 0 | 0
2000 | 8 | 2 | 0 | 0 | 0 | 0 | 0 | 0 | 0 | 0 | 0 | 0 | 0 | 0 | 0
2000 | 8 | 3 | 0.35 | 0.35 | 0.3 | 0 | 0.35 | 0.3 | 0 | 0 | 0 | 0 | 0 | 0 | 0
2000 | 8 | 4 | 0.28 | 0.28 | 0.23 | 0 | 0.28 | 0.23 | 0 | 0 | 0 | 0 | 0 | 0 | 0
2000 | 8 | 5 | 0 | 0 | 0 | 0 | 0 | 0 | 0 | 0 | 0 | 0 | 0 | 0 | 0
2000 | 8 | 6 | 0.75 | 0.75 | 0.7 | 0 | 0.75 | 0.7 | 0 | 0 | 0 | 0 | 0 | 0 | 0
2000 | 8 | 7 | 0.61 | 0.61 | 0.56 | 0 | 0.61 | 0.56 | 0 | 0 | 0 | 0 | 0 | 0 | 0
2000 | 8 | 8 | 0 | 0 | 0 | 0 | 0 | 0 | 0 | 0 | 0 | 0 | 0 | 0 | 0
2000 | 8 | 9 | 0.07 | 0.07 | 0.02 | 0 | 0.07 | 0.02 | 0 | 0 | 0 | 0 | 0 | 0 | 0
2000 | 8 | 10 | 0 | 0 | 0 | 0 | 0 | 0 | 0 | 0 | 0 | 0 | 0 | 0 | 0
2000 | 8 | 11 | 0 | 0 | 0 | 0 | 0 | 0 | 0 | 0 | 0 | 0 | 0 | 0 | 0
2000 | 8 | 12 | 0 | 0 | 0 | 0 | 0 | 0 | 0 | 0 | 0 | 0 | 0 | 0 | 0
2000 | 8 | 13 | 0.06 | 0.06 | 0.01 | 0 | 0.06 | 0.01 | 0 | 0 | 0 | 0 | 0 | 0 | 0
2000 | 8 | 14 | 0.05 | 0.05 | 0 | 0 | 0.05 | 0 | 0 | 0 | 0 | 0 | 0 | 0 | 0
2000 | 8 | 15 | 0.02 | 0.02 | 0 | 0 | 0.02 | 0 | 0 | 0 | 0 | 0 | 0 | 0 | 0
2000 | 8 | 16 | 0 | 0 | 0 | 0 | 0 | 0 | 0 | 0 | 0 | 0 | 0 | 0 | 0
2000 | 8 | 17 | 0 | 0 | 0 | 0 | 0 | 0 | 0 | 0 | 0 | 0 | 0 | 0 | 0
2000 | 8 | 18 | 0.08 | 0.08 | 0.03 | 0 | 0.08 | 0.03 | 0 | 0 | 0 | 0 | 0 | 0 | 0
2000 | 8 | 19 | 0 | 0 | 0 | 0 | 0 | 0 | 0 | 0 | 0 | 0 | 0 | 0 | 0
2000 | 8 | 20 | 0 | 0 | 0 | 0 | 0 | 0 | 0 | 0 | 0 | 0 | 0 | 0 | 0
2000 | 8 | 21 | 0 | 0 | 0 | 0 | 0 | 0 | 0 | 0 | 0 | 0 | 0 | 0 | 0
2000 | 8 | 22 | 0 | 0 | 0 | 0 | 0 | 0 | 0 | 0 | 0 | 0 | 0 | 0 | 0
2000 | 8 | 23 | 0 | 0 | 0 | 0 | 0 | 0 | 0 | 0 | 0 | 0 | 0 | 0 | 0
2000 | 8 | 24 | 0 | 0 | 0 | 0 | 0 | 0 | 0 | 0 | 0 | 0 | 0 | 0 | 0
2000 | 8 | 25 | 0 | 0 | 0 | 0 | 0 | 0 | 0 | 0 | 0 | 0 | 0 | 0 | 0
2000 | 8 | 26 | 0 | 0 | 0 | 0 | 0 | 0 | 0 | 0 | 0 | 0 | 0 | 0 | 0
2000 | 8 | 27 | 0.28 | 0.28 | 0.23 | 0 | 0.28 | 0.23 | 0 | 0 | 0 | 0 | 0 | 0 | 0
2000 | 8 | 28 | 0 | 0 | 0 | 0 | 0 | 0 | 0 | 0 | 0 | 0 | 0 | 0 | 0
2000 | 8 | 29 | 0.4 | 0.4 | 0.35 | 0 | 0.4 | 0.35 | 0 | 0 | 0 | 0 | 0 | 0 | 0
2000 | 8 | 30 | 0.02 | 0.02 | 0 | 0 | 0.02 | 0 | 0 | 0 | 0 | 0 | 0 | 0 | 0
2000 | 8 | 31 | 0.63 | 0.63 | 0.58 | 0 | 0.63 | 0.58 | 0 | 0 | 0 | 0 | 0 | 0 | 0
2000 | 9 | 1 | 0.06 | 0.06 | 0.01 | 0 | 0.06 | 0.01 | 0 | 0 | 0 | 0 | 0 | 0 | 0
2000 | 9 | 2 | 1.65 | 1 | 0.95 | 0 | 1 | 0.95 | 0 | 0 | 0 | 0 | 0 | 0 | 0
2000 | 9 | 3 | 0.1 | 0.1 | 0.05 | 0 | 0.1 | 0.05 | 0 | 0 | 0 | 0 | 0 | 0 | 0
2000 | 9 | 4 | 0.08 | 0.08 | 0.03 | 0 | 0.08 | 0.03 | 0 | 0 | 0 | 0 | 0 | 0 | 0
2000 | 9 | 5 | 0 | 0 | 0 | 0 | 0 | 0 | 0 | 0 | 0 | 0 | 0 | 0 | 0
2000 | 9 | 6 | 0 | 0 | 0 | 0 | 0 | 0 | 0 | 0 | 0 | 0 | 0 | 0 | 0
2000 | 9 | 7 | 0 | 0 | 0 | 0 | 0 | 0 | 0 | 0 | 0 | 0 | 0 | 0 | 0
2000 | 9 | 8 | 0 | 0 | 0 | 0 | 0 | 0 | 0 | 0 | 0 | 0 | 0 | 0 | 0
2000 | 9 | 9 | 0 | 0 | 0 | 0 | 0 | 0 | 0 | 0 | 0 | 0 | 0 | 0 | 0
2000 | 9 | 10 | 0 | 0 | 0 | 0 | 0 | 0 | 0 | 0 | 0 | 0 | 0 | 0 | 0
2000 | 9 | 11 | 0 | 0 | 0 | 0 | 0 | 0 | 0 | 0 | 0 | 0 | 0 | 0 | 0
2000 | 9 | 12 | 0 | 0 | 0 | 0 | 0 | 0 | 0 | 0 | 0 | 0 | 0 | 0 | 0
2000 | 9 | 13 | 0 | 0 | 0 | 0 | 0 | 0 | 0 | 0 | 0 | 0 | 0 | 0 | 0
2000 | 9 | 14 | 0.02 | 0.02 | 0 | 0 | 0.02 | 0 | 0 | 0 | 0 | 0 | 0 | 0 | 0
2000 | 9 | 15 | 0.01 | 0.01 | 0 | 0 | 0.01 | 0 | 0 | 0 | 0 | 0 | 0 | 0 | 0
2000 | 9 | 16 | 0 | 0 | 0 | 0 | 0 | 0 | 0 | 0 | 0 | 0 | 0 | 0 | 0
2000 | 9 | 17 | 0 | 0 | 0 | 0 | 0 | 0 | 0 | 0 | 0 | 0 | 0 | 0 | 0
2000 | 9 | 18 | 0 | 0 | 0 | 0 | 0 | 0 | 0 | 0 | 0 | 0 | 0 | 0 | 0
2000 | 9 | 19 | 0.85 | 0.85 | 0.8 | 0 | 0.85 | 0.8 | 0 | 0 | 0 | 0 | 0 | 0 | 0
2000 | 9 | 20 | 0 | 0 | 0 | 0 | 0 | 0 | 0 | 0 | 0 | 0 | 0 | 0 | 0
2000 | 9 | 21 | 0 | 0 | 0 | 0 | 0 | 0 | 0 | 0 | 0 | 0 | 0 | 0 | 0
2000 | 9 | 22 | 0 | 0 | 0 | 0 | 0 | 0 | 0 | 0 | 0 | 0 | 0 | 0 | 0
2000 | 9 | 23 | 0 | 0 | 0 | 0 | 0 | 0 | 0 | 0 | 0 | 0 | 0 | 0 | 0
2000 | 9 | 24 | 0 | 0 | 0 | 0 | 0 | 0 | 0 | 0 | 0 | 0 | 0 | 0 | 0
2000 | 9 | 25 | 1.86 | 1 | 0.95 | 0 | 1 | 0.95 | 0 | 0 | 0 | 0 | 0 | 0 | 0
2000 | 9 | 26 | 0.28 | 0.28 | 0.23 | 0 | 0.28 | 0.23 | 0 | 0 | 0 | 0 | 0 | 0 | 0
2000 | 9 | 27 | 0 | 0 | 0 | 0 | 0 | 0 | 0 | 0 | 0 | 0 | 0 | 0 | 0
2000 | 9 | 28 | 0 | 0 | 0 | 0 | 0 | 0 | 0 | 0 | 0 | 0 | 0 | 0 | 0
2000 | 9 | 29 | 0 | 0 | 0 | 0 | 0 | 0 | 0 | 0 | 0 | 0 | 0 | 0 | 0
2000 | 9 | 30 | 0 | 0 | 0 | 0 | 0 | 0 | 0 | 0 | 0 | 0 | 0 | 0 | 0
2000 | 10 | 1 | 0 | 0 | 0 | 0 | 0 | 0 | 0 | 0 | 0 | 0 | 0 | 0 | 0
2000 | 10 | 2 | 0 | 0 | 0 | 0 | 0 | 0 | 0 | 0 | 0 | 0 | 0 | 0 | 0
2000 | 10 | 3 | 0 | 0 | 0 | 0 | 0 | 0 | 0 | 0 | 0 | 0 | 0 | 0 | 0
2000 | 10 | 4 | 0 | 0 | 0 | 0 | 0 | 0 | 0 | 0 | 0 | 0 | 0 | 0 | 0
2000 | 10 | 5 | 0 | 0 | 0 | 0 | 0 | 0 | 0 | 0 | 0 | 0 | 0 | 0 | 0
2000 | 10 | 6 | 0 | 0 | 0 | 0 | 0 | 0 | 0 | 0 | 0 | 0 | 0 | 0 | 0
2000 | 10 | 7 | 0 | 0 | 0 | 0 | 0 | 0 | 0 | 0 | 0 | 0 | 0 | 0 | 0
2000 | 10 | 8 | 0 | 0 | 0 | 0 | 0 | 0 | 0 | 0 | 0 | 0 | 0 | 0 | 0
2000 | 10 | 9 | 0.01 | 0.01 | 0 | 0 | 0.01 | 0 | 0 | 0 | 0 | 0 | 0 | 0 | 0
2000 | 10 | 10 | 0 | 0 | 0 | 0 | 0 | 0 | 0 | 0 | 0 | 0 | 0 | 0 | 0
2000 | 10 | 11 | 0 | 0 | 0 | 0 | 0 | 0 | 0 | 0 | 0 | 0 | 0 | 0 | 0
2000 | 10 | 12 | 0 | 0 | 0 | 0 | 0 | 0 | 0 | 0 | 0 | 0 | 0 | 0 | 0
2000 | 10 | 13 | 0 | 0 | 0 | 0 | 0 | 0 | 0 | 0 | 0 | 0 | 0 | 0 | 0
2000 | 10 | 14 | 0 | 0 | 0 | 0 | 0 | 0 | 0 | 0 | 0 | 0 | 0 | 0 | 0
2000 | 10 | 15 | 0 | 0 | 0 | 0 | 0 | 0 | 0 | 0 | 0 | 0 | 0 | 0 | 0
2000 | 10 | 16 | 0 | 0 | 0 | 0 | 0 | 0 | 0 | 0 | 0 | 0 | 0 | 0 | 0
2000 | 10 | 17 | 0 | 0 | 0 | 0 | 0 | 0 | 0 | 0 | 0 | 0 | 0 | 0 | 0
2000 | 10 | 18 | 0.01 | 0.01 | 0 | 0 | 0.01 | 0 | 0 | 0 | 0 | 0 | 0 | 0 | 0
2000 | 10 | 19 | 0 | 0 | 0 | 0 | 0 | 0 | 0 | 0 | 0 | 0 | 0 | 0 | 0
2000 | 10 | 20 | 0 | 0 | 0 | 0 | 0 | 0 | 0 | 0 | 0 | 0 | 0 | 0 | 0
2000 | 10 | 21 | 0 | 0 | 0 | 0 | 0 | 0 | 0 | 0 | 0 | 0 | 0 | 0 | 0
2000 | 10 | 22 | 0 | 0 | 0 | 0 | 0 | 0 | 0 | 0 | 0 | 0 | 0 | 0 | 0
2000 | 10 | 23 | 0 | 0 | 0 | 0 | 0 | 0 | 0 | 0 | 0 | 0 | 0 | 0 | 0
2000 | 10 | 24 | 0 | 0 | 0 | 0 | 0 | 0 | 0 | 0 | 0 | 0 | 0 | 0 | 0
2000 | 10 | 25 | 0 | 0 | 0 | 0 | 0 | 0 | 0 | 0 | 0 | 0 | 0 | 0 | 0
2000 | 10 | 26 | 0 | 0 | 0 | 0 | 0 | 0 | 0 | 0 | 0 | 0 | 0 | 0 | 0
2000 | 10 | 27 | 0 | 0 | 0 | 0 | 0 | 0 | 0 | 0 | 0 | 0 | 0 | 0 | 0
2000 | 10 | 28 | 0 | 0 | 0 | 0 | 0 | 0 | 0 | 0 | 0 | 0 | 0 | 0 | 0
2000 | 10 | 29 | 0 | 0 | 0 | 0 | 0 | 0 | 0 | 0 | 0 | 0 | 0 | 0 | 0
2000 | 10 | 30 | 0 | 0 | 0 | 0 | 0 | 0 | 0 | 0 | 0 | 0 | 0 | 0 | 0
2000 | 10 | 31 | 0 | 0 | 0 | 0 | 0 | 0 | 0 | 0 | 0 | 0 | 0 | 0 | 0
2000 | 11 | 1 | 0 | 0 | 0 | 0 | 0 | 0 | 0 | 0 | 0 | 0 | 0 | 0 | 0
2000 | 11 | 2 | 0 | 0 | 0 | 0 | 0 | 0 | 0 | 0 | 0 | 0 | 0 | 0 | 0
2000 | 11 | 3 | 0 | 0 | 0 | 0 | 0 | 0 | 0 | 0 | 0 | 0 | 0 | 0 | 0
2000 | 11 | 4 | 0 | 0 | 0 | 0 | 0 | 0 | 0 | 0 | 0 | 0 | 0 | 0 | 0
2000 | 11 | 5 | 0 | 0 | 0 | 0 | 0 | 0 | 0 | 0 | 0 | 0 | 0 | 0 | 0
2000 | 11 | 6 | 0 | 0 | 0 | 0 | 0 | 0 | 0 | 0 | 0 | 0 | 0 | 0 | 0
2000 | 11 | 7 | 0 | 0 | 0 | 0 | 0 | 0 | 0 | 0 | 0 | 0 | 0 | 0 | 0
2000 | 11 | 8 | 0 | 0 | 0 | 0 | 0 | 0 | 0 | 0 | 0 | 0 | 0 | 0 | 0
2000 | 11 | 9 | 0.09 | 0.09 | 0.04 | 0 | 0.09 | 0.04 | 0 | 0 | 0 | 0 | 0 | 0 | 0
2000 | 11 | 10 | 0.36 | 0.36 | 0.31 | 0 | 0.36 | 0.31 | 0 | 0 | 0 | 0 | 0 | 0 | 0
2000 | 11 | 11 | 0 | 0 | 0 | 0 | 0 | 0 | 0 | 0 | 0 | 0 | 0 | 0 | 0
2000 | 11 | 12 | 0 | 0 | 0 | 0 | 0 | 0 | 0 | 0 | 0 | 0 | 0 | 0 | 0
2000 | 11 | 13 | 0 | 0 | 0 | 0 | 0 | 0 | 0 | 0 | 0 | 0 | 0 | 0 | 0
2000 | 11 | 14 | 0.26 | 0.26 | 0.21 | 0 | 0.26 | 0.21 | 0 | 0 | 0 | 0 | 0 | 0 | 0
2000 | 11 | 15 | 0 | 0 | 0 | 0 | 0 | 0 | 0 | 0 | 0 | 0 | 0 | 0 | 0
2000 | 11 | 16 | 0.01 | 0.01 | 0 | 0 | 0.01 | 0 | 0 | 0 | 0 | 0 | 0 | 0 | 0
2000 | 11 | 17 | 0 | 0 | 0 | 0 | 0 | 0 | 0 | 0 | 0 | 0 | 0 | 0 | 0
2000 | 11 | 18 | 0 | 0 | 0 | 0 | 0 | 0 | 0 | 0 | 0 | 0 | 0 | 0 | 0
2000 | 11 | 19 | 0 | 0 | 0 | 0 | 0 | 0 | 0 | 0 | 0 | 0 | 0 | 0 | 0
2000 | 11 | 20 | 0 | 0 | 0 | 0 | 0 | 0 | 0 | 0 | 0 | 0 | 0 | 0 | 0
2000 | 11 | 21 | 0 | 0 | 0 | 0 | 0 | 0 | 0 | 0 | 0 | 0 | 0 | 0 | 0
2000 | 11 | 22 | 0 | 0 | 0 | 0 | 0 | 0 | 0 | 0 | 0 | 0 | 0 | 0 | 0
2000 | 11 | 23 | 0 | 0 | 0 | 0 | 0 | 0 | 0 | 0 | 0 | 0 | 0 | 0 | 0
2000 | 11 | 24 | 0 | 0 | 0 | 0 | 0 | 0 | 0 | 0 | 0 | 0 | 0 | 0 | 0
2000 | 11 | 25 | 0.49 | 0.49 | 0.44 | 0 | 0.49 | 0.44 | 0 | 0 | 0 | 0 | 0 | 0 | 0
2000 | 11 | 26 | 0.23 | 0.23 | 0.18 | 0 | 0.23 | 0.18 | 0 | 0 | 0 | 0 | 0 | 0 | 0
2000 | 11 | 27 | 0 | 0 | 0 | 0 | 0 | 0 | 0 | 0 | 0 | 0 | 0 | 0 | 0
2000 | 11 | 28 | 0 | 0 | 0 | 0 | 0 | 0 | 0 | 0 | 0 | 0 | 0 | 0 | 0
2000 | 11 | 29 | 0.16 | 0.16 | 0.11 | 0 | 0.16 | 0.11 | 0 | 0 | 0 | 0 | 0 | 0 | 0
2000 | 11 | 30 | 0 | 0 | 0 | 0 | 0 | 0 | 0 | 0 | 0 | 0 | 0 | 0 | 0
2000 | 12 | 1 | 0 | 0 | 0 | 0 | 0 | 0 | 0 | 0 | 0 | 0 | 0 | 0 | 0
2000 | 12 | 2 | 0 | 0 | 0 | 0 | 0 | 0 | 0 | 0 | 0 | 0 | 0 | 0 | 0
2000 | 12 | 3 | 0 | 0 | 0 | 0 | 0 | 0 | 0 | 0 | 0 | 0 | 0 | 0 | 0
2000 | 12 | 4 | 0 | 0 | 0 | 0 | 0 | 0 | 0 | 0 | 0 | 0 | 0 | 0 | 0
2000 | 12 | 5 | 0 | 0 | 0 | 0 | 0 | 0 | 0 | 0 | 0 | 0 | 0 | 0 | 0
2000 | 12 | 6 | 0 | 0 | 0 | 0 | 0 | 0 | 0 | 0 | 0 | 0 | 0 | 0 | 0
2000 | 12 | 7 | 0 | 0 | 0 | 0 | 0 | 0 | 0 | 0 | 0 | 0 | 0 | 0 | 0
2000 | 12 | 8 | 0 | 0 | 0 | 0 | 0 | 0 | 0 | 0 | 0 | 0 | 0 | 0 | 0
2000 | 12 | 9 | 0 | 0 | 0 | 0 | 0 | 0 | 0 | 0 | 0 | 0 | 0 | 0 | 0
2000 | 12 | 10 | 0.02 | 0.02 | 0 | 0 | 0.02 | 0 | 0 | 0 | 0 | 0 | 0 | 0 | 0
2000 | 12 | 11 | 0 | 0 | 0 | 0 | 0 | 0 | 0 | 0 | 0 | 0 | 0 | 0 | 0
2000 | 12 | 12 | 0 | 0 | 0 | 0 | 0 | 0 | 0 | 0 | 0 | 0 | 0 | 0 | 0
2000 | 12 | 13 | 0.03 | 0.03 | 0 | 0 | 0.03 | 0 | 0 | 0 | 0 | 0 | 0 | 0 | 0
2000 | 12 | 14 | 0.68 | 0.68 | 0.63 | 0 | 0.68 | 0.63 | 0 | 0 | 0 | 0 | 0 | 0 | 0
2000 | 12 | 15 | 0 | 0 | 0 | 0 | 0 | 0 | 0 | 0 | 0 | 0 | 0 | 0 | 0
2000 | 12 | 16 | 0.25 | 0.25 | 0.2 | 0 | 0.25 | 0.2 | 0 | 0 | 0 | 0 | 0 | 0 | 0
2000 | 12 | 17 | 0.9 | 0.9 | 0.85 | 0 | 0.9 | 0.85 | 0 | 0 | 0 | 0 | 0 | 0 | 0
2000 | 12 | 18 | 0 | 0 | 0 | 0 | 0 | 0 | 0 | 0 | 0 | 0 | 0 | 0 | 0
2000 | 12 | 19 | 0.13 | 0.13 | 0.08 | 0 | 0.13 | 0.08 | 0 | 0 | 0 | 0 | 0 | 0 | 0
2000 | 12 | 20 | 0 | 0 | 0 | 0 | 0 | 0 | 0 | 0 | 0 | 0 | 0 | 0 | 0
2000 | 12 | 21 | 0 | 0 | 0 | 0 | 0 | 0 | 0 | 0 | 0 | 0 | 0 | 0 | 0
2000 | 12 | 22 | 0 | 0 | 0 | 0 | 0 | 0 | 0 | 0 | 0 | 0 | 0 | 0 | 0
2000 | 12 | 23 | 0 | 0 | 0 | 0 | 0 | 0 | 0 | 0 | 0 | 0 | 0 | 0 | 0
2000 | 12 | 24 | 0 | 0 | 0 | 0 | 0 | 0 | 0 | 0 | 0 | 0 | 0 | 0 | 0
2000 | 12 | 25 | 0 | 0 | 0 | 0 | 0 | 0 | 0 | 0 | 0 | 0 | 0 | 0 | 0
2000 | 12 | 26 | 0 | 0 | 0 | 0 | 0 | 0 | 0 | 0 | 0 | 0 | 0 | 0 | 0
2000 | 12 | 27 | 0 | 0 | 0 | 0 | 0 | 0 | 0 | 0 | 0 | 0 | 0 | 0 | 0
2000 | 12 | 28 | 0 | 0 | 0 | 0 | 0 | 0 | 0 | 0 | 0 | 0 | 0 | 0 | 0
2000 | 12 | 29 | 0 | 0 | 0 | 0 | 0 | 0 | 0 | 0 | 0 | 0 | 0 | 0 | 0
2000 | 12 | 30 | 0 | 0 | 0 | 0 | 0 | 0 | 0 | 0 | 0 | 0 | 0 | 0 | 0
2000 | 12 | 31 | 0 | 0 | 0 | 0 | 0 | 0 | 0 | 0 | 0 | 0 | 0 | 0 | 0
2001 | 1 | 1 | 0 | 0 | 0 | 0 | 0 | 0 | 0 | 0 | 0 | 0 | 0 | 0 | 0
2001 | 1 | 2 | 0 | 0 | 0 | 0 | 0 | 0 | 0 | 0 | 0 | 0 | 0 | 0 | 0
2001 | 1 | 3 | 0 | 0 | 0 | 0 | 0 | 0 | 0 | 0 | 0 | 0 | 0 | 0 | 0
2001 | 1 | 4 | 0 | 0 | 0 | 0 | 0 | 0 | 0 | 0 | 0 | 0 | 0 | 0 | 0
2001 | 1 | 5 | 0.05 | 0.05 | 0 | 0 | 0.05 | 0 | 0 | 0 | 0 | 0 | 0 | 0 | 0
2001 | 1 | 6 | 0 | 0 | 0 | 0 | 0 | 0 | 0 | 0 | 0 | 0 | 0 | 0 | 0
2001 | 1 | 7 | 0 | 0 | 0 | 0 | 0 | 0 | 0 | 0 | 0 | 0 | 0 | 0 | 0
2001 | 1 | 8 | 0.2 | 0.2 | 0.15 | 0 | 0.2 | 0.15 | 0 | 0 | 0 | 0 | 0 | 0 | 0
2001 | 1 | 9 | 0 | 0 | 0 | 0 | 0 | 0 | 0 | 0 | 0 | 0 | 0 | 0 | 0
2001 | 1 | 10 | 0 | 0 | 0 | 0 | 0 | 0 | 0 | 0 | 0 | 0 | 0 | 0 | 0
2001 | 1 | 11 | 0 | 0 | 0 | 0 | 0 | 0 | 0 | 0 | 0 | 0 | 0 | 0 | 0
2001 | 1 | 12 | 0 | 0 | 0 | 0 | 0 | 0 | 0 | 0 | 0 | 0 | 0 | 0 | 0
2001 | 1 | 13 | 0 | 0 | 0 | 0 | 0 | 0 | 0 | 0 | 0 | 0 | 0 | 0 | 0
2001 | 1 | 14 | 0.01 | 0.01 | 0 | 0 | 0.01 | 0 | 0 | 0 | 0 | 0 | 0 | 0 | 0
2001 | 1 | 15 | 0.01 | 0.01 | 0 | 0 | 0.01 | 0 | 0 | 0 | 0 | 0 | 0 | 0 | 0
2001 | 1 | 16 | 0 | 0 | 0 | 0 | 0 | 0 | 0 | 0 | 0 | 0 | 0 | 0 | 0
2001 | 1 | 17 | 0 | 0 | 0 | 0 | 0 | 0 | 0 | 0 | 0 | 0 | 0 | 0 | 0
2001 | 1 | 18 | 0.01 | 0.01 | 0 | 0 | 0.01 | 0 | 0 | 0 | 0 | 0 | 0 | 0 | 0
2001 | 1 | 19 | 1.02 | 1 | 0.95 | 0 | 1 | 0.95 | 0 | 0 | 0 | 0 | 0 | 0 | 0
2001 | 1 | 20 | 0.33 | 0.33 | 0.28 | 0 | 0.33 | 0.28 | 0 | 0 | 0 | 0 | 0 | 0 | 0
2001 | 1 | 21 | 0.06 | 0.06 | 0.01 | 0 | 0.06 | 0.01 | 0 | 0 | 0 | 0 | 0 | 0 | 0
2001 | 1 | 22 | 0 | 0 | 0 | 0 | 0 | 0 | 0 | 0 | 0 | 0 | 0 | 0 | 0
2001 | 1 | 23 | 0 | 0 | 0 | 0 | 0 | 0 | 0 | 0 | 0 | 0 | 0 | 0 | 0
2001 | 1 | 24 | 0 | 0 | 0 | 0 | 0 | 0 | 0 | 0 | 0 | 0 | 0 | 0 | 0
2001 | 1 | 25 | 0 | 0 | 0 | 0 | 0 | 0 | 0 | 0 | 0 | 0 | 0 | 0 | 0
2001 | 1 | 26 | 0 | 0 | 0 | 0 | 0 | 0 | 0 | 0 | 0 | 0 | 0 | 0 | 0
2001 | 1 | 27 | 0 | 0 | 0 | 0 | 0 | 0 | 0 | 0 | 0 | 0 | 0 | 0 | 0
2001 | 1 | 28 | 0 | 0 | 0 | 0 | 0 | 0 | 0 | 0 | 0 | 0 | 0 | 0 | 0
2001 | 1 | 29 | 0 | 0 | 0 | 0 | 0 | 0 | 0 | 0 | 0 | 0 | 0 | 0 | 0
2001 | 1 | 30 | 0.53 | 0.53 | 0.48 | 0 | 0.53 | 0.48 | 0 | 0 | 0 | 0 | 0 | 0 | 0
2001 | 1 | 31 | 0 | 0 | 0 | 0 | 0 | 0 | 0 | 0 | 0 | 0 | 0 | 0 | 0
2001 | 2 | 1 | 0 | 0 | 0 | 0 | 0 | 0 | 0 | 0 | 0 | 0 | 0 | 0 | 0
2001 | 2 | 2 | 0.02 | 0.02 | 0 | 0 | 0.02 | 0 | 0 | 0 | 0 | 0 | 0 | 0 | 0
2001 | 2 | 3 | 0 | 0 | 0 | 0 | 0 | 0 | 0 | 0 | 0 | 0 | 0 | 0 | 0
2001 | 2 | 4 | 0 | 0 | 0 | 0 | 0 | 0 | 0 | 0 | 0 | 0 | 0 | 0 | 0
2001 | 2 | 5 | 0.64 | 0.64 | 0.59 | 0 | 0.64 | 0.59 | 0 | 0 | 0 | 0 | 0 | 0 | 0
2001 | 2 | 6 | 0 | 0 | 0 | 0 | 0 | 0 | 0 | 0 | 0 | 0 | 0 | 0 | 0
2001 | 2 | 7 | 0 | 0 | 0 | 0 | 0 | 0 | 0 | 0 | 0 | 0 | 0 | 0 | 0
2001 | 2 | 8 | 0 | 0 | 0 | 0 | 0 | 0 | 0 | 0 | 0 | 0 | 0 | 0 | 0
2001 | 2 | 9 | 0 | 0 | 0 | 0 | 0 | 0 | 0 | 0 | 0 | 0 | 0 | 0 | 0
2001 | 2 | 10 | 0 | 0 | 0 | 0 | 0 | 0 | 0 | 0 | 0 | 0 | 0 | 0 | 0
2001 | 2 | 11 | 0 | 0 | 0 | 0 | 0 | 0 | 0 | 0 | 0 | 0 | 0 | 0 | 0
2001 | 2 | 12 | 0.05 | 0.05 | 0 | 0 | 0.05 | 0 | 0 | 0 | 0 | 0 | 0 | 0 | 0
2001 | 2 | 13 | 0.01 | 0.01 | 0 | 0 | 0.01 | 0 | 0 | 0 | 0 | 0 | 0 | 0 | 0
2001 | 2 | 14 | 0.11 | 0.11 | 0.06 | 0 | 0.11 | 0.06 | 0 | 0 | 0 | 0 | 0 | 0 | 0
2001 | 2 | 15 | 0.07 | 0.07 | 0.02 | 0 | 0.07 | 0.02 | 0 | 0 | 0 | 0 | 0 | 0 | 0
2001 | 2 | 16 | 0.58 | 0.58 | 0.53 | 0 | 0.58 | 0.53 | 0 | 0 | 0 | 0 | 0 | 0 | 0
2001 | 2 | 17 | 0.02 | 0.02 | 0 | 0 | 0.02 | 0 | 0 | 0 | 0 | 0 | 0 | 0 | 0
2001 | 2 | 18 | 0 | 0 | 0 | 0 | 0 | 0 | 0 | 0 | 0 | 0 | 0 | 0 | 0
2001 | 2 | 19 | 0 | 0 | 0 | 0 | 0 | 0 | 0 | 0 | 0 | 0 | 0 | 0 | 0
2001 | 2 | 20 | 0 | 0 | 0 | 0 | 0 | 0 | 0 | 0 | 0 | 0 | 0 | 0 | 0
2001 | 2 | 21 | 0 | 0 | 0 | 0 | 0 | 0 | 0 | 0 | 0 | 0 | 0 | 0 | 0
2001 | 2 | 22 | 0.18 | 0.18 | 0.13 | 0 | 0.18 | 0.13 | 0 | 0 | 0 | 0 | 0 | 0 | 0
2001 | 2 | 23 | 0 | 0 | 0 | 0 | 0 | 0 | 0 | 0 | 0 | 0 | 0 | 0 | 0
2001 | 2 | 24 | 0 | 0 | 0 | 0 | 0 | 0 | 0 | 0 | 0 | 0 | 0 | 0 | 0
2001 | 2 | 25 | 0.15 | 0.15 | 0.1 | 0 | 0.15 | 0.1 | 0 | 0 | 0 | 0 | 0 | 0 | 0
2001 | 2 | 26 | 0 | 0 | 0 | 0 | 0 | 0 | 0 | 0 | 0 | 0 | 0 | 0 | 0
2001 | 2 | 27 | 0 | 0 | 0 | 0 | 0 | 0 | 0 | 0 | 0 | 0 | 0 | 0 | 0
2001 | 2 | 28 | 0 | 0 | 0 | 0 | 0 | 0 | 0 | 0 | 0 | 0 | 0 | 0 | 0
2001 | 3 | 1 | 0 | 0 | 0 | 0 | 0 | 0 | 0 | 0 | 0 | 0 | 0 | 0 | 0
2001 | 3 | 2 | 0 | 0 | 0 | 0 | 0 | 0 | 0 | 0 | 0 | 0 | 0 | 0 | 0
2001 | 3 | 3 | 0 | 0 | 0 | 0 | 0 | 0 | 0 | 0 | 0 | 0 | 0 | 0 | 0
2001 | 3 | 4 | 0.3 | 0.3 | 0.25 | 0 | 0.3 | 0.25 | 0 | 0 | 0 | 0 | 0 | 0 | 0
2001 | 3 | 5 | 0.05 | 0.05 | 0 | 0 | 0.05 | 0 | 0 | 0 | 0 | 0 | 0 | 0 | 0
2001 | 3 | 6 | 0 | 0 | 0 | 0 | 0 | 0 | 0 | 0 | 0 | 0 | 0 | 0 | 0
2001 | 3 | 7 | 0 | 0 | 0 | 0 | 0 | 0 | 0 | 0 | 0 | 0 | 0 | 0 | 0
2001 | 3 | 8 | 0 | 0 | 0 | 0 | 0 | 0 | 0 | 0 | 0 | 0 | 0 | 0 | 0
2001 | 3 | 9 | 0 | 0 | 0 | 0 | 0 | 0 | 0 | 0 | 0 | 0 | 0 | 0 | 0
2001 | 3 | 10 | 0 | 0 | 0 | 0 | 0 | 0 | 0 | 0 | 0 | 0 | 0 | 0 | 0
2001 | 3 | 11 | 0 | 0 | 0 | 0 | 0 | 0 | 0 | 0 | 0 | 0 | 0 | 0 | 0
2001 | 3 | 12 | 0.28 | 0.28 | 0.23 | 0 | 0.28 | 0.23 | 0 | 0 | 0 | 0 | 0 | 0 | 0
2001 | 3 | 13 | 0.15 | 0.15 | 0.1 | 0 | 0.15 | 0.1 | 0 | 0 | 0 | 0 | 0 | 0 | 0
2001 | 3 | 14 | 0 | 0 | 0 | 0 | 0 | 0 | 0 | 0 | 0 | 0 | 0 | 0 | 0
2001 | 3 | 15 | 0.3 | 0.3 | 0.25 | 0 | 0.3 | 0.25 | 0 | 0 | 0 | 0 | 0 | 0 | 0
2001 | 3 | 16 | 0.02 | 0.02 | 0 | 0 | 0.02 | 0 | 0 | 0 | 0 | 0 | 0 | 0 | 0
2001 | 3 | 17 | 0 | 0 | 0 | 0 | 0 | 0 | 0 | 0 | 0 | 0 | 0 | 0 | 0
2001 | 3 | 18 | 0 | 0 | 0 | 0 | 0 | 0 | 0 | 0 | 0 | 0 | 0 | 0 | 0
2001 | 3 | 19 | 0 | 0 | 0 | 0 | 0 | 0 | 0 | 0 | 0 | 0 | 0 | 0 | 0
2001 | 3 | 20 | 0.18 | 0.18 | 0.13 | 0 | 0.18 | 0.13 | 0 | 0 | 0 | 0 | 0 | 0 | 0
2001 | 3 | 21 | 1.09 | 1 | 0.95 | 0 | 1 | 0.95 | 0 | 0 | 0 | 0 | 0 | 0 | 0
2001 | 3 | 22 | 0 | 0 | 0 | 0 | 0 | 0 | 0 | 0 | 0 | 0 | 0 | 0 | 0
2001 | 3 | 23 | 0 | 0 | 0 | 0 | 0 | 0 | 0 | 0 | 0 | 0 | 0 | 0 | 0
2001 | 3 | 24 | 0 | 0 | 0 | 0 | 0 | 0 | 0 | 0 | 0 | 0 | 0 | 0 | 0
2001 | 3 | 25 | 0 | 0 | 0 | 0 | 0 | 0 | 0 | 0 | 0 | 0 | 0 | 0 | 0
2001 | 3 | 26 | 0 | 0 | 0 | 0 | 0 | 0 | 0 | 0 | 0 | 0 | 0 | 0 | 0
2001 | 3 | 27 | 0 | 0 | 0 | 0 | 0 | 0 | 0 | 0 | 0 | 0 | 0 | 0 | 0
2001 | 3 | 28 | 0 | 0 | 0 | 0 | 0 | 0 | 0 | 0 | 0 | 0 | 0 | 0 | 0
2001 | 3 | 29 | 1.24 | 1 | 0.95 | 0 | 1 | 0.95 | 0 | 0 | 0 | 0 | 0 | 0 | 0
2001 | 3 | 30 | 0.22 | 0.22 | 0.17 | 0 | 0.22 | 0.17 | 0 | 0 | 0 | 0 | 0 | 0 | 0
2001 | 3 | 31 | 0.05 | 0.05 | 0 | 0 | 0.05 | 0 | 0 | 0 | 0 | 0 | 0 | 0 | 0
2001 | 4 | 1 | 0.05 | 0.05 | 0 | 0 | 0.05 | 0 | 0 | 0 | 0 | 0 | 0 | 0 | 0
2001 | 4 | 2 | 0 | 0 | 0 | 0 | 0 | 0 | 0 | 0 | 0 | 0 | 0 | 0 | 0
2001 | 4 | 3 | 0 | 0 | 0 | 0 | 0 | 0 | 0 | 0 | 0 | 0 | 0 | 0 | 0
2001 | 4 | 4 | 0 | 0 | 0 | 0 | 0 | 0 | 0 | 0 | 0 | 0 | 0 | 0 | 0
2001 | 4 | 5 | 0 | 0 | 0 | 0 | 0 | 0 | 0 | 0 | 0 | 0 | 0 | 0 | 0
2001 | 4 | 6 | 0.13 | 0.13 | 0.08 | 0 | 0.13 | 0.08 | 0 | 0 | 0 | 0 | 0 | 0 | 0
2001 | 4 | 7 | 0 | 0 | 0 | 0 | 0 | 0 | 0 | 0 | 0 | 0 | 0 | 0 | 0
2001 | 4 | 8 | 0 | 0 | 0 | 0 | 0 | 0 | 0 | 0 | 0 | 0 | 0 | 0 | 0
2001 | 4 | 9 | 0.16 | 0.16 | 0.11 | 0 | 0.16 | 0.11 | 0 | 0 | 0 | 0 | 0 | 0 | 0
2001 | 4 | 10 | 0.29 | 0.29 | 0.24 | 0 | 0.29 | 0.24 | 0 | 0 | 0 | 0 | 0 | 0 | 0
2001 | 4 | 11 | 0.49 | 0.49 | 0.44 | 0 | 0.49 | 0.44 | 0 | 0 | 0 | 0 | 0 | 0 | 0
2001 | 4 | 12 | 0 | 0 | 0 | 0 | 0 | 0 | 0 | 0 | 0 | 0 | 0 | 0 | 0
2001 | 4 | 13 | 0.06 | 0.06 | 0.01 | 0 | 0.06 | 0.01 | 0 | 0 | 0 | 0 | 0 | 0 | 0
2001 | 4 | 14 | 0 | 0 | 0 | 0 | 0 | 0 | 0 | 0 | 0 | 0 | 0 | 0 | 0
2001 | 4 | 15 | 0.16 | 0.16 | 0.11 | 0 | 0.16 | 0.11 | 0 | 0 | 0 | 0 | 0 | 0 | 0
2001 | 4 | 16 | 0.18 | 0.18 | 0.13 | 0 | 0.18 | 0.13 | 0 | 0 | 0 | 0 | 0 | 0 | 0
2001 | 4 | 17 | 0.02 | 0.02 | 0 | 0 | 0.02 | 0 | 0 | 0 | 0 | 0 | 0 | 0 | 0
2001 | 4 | 18 | 0.14 | 0.14 | 0.09 | 0 | 0.14 | 0.09 | 0 | 0 | 0 | 0 | 0 | 0 | 0
2001 | 4 | 19 | 0 | 0 | 0 | 0 | 0 | 0 | 0 | 0 | 0 | 0 | 0 | 0 | 0
2001 | 4 | 20 | 0 | 0 | 0 | 0 | 0 | 0 | 0 | 0 | 0 | 0 | 0 | 0 | 0
2001 | 4 | 21 | 0 | 0 | 0 | 0 | 0 | 0 | 0 | 0 | 0 | 0 | 0 | 0 | 0
2001 | 4 | 22 | 0 | 0 | 0 | 0 | 0 | 0 | 0 | 0 | 0 | 0 | 0 | 0 | 0
2001 | 4 | 23 | 0 | 0 | 0 | 0 | 0 | 0 | 0 | 0 | 0 | 0 | 0 | 0 | 0
2001 | 4 | 24 | 0 | 0 | 0 | 0 | 0 | 0 | 0 | 0 | 0 | 0 | 0 | 0 | 0
2001 | 4 | 25 | 0 | 0 | 0 | 0 | 0 | 0 | 0 | 0 | 0 | 0 | 0 | 0 | 0
2001 | 4 | 26 | 0 | 0 | 0 | 0 | 0 | 0 | 0 | 0 | 0 | 0 | 0 | 0 | 0
2001 | 4 | 27 | 0 | 0 | 0 | 0 | 0 | 0 | 0 | 0 | 0 | 0 | 0 | 0 | 0
2001 | 4 | 28 | 0 | 0 | 0 | 0 | 0 | 0 | 0 | 0 | 0 | 0 | 0 | 0 | 0
2001 | 4 | 29 | 0 | 0 | 0 | 0 | 0 | 0 | 0 | 0 | 0 | 0 | 0 | 0 | 0
2001 | 4 | 30 | 0 | 0 | 0 | 0 | 0 | 0 | 0 | 0 | 0 | 0 | 0 | 0 | 0
2001 | 5 | 1 | 0 | 0 | 0 | 0 | 0 | 0 | 0 | 0 | 0 | 0 | 0 | 0 | 0
2001 | 5 | 2 | 0 | 0 | 0 | 0 | 0 | 0 | 0 | 0 | 0 | 0 | 0 | 0 | 0
2001 | 5 | 3 | 0 | 0 | 0 | 0 | 0 | 0 | 0 | 0 | 0 | 0 | 0 | 0 | 0
2001 | 5 | 4 | 0 | 0 | 0 | 0 | 0 | 0 | 0 | 0 | 0 | 0 | 0 | 0 | 0
2001 | 5 | 5 | 0 | 0 | 0 | 0 | 0 | 0 | 0 | 0 | 0 | 0 | 0 | 0 | 0
2001 | 5 | 6 | 0 | 0 | 0 | 0 | 0 | 0 | 0 | 0 | 0 | 0 | 0 | 0 | 0
2001 | 5 | 7 | 0 | 0 | 0 | 0 | 0 | 0 | 0 | 0 | 0 | 0 | 0 | 0 | 0
2001 | 5 | 8 | 0 | 0 | 0 | 0 | 0 | 0 | 0 | 0 | 0 | 0 | 0 | 0 | 0
2001 | 5 | 9 | 0.04 | 0.04 | 0 | 0 | 0.04 | 0 | 0 | 0 | 0 | 0 | 0 | 0 | 0
2001 | 5 | 10 | 0 | 0 | 0 | 0 | 0 | 0 | 0 | 0 | 0 | 0 | 0 | 0 | 0
2001 | 5 | 11 | 0 | 0 | 0 | 0 | 0 | 0 | 0 | 0 | 0 | 0 | 0 | 0 | 0
2001 | 5 | 12 | 0.02 | 0.02 | 0 | 0 | 0.02 | 0 | 0 | 0 | 0 | 0 | 0 | 0 | 0
2001 | 5 | 13 | 0 | 0 | 0 | 0 | 0 | 0 | 0 | 0 | 0 | 0 | 0 | 0 | 0
2001 | 5 | 14 | 0 | 0 | 0 | 0 | 0 | 0 | 0 | 0 | 0 | 0 | 0 | 0 | 0
2001 | 5 | 15 | 0 | 0 | 0 | 0 | 0 | 0 | 0 | 0 | 0 | 0 | 0 | 0 | 0
2001 | 5 | 16 | 0 | 0 | 0 | 0 | 0 | 0 | 0 | 0 | 0 | 0 | 0 | 0 | 0
2001 | 5 | 17 | 0 | 0 | 0 | 0 | 0 | 0 | 0 | 0 | 0 | 0 | 0 | 0 | 0
2001 | 5 | 18 | 0.08 | 0.08 | 0.03 | 0 | 0.08 | 0.03 | 0 | 0 | 0 | 0 | 0 | 0 | 0
2001 | 5 | 19 | 0.76 | 0.76 | 0.71 | 0 | 0.76 | 0.71 | 0 | 0 | 0 | 0 | 0 | 0 | 0
2001 | 5 | 20 | 0.11 | 0.11 | 0.06 | 0 | 0.11 | 0.06 | 0 | 0 | 0 | 0 | 0 | 0 | 0
2001 | 5 | 21 | 0.19 | 0.19 | 0.14 | 0 | 0.19 | 0.14 | 0 | 0 | 0 | 0 | 0 | 0 | 0
2001 | 5 | 22 | 0.82 | 0.82 | 0.77 | 0 | 0.82 | 0.77 | 0 | 0 | 0 | 0 | 0 | 0 | 0
2001 | 5 | 23 | 0 | 0 | 0 | 0 | 0 | 0 | 0 | 0 | 0 | 0 | 0 | 0 | 0
2001 | 5 | 24 | 0 | 0 | 0 | 0 | 0 | 0 | 0 | 0 | 0 | 0 | 0 | 0 | 0
2001 | 5 | 25 | 0.52 | 0.52 | 0.47 | 0 | 0.52 | 0.47 | 0 | 0 | 0 | 0 | 0 | 0 | 0
2001 | 5 | 26 | 1.07 | 1 | 0.95 | 0 | 1 | 0.95 | 0 | 0 | 0 | 0 | 0 | 0 | 0
2001 | 5 | 27 | 0.1 | 0.1 | 0.05 | 0 | 0.1 | 0.05 | 0 | 0 | 0 | 0 | 0 | 0 | 0
2001 | 5 | 28 | 0 | 0 | 0 | 0 | 0 | 0 | 0 | 0 | 0 | 0 | 0 | 0 | 0
2001 | 5 | 29 | 0 | 0 | 0 | 0 | 0 | 0 | 0 | 0 | 0 | 0 | 0 | 0 | 0
2001 | 5 | 30 | 0 | 0 | 0 | 0 | 0 | 0 | 0 | 0 | 0 | 0 | 0 | 0 | 0
2001 | 5 | 31 | 0 | 0 | 0 | 0 | 0 | 0 | 0 | 0 | 0 | 0 | 0 | 0 | 0
2001 | 6 | 1 | 0.52 | 0.52 | 0.47 | 0 | 0.52 | 0.47 | 0 | 0 | 0 | 0 | 0 | 0 | 0
2001 | 6 | 2 | 0 | 0 | 0 | 0 | 0 | 0 | 0 | 0 | 0 | 0 | 0 | 0 | 0
2001 | 6 | 3 | 0 | 0 | 0 | 0 | 0 | 0 | 0 | 0 | 0 | 0 | 0 | 0 | 0
2001 | 6 | 4 | 0.17 | 0.17 | 0.12 | 0 | 0.17 | 0.12 | 0 | 0 | 0 | 0 | 0 | 0 | 0
2001 | 6 | 5 | 0.07 | 0.07 | 0.02 | 0 | 0.07 | 0.02 | 0 | 0 | 0 | 0 | 0 | 0 | 0
2001 | 6 | 6 | 0.08 | 0.08 | 0.03 | 0 | 0.08 | 0.03 | 0 | 0 | 0 | 0 | 0 | 0 | 0
2001 | 6 | 7 | 1.01 | 1 | 0.95 | 0 | 1 | 0.95 | 0 | 0 | 0 | 0 | 0 | 0 | 0
2001 | 6 | 8 | 0 | 0 | 0 | 0 | 0 | 0 | 0 | 0 | 0 | 0 | 0 | 0 | 0
2001 | 6 | 9 | 0 | 0 | 0 | 0 | 0 | 0 | 0 | 0 | 0 | 0 | 0 | 0 | 0
2001 | 6 | 10 | 0 | 0 | 0 | 0 | 0 | 0 | 0 | 0 | 0 | 0 | 0 | 0 | 0
2001 | 6 | 11 | 0 | 0 | 0 | 0 | 0 | 0 | 0 | 0 | 0 | 0 | 0 | 0 | 0
2001 | 6 | 12 | 0 | 0 | 0 | 0 | 0 | 0 | 0 | 0 | 0 | 0 | 0 | 0 | 0
2001 | 6 | 13 | 0.03 | 0.03 | 0 | 0 | 0.03 | 0 | 0 | 0 | 0 | 0 | 0 | 0 | 0
2001 | 6 | 14 | 0 | 0 | 0 | 0 | 0 | 0 | 0 | 0 | 0 | 0 | 0 | 0 | 0
2001 | 6 | 15 | 0.2 | 0.2 | 0.15 | 0 | 0.2 | 0.15 | 0 | 0 | 0 | 0 | 0 | 0 | 0
2001 | 6 | 16 | 1.64 | 1 | 0.95 | 0 | 1 | 0.95 | 0 | 0 | 0 | 0 | 0 | 0 | 0
2001 | 6 | 17 | 0 | 0 | 0 | 0 | 0 | 0 | 0 | 0 | 0 | 0 | 0 | 0 | 0
2001 | 6 | 18 | 0 | 0 | 0 | 0 | 0 | 0 | 0 | 0 | 0 | 0 | 0 | 0 | 0
2001 | 6 | 19 | 0 | 0 | 0 | 0 | 0 | 0 | 0 | 0 | 0 | 0 | 0 | 0 | 0
2001 | 6 | 20 | 0 | 0 | 0 | 0 | 0 | 0 | 0 | 0 | 0 | 0 | 0 | 0 | 0
2001 | 6 | 21 | 0 | 0 | 0 | 0 | 0 | 0 | 0 | 0 | 0 | 0 | 0 | 0 | 0
2001 | 6 | 22 | 0.81 | 0.81 | 0.76 | 0 | 0.81 | 0.76 | 0 | 0 | 0 | 0 | 0 | 0 | 0
2001 | 6 | 23 | 0.01 | 0.01 | 0 | 0 | 0.01 | 0 | 0 | 0 | 0 | 0 | 0 | 0 | 0
2001 | 6 | 24 | 0 | 0 | 0 | 0 | 0 | 0 | 0 | 0 | 0 | 0 | 0 | 0 | 0
2001 | 6 | 25 | 0 | 0 | 0 | 0 | 0 | 0 | 0 | 0 | 0 | 0 | 0 | 0 | 0
2001 | 6 | 26 | 0 | 0 | 0 | 0 | 0 | 0 | 0 | 0 | 0 | 0 | 0 | 0 | 0
2001 | 6 | 27 | 0 | 0 | 0 | 0 | 0 | 0 | 0 | 0 | 0 | 0 | 0 | 0 | 0
2001 | 6 | 28 | 0 | 0 | 0 | 0 | 0 | 0 | 0 | 0 | 0 | 0 | 0 | 0 | 0
2001 | 6 | 29 | 0 | 0 | 0 | 0 | 0 | 0 | 0 | 0 | 0 | 0 | 0 | 0 | 0
2001 | 6 | 30 | 0.15 | 0.15 | 0.1 | 0 | 0.15 | 0.1 | 0 | 0 | 0 | 0 | 0 | 0 | 0
2001 | 7 | 1 | 0.1 | 0.1 | 0.05 | 0 | 0.1 | 0.05 | 0 | 0 | 0 | 0 | 0 | 0 | 0
2001 | 7 | 2 | 0 | 0 | 0 | 0 | 0 | 0 | 0 | 0 | 0 | 0 | 0 | 0 | 0
2001 | 7 | 3 | 0 | 0 | 0 | 0 | 0 | 0 | 0 | 0 | 0 | 0 | 0 | 0 | 0
2001 | 7 | 4 | 0.98 | 0.98 | 0.93 | 0 | 0.98 | 0.93 | 0 | 0 | 0 | 0 | 0 | 0 | 0
2001 | 7 | 5 | 0.18 | 0.18 | 0.13 | 0 | 0.18 | 0.13 | 0 | 0 | 0 | 0 | 0 | 0 | 0
2001 | 7 | 6 | 0 | 0 | 0 | 0 | 0 | 0 | 0 | 0 | 0 | 0 | 0 | 0 | 0
2001 | 7 | 7 | 0 | 0 | 0 | 0 | 0 | 0 | 0 | 0 | 0 | 0 | 0 | 0 | 0
2001 | 7 | 8 | 0.45 | 0.45 | 0.4 | 0 | 0.45 | 0.4 | 0 | 0 | 0 | 0 | 0 | 0 | 0
2001 | 7 | 9 | 0.03 | 0.03 | 0 | 0 | 0.03 | 0 | 0 | 0 | 0 | 0 | 0 | 0 | 0
2001 | 7 | 10 | 0.53 | 0.53 | 0.48 | 0 | 0.53 | 0.48 | 0 | 0 | 0 | 0 | 0 | 0 | 0
2001 | 7 | 11 | 0 | 0 | 0 | 0 | 0 | 0 | 0 | 0 | 0 | 0 | 0 | 0 | 0
2001 | 7 | 12 | 0 | 0 | 0 | 0 | 0 | 0 | 0 | 0 | 0 | 0 | 0 | 0 | 0
2001 | 7 | 13 | 0 | 0 | 0 | 0 | 0 | 0 | 0 | 0 | 0 | 0 | 0 | 0 | 0
2001 | 7 | 14 | 0 | 0 | 0 | 0 | 0 | 0 | 0 | 0 | 0 | 0 | 0 | 0 | 0
2001 | 7 | 15 | 0 | 0 | 0 | 0 | 0 | 0 | 0 | 0 | 0 | 0 | 0 | 0 | 0
2001 | 7 | 16 | 0 | 0 | 0 | 0 | 0 | 0 | 0 | 0 | 0 | 0 | 0 | 0 | 0
2001 | 7 | 17 | 0 | 0 | 0 | 0 | 0 | 0 | 0 | 0 | 0 | 0 | 0 | 0 | 0
2001 | 7 | 18 | 0.2 | 0.2 | 0.15 | 0 | 0.2 | 0.15 | 0 | 0 | 0 | 0 | 0 | 0 | 0
2001 | 7 | 19 | 0 | 0 | 0 | 0 | 0 | 0 | 0 | 0 | 0 | 0 | 0 | 0 | 0
2001 | 7 | 20 | 0 | 0 | 0 | 0 | 0 | 0 | 0 | 0 | 0 | 0 | 0 | 0 | 0
2001 | 7 | 21 | 0 | 0 | 0 | 0 | 0 | 0 | 0 | 0 | 0 | 0 | 0 | 0 | 0
2001 | 7 | 22 | 0 | 0 | 0 | 0 | 0 | 0 | 0 | 0 | 0 | 0 | 0 | 0 | 0
2001 | 7 | 23 | 0 | 0 | 0 | 0 | 0 | 0 | 0 | 0 | 0 | 0 | 0 | 0 | 0
2001 | 7 | 24 | 0 | 0 | 0 | 0 | 0 | 0 | 0 | 0 | 0 | 0 | 0 | 0 | 0
2001 | 7 | 25 | 0 | 0 | 0 | 0 | 0 | 0 | 0 | 0 | 0 | 0 | 0 | 0 | 0
2001 | 7 | 26 | 1.33 | 1 | 0.95 | 0 | 1 | 0.95 | 0 | 0 | 0 | 0 | 0 | 0 | 0
2001 | 7 | 27 | 0 | 0 | 0 | 0 | 0 | 0 | 0 | 0 | 0 | 0 | 0 | 0 | 0
2001 | 7 | 28 | 0 | 0 | 0 | 0 | 0 | 0 | 0 | 0 | 0 | 0 | 0 | 0 | 0
2001 | 7 | 29 | 0.97 | 0.97 | 0.92 | 0 | 0.97 | 0.92 | 0 | 0 | 0 | 0 | 0 | 0 | 0
2001 | 7 | 30 | 0.01 | 0.01 | 0 | 0 | 0.01 | 0 | 0 | 0 | 0 | 0 | 0 | 0 | 0
2001 | 7 | 31 | 0 | 0 | 0 | 0 | 0 | 0 | 0 | 0 | 0 | 0 | 0 | 0 | 0
2001 | 8 | 1 | 0 | 0 | 0 | 0 | 0 | 0 | 0 | 0 | 0 | 0 | 0 | 0 | 0
2001 | 8 | 2 | 0 | 0 | 0 | 0 | 0 | 0 | 0 | 0 | 0 | 0 | 0 | 0 | 0
2001 | 8 | 3 | 0 | 0 | 0 | 0 | 0 | 0 | 0 | 0 | 0 | 0 | 0 | 0 | 0
2001 | 8 | 4 | 0 | 0 | 0 | 0 | 0 | 0 | 0 | 0 | 0 | 0 | 0 | 0 | 0
2001 | 8 | 5 | 0 | 0 | 0 | 0 | 0 | 0 | 0 | 0 | 0 | 0 | 0 | 0 | 0
2001 | 8 | 6 | 0 | 0 | 0 | 0 | 0 | 0 | 0 | 0 | 0 | 0 | 0 | 0 | 0
2001 | 8 | 7 | 0 | 0 | 0 | 0 | 0 | 0 | 0 | 0 | 0 | 0 | 0 | 0 | 0
2001 | 8 | 8 | 0 | 0 | 0 | 0 | 0 | 0 | 0 | 0 | 0 | 0 | 0 | 0 | 0
2001 | 8 | 9 | 0 | 0 | 0 | 0 | 0 | 0 | 0 | 0 | 0 | 0 | 0 | 0 | 0
2001 | 8 | 10 | 0.4 | 0.4 | 0.35 | 0 | 0.4 | 0.35 | 0 | 0 | 0 | 0 | 0 | 0 | 0
2001 | 8 | 11 | 0.92 | 0.92 | 0.87 | 0 | 0.92 | 0.87 | 0 | 0 | 0 | 0 | 0 | 0 | 0
2001 | 8 | 12 | 0.18 | 0.18 | 0.13 | 0 | 0.18 | 0.13 | 0 | 0 | 0 | 0 | 0 | 0 | 0
2001 | 8 | 13 | 0.23 | 0.23 | 0.18 | 0 | 0.23 | 0.18 | 0 | 0 | 0 | 0 | 0 | 0 | 0
2001 | 8 | 14 | 0 | 0 | 0 | 0 | 0 | 0 | 0 | 0 | 0 | 0 | 0 | 0 | 0
2001 | 8 | 15 | 0.01 | 0.01 | 0 | 0 | 0.01 | 0 | 0 | 0 | 0 | 0 | 0 | 0 | 0
2001 | 8 | 16 | 0 | 0 | 0 | 0 | 0 | 0 | 0 | 0 | 0 | 0 | 0 | 0 | 0
2001 | 8 | 17 | 0.01 | 0.01 | 0 | 0 | 0.01 | 0 | 0 | 0 | 0 | 0 | 0 | 0 | 0
2001 | 8 | 18 | 0 | 0 | 0 | 0 | 0 | 0 | 0 | 0 | 0 | 0 | 0 | 0 | 0
2001 | 8 | 19 | 0.27 | 0.27 | 0.22 | 0 | 0.27 | 0.22 | 0 | 0 | 0 | 0 | 0 | 0 | 0
2001 | 8 | 20 | 0.07 | 0.07 | 0.02 | 0 | 0.07 | 0.02 | 0 | 0 | 0 | 0 | 0 | 0 | 0
2001 | 8 | 21 | 0 | 0 | 0 | 0 | 0 | 0 | 0 | 0 | 0 | 0 | 0 | 0 | 0
2001 | 8 | 22 | 0 | 0 | 0 | 0 | 0 | 0 | 0 | 0 | 0 | 0 | 0 | 0 | 0
2001 | 8 | 23 | 0.8 | 0.8 | 0.75 | 0 | 0.8 | 0.75 | 0 | 0 | 0 | 0 | 0 | 0 | 0
2001 | 8 | 24 | 0 | 0 | 0 | 0 | 0 | 0 | 0 | 0 | 0 | 0 | 0 | 0 | 0
2001 | 8 | 25 | 0 | 0 | 0 | 0 | 0 | 0 | 0 | 0 | 0 | 0 | 0 | 0 | 0
2001 | 8 | 26 | 0 | 0 | 0 | 0 | 0 | 0 | 0 | 0 | 0 | 0 | 0 | 0 | 0
2001 | 8 | 27 | 0 | 0 | 0 | 0 | 0 | 0 | 0 | 0 | 0 | 0 | 0 | 0 | 0
2001 | 8 | 28 | 0 | 0 | 0 | 0 | 0 | 0 | 0 | 0 | 0 | 0 | 0 | 0 | 0
2001 | 8 | 29 | 0 | 0 | 0 | 0 | 0 | 0 | 0 | 0 | 0 | 0 | 0 | 0 | 0
2001 | 8 | 30 | 0.09 | 0.09 | 0.04 | 0 | 0.09 | 0.04 | 0 | 0 | 0 | 0 | 0 | 0 | 0
2001 | 8 | 31 | 0 | 0 | 0 | 0 | 0 | 0 | 0 | 0 | 0 | 0 | 0 | 0 | 0
2001 | 9 | 1 | 0 | 0 | 0 | 0 | 0 | 0 | 0 | 0 | 0 | 0 | 0 | 0 | 0
2001 | 9 | 2 | 0 | 0 | 0 | 0 | 0 | 0 | 0 | 0 | 0 | 0 | 0 | 0 | 0
2001 | 9 | 3 | 0 | 0 | 0 | 0 | 0 | 0 | 0 | 0 | 0 | 0 | 0 | 0 | 0
2001 | 9 | 4 | 0 | 0 | 0 | 0 | 0 | 0 | 0 | 0 | 0 | 0 | 0 | 0 | 0
2001 | 9 | 5 | 0 | 0 | 0 | 0 | 0 | 0 | 0 | 0 | 0 | 0 | 0 | 0 | 0
2001 | 9 | 6 | 0 | 0 | 0 | 0 | 0 | 0 | 0 | 0 | 0 | 0 | 0 | 0 | 0
2001 | 9 | 7 | 0 | 0 | 0 | 0 | 0 | 0 | 0 | 0 | 0 | 0 | 0 | 0 | 0
2001 | 9 | 8 | 0 | 0 | 0 | 0 | 0 | 0 | 0 | 0 | 0 | 0 | 0 | 0 | 0
2001 | 9 | 9 | 0 | 0 | 0 | 0 | 0 | 0 | 0 | 0 | 0 | 0 | 0 | 0 | 0
2001 | 9 | 10 | 0.14 | 0.14 | 0.09 | 0 | 0.14 | 0.09 | 0 | 0 | 0 | 0 | 0 | 0 | 0
2001 | 9 | 11 | 0 | 0 | 0 | 0 | 0 | 0 | 0 | 0 | 0 | 0 | 0 | 0 | 0
2001 | 9 | 12 | 0 | 0 | 0 | 0 | 0 | 0 | 0 | 0 | 0 | 0 | 0 | 0 | 0
2001 | 9 | 13 | 0 | 0 | 0 | 0 | 0 | 0 | 0 | 0 | 0 | 0 | 0 | 0 | 0
2001 | 9 | 14 | 0.15 | 0.15 | 0.1 | 0 | 0.15 | 0.1 | 0 | 0 | 0 | 0 | 0 | 0 | 0
2001 | 9 | 15 | 0 | 0 | 0 | 0 | 0 | 0 | 0 | 0 | 0 | 0 | 0 | 0 | 0
2001 | 9 | 16 | 0 | 0 | 0 | 0 | 0 | 0 | 0 | 0 | 0 | 0 | 0 | 0 | 0
2001 | 9 | 17 | 0 | 0 | 0 | 0 | 0 | 0 | 0 | 0 | 0 | 0 | 0 | 0 | 0
2001 | 9 | 18 | 0 | 0 | 0 | 0 | 0 | 0 | 0 | 0 | 0 | 0 | 0 | 0 | 0
2001 | 9 | 19 | 0 | 0 | 0 | 0 | 0 | 0 | 0 | 0 | 0 | 0 | 0 | 0 | 0
2001 | 9 | 20 | 0.42 | 0.42 | 0.37 | 0 | 0.42 | 0.37 | 0 | 0 | 0 | 0 | 0 | 0 | 0
2001 | 9 | 21 | 0.03 | 0.03 | 0 | 0 | 0.03 | 0 | 0 | 0 | 0 | 0 | 0 | 0 | 0
2001 | 9 | 22 | 0 | 0 | 0 | 0 | 0 | 0 | 0 | 0 | 0 | 0 | 0 | 0 | 0
2001 | 9 | 23 | 0 | 0 | 0 | 0 | 0 | 0 | 0 | 0 | 0 | 0 | 0 | 0 | 0
2001 | 9 | 24 | 0.31 | 0.31 | 0.26 | 0 | 0.31 | 0.26 | 0 | 0 | 0 | 0 | 0 | 0 | 0
2001 | 9 | 25 | 0.3 | 0.3 | 0.25 | 0 | 0.3 | 0.25 | 0 | 0 | 0 | 0 | 0 | 0 | 0
2001 | 9 | 26 | 0 | 0 | 0 | 0 | 0 | 0 | 0 | 0 | 0 | 0 | 0 | 0 | 0
2001 | 9 | 27 | 0.03 | 0.03 | 0 | 0 | 0.03 | 0 | 0 | 0 | 0 | 0 | 0 | 0 | 0
2001 | 9 | 28 | 0 | 0 | 0 | 0 | 0 | 0 | 0 | 0 | 0 | 0 | 0 | 0 | 0
2001 | 9 | 29 | 0 | 0 | 0 | 0 | 0 | 0 | 0 | 0 | 0 | 0 | 0 | 0 | 0
2001 | 9 | 30 | 0.03 | 0.03 | 0 | 0 | 0.03 | 0 | 0 | 0 | 0 | 0 | 0 | 0 | 0
2001 | 10 | 1 | 0.03 | 0.03 | 0 | 0 | 0.03 | 0 | 0 | 0 | 0 | 0 | 0 | 0 | 0
2001 | 10 | 2 | 0 | 0 | 0 | 0 | 0 | 0 | 0 | 0 | 0 | 0 | 0 | 0 | 0
2001 | 10 | 3 | 0 | 0 | 0 | 0 | 0 | 0 | 0 | 0 | 0 | 0 | 0 | 0 | 0
2001 | 10 | 4 | 0 | 0 | 0 | 0 | 0 | 0 | 0 | 0 | 0 | 0 | 0 | 0 | 0
2001 | 10 | 5 | 0 | 0 | 0 | 0 | 0 | 0 | 0 | 0 | 0 | 0 | 0 | 0 | 0
2001 | 10 | 6 | 0.14 | 0.14 | 0.09 | 0 | 0.14 | 0.09 | 0 | 0 | 0 | 0 | 0 | 0 | 0
2001 | 10 | 7 | 0 | 0 | 0 | 0 | 0 | 0 | 0 | 0 | 0 | 0 | 0 | 0 | 0
2001 | 10 | 8 | 0 | 0 | 0 | 0 | 0 | 0 | 0 | 0 | 0 | 0 | 0 | 0 | 0
2001 | 10 | 9 | 0 | 0 | 0 | 0 | 0 | 0 | 0 | 0 | 0 | 0 | 0 | 0 | 0
2001 | 10 | 10 | 0 | 0 | 0 | 0 | 0 | 0 | 0 | 0 | 0 | 0 | 0 | 0 | 0
2001 | 10 | 11 | 0 | 0 | 0 | 0 | 0 | 0 | 0 | 0 | 0 | 0 | 0 | 0 | 0
2001 | 10 | 12 | 0 | 0 | 0 | 0 | 0 | 0 | 0 | 0 | 0 | 0 | 0 | 0 | 0
2001 | 10 | 13 | 0 | 0 | 0 | 0 | 0 | 0 | 0 | 0 | 0 | 0 | 0 | 0 | 0
2001 | 10 | 14 | 0.32 | 0.32 | 0.27 | 0 | 0.32 | 0.27 | 0 | 0 | 0 | 0 | 0 | 0 | 0
2001 | 10 | 15 | 0 | 0 | 0 | 0 | 0 | 0 | 0 | 0 | 0 | 0 | 0 | 0 | 0
2001 | 10 | 16 | 0.2 | 0.2 | 0.15 | 0 | 0.2 | 0.15 | 0 | 0 | 0 | 0 | 0 | 0 | 0
2001 | 10 | 17 | 0 | 0 | 0 | 0 | 0 | 0 | 0 | 0 | 0 | 0 | 0 | 0 | 0
2001 | 10 | 18 | 0 | 0 | 0 | 0 | 0 | 0 | 0 | 0 | 0 | 0 | 0 | 0 | 0
2001 | 10 | 19 | 0 | 0 | 0 | 0 | 0 | 0 | 0 | 0 | 0 | 0 | 0 | 0 | 0
2001 | 10 | 20 | 0 | 0 | 0 | 0 | 0 | 0 | 0 | 0 | 0 | 0 | 0 | 0 | 0
2001 | 10 | 21 | 0 | 0 | 0 | 0 | 0 | 0 | 0 | 0 | 0 | 0 | 0 | 0 | 0
2001 | 10 | 22 | 0 | 0 | 0 | 0 | 0 | 0 | 0 | 0 | 0 | 0 | 0 | 0 | 0
2001 | 10 | 23 | 0 | 0 | 0 | 0 | 0 | 0 | 0 | 0 | 0 | 0 | 0 | 0 | 0
2001 | 10 | 24 | 0 | 0 | 0 | 0 | 0 | 0 | 0 | 0 | 0 | 0 | 0 | 0 | 0
2001 | 10 | 25 | 0 | 0 | 0 | 0 | 0 | 0 | 0 | 0 | 0 | 0 | 0 | 0 | 0
2001 | 10 | 26 | 0 | 0 | 0 | 0 | 0 | 0 | 0 | 0 | 0 | 0 | 0 | 0 | 0
2001 | 10 | 27 | 0 | 0 | 0 | 0 | 0 | 0 | 0 | 0 | 0 | 0 | 0 | 0 | 0
2001 | 10 | 28 | 0 | 0 | 0 | 0 | 0 | 0 | 0 | 0 | 0 | 0 | 0 | 0 | 0
2001 | 10 | 29 | 0 | 0 | 0 | 0 | 0 | 0 | 0 | 0 | 0 | 0 | 0 | 0 | 0
2001 | 10 | 30 | 0 | 0 | 0 | 0 | 0 | 0 | 0 | 0 | 0 | 0 | 0 | 0 | 0
2001 | 10 | 31 | 0 | 0 | 0 | 0 | 0 | 0 | 0 | 0 | 0 | 0 | 0 | 0 | 0
2001 | 11 | 1 | 0 | 0 | 0 | 0 | 0 | 0 | 0 | 0 | 0 | 0 | 0 | 0 | 0
2001 | 11 | 2 | 0 | 0 | 0 | 0 | 0 | 0 | 0 | 0 | 0 | 0 | 0 | 0 | 0
2001 | 11 | 3 | 0.01 | 0.01 | 0 | 0 | 0.01 | 0 | 0 | 0 | 0 | 0 | 0 | 0 | 0
2001 | 11 | 4 | 0 | 0 | 0 | 0 | 0 | 0 | 0 | 0 | 0 | 0 | 0 | 0 | 0
2001 | 11 | 5 | 0 | 0 | 0 | 0 | 0 | 0 | 0 | 0 | 0 | 0 | 0 | 0 | 0
2001 | 11 | 6 | 0 | 0 | 0 | 0 | 0 | 0 | 0 | 0 | 0 | 0 | 0 | 0 | 0
2001 | 11 | 7 | 0 | 0 | 0 | 0 | 0 | 0 | 0 | 0 | 0 | 0 | 0 | 0 | 0
2001 | 11 | 8 | 0 | 0 | 0 | 0 | 0 | 0 | 0 | 0 | 0 | 0 | 0 | 0 | 0
2001 | 11 | 9 | 0 | 0 | 0 | 0 | 0 | 0 | 0 | 0 | 0 | 0 | 0 | 0 | 0
2001 | 11 | 10 | 0 | 0 | 0 | 0 | 0 | 0 | 0 | 0 | 0 | 0 | 0 | 0 | 0
2001 | 11 | 11 | 0 | 0 | 0 | 0 | 0 | 0 | 0 | 0 | 0 | 0 | 0 | 0 | 0
2001 | 11 | 12 | 0 | 0 | 0 | 0 | 0 | 0 | 0 | 0 | 0 | 0 | 0 | 0 | 0
2001 | 11 | 13 | 0 | 0 | 0 | 0 | 0 | 0 | 0 | 0 | 0 | 0 | 0 | 0 | 0
2001 | 11 | 14 | 0 | 0 | 0 | 0 | 0 | 0 | 0 | 0 | 0 | 0 | 0 | 0 | 0
2001 | 11 | 15 | 0 | 0 | 0 | 0 | 0 | 0 | 0 | 0 | 0 | 0 | 0 | 0 | 0
2001 | 11 | 16 | 0 | 0 | 0 | 0 | 0 | 0 | 0 | 0 | 0 | 0 | 0 | 0 | 0
2001 | 11 | 17 | 0 | 0 | 0 | 0 | 0 | 0 | 0 | 0 | 0 | 0 | 0 | 0 | 0
2001 | 11 | 18 | 0 | 0 | 0 | 0 | 0 | 0 | 0 | 0 | 0 | 0 | 0 | 0 | 0
2001 | 11 | 19 | 0 | 0 | 0 | 0 | 0 | 0 | 0 | 0 | 0 | 0 | 0 | 0 | 0
2001 | 11 | 20 | 0.03 | 0.03 | 0 | 0 | 0.03 | 0 | 0 | 0 | 0 | 0 | 0 | 0 | 0
2001 | 11 | 21 | 0 | 0 | 0 | 0 | 0 | 0 | 0 | 0 | 0 | 0 | 0 | 0 | 0
2001 | 11 | 22 | 0 | 0 | 0 | 0 | 0 | 0 | 0 | 0 | 0 | 0 | 0 | 0 | 0
2001 | 11 | 23 | 0 | 0 | 0 | 0 | 0 | 0 | 0 | 0 | 0 | 0 | 0 | 0 | 0
2001 | 11 | 24 | 0.12 | 0.12 | 0.07 | 0 | 0.12 | 0.07 | 0 | 0 | 0 | 0 | 0 | 0 | 0
2001 | 11 | 25 | 0.38 | 0.38 | 0.33 | 0 | 0.38 | 0.33 | 0 | 0 | 0 | 0 | 0 | 0 | 0
2001 | 11 | 26 | 0 | 0 | 0 | 0 | 0 | 0 | 0 | 0 | 0 | 0 | 0 | 0 | 0
2001 | 11 | 27 | 0 | 0 | 0 | 0 | 0 | 0 | 0 | 0 | 0 | 0 | 0 | 0 | 0
2001 | 11 | 28 | 0 | 0 | 0 | 0 | 0 | 0 | 0 | 0 | 0 | 0 | 0 | 0 | 0
2001 | 11 | 29 | 0 | 0 | 0 | 0 | 0 | 0 | 0 | 0 | 0 | 0 | 0 | 0 | 0
2001 | 11 | 30 | 0.01 | 0.01 | 0 | 0 | 0.01 | 0 | 0 | 0 | 0 | 0 | 0 | 0 | 0
2001 | 12 | 1 | 0 | 0 | 0 | 0 | 0 | 0 | 0 | 0 | 0 | 0 | 0 | 0 | 0
2001 | 12 | 2 | 0 | 0 | 0 | 0 | 0 | 0 | 0 | 0 | 0 | 0 | 0 | 0 | 0
2001 | 12 | 3 | 0 | 0 | 0 | 0 | 0 | 0 | 0 | 0 | 0 | 0 | 0 | 0 | 0
2001 | 12 | 4 | 0 | 0 | 0 | 0 | 0 | 0 | 0 | 0 | 0 | 0 | 0 | 0 | 0
2001 | 12 | 5 | 0 | 0 | 0 | 0 | 0 | 0 | 0 | 0 | 0 | 0 | 0 | 0 | 0
2001 | 12 | 6 | 0 | 0 | 0 | 0 | 0 | 0 | 0 | 0 | 0 | 0 | 0 | 0 | 0
2001 | 12 | 7 | 0 | 0 | 0 | 0 | 0 | 0 | 0 | 0 | 0 | 0 | 0 | 0 | 0
2001 | 12 | 8 | 0.57 | 0.57 | 0.52 | 0 | 0.57 | 0.52 | 0 | 0 | 0 | 0 | 0 | 0 | 0
2001 | 12 | 9 | 0.01 | 0.01 | 0 | 0 | 0.01 | 0 | 0 | 0 | 0 | 0 | 0 | 0 | 0
2001 | 12 | 10 | 0.04 | 0.04 | 0 | 0 | 0.04 | 0 | 0 | 0 | 0 | 0 | 0 | 0 | 0
2001 | 12 | 11 | 0.4 | 0.4 | 0.35 | 0 | 0.4 | 0.35 | 0 | 0 | 0 | 0 | 0 | 0 | 0
2001 | 12 | 12 | 0 | 0 | 0 | 0 | 0 | 0 | 0 | 0 | 0 | 0 | 0 | 0 | 0
2001 | 12 | 13 | 0 | 0 | 0 | 0 | 0 | 0 | 0 | 0 | 0 | 0 | 0 | 0 | 0
2001 | 12 | 14 | 0.06 | 0.06 | 0.01 | 0 | 0.06 | 0.01 | 0 | 0 | 0 | 0 | 0 | 0 | 0
2001 | 12 | 15 | 0 | 0 | 0 | 0 | 0 | 0 | 0 | 0 | 0 | 0 | 0 | 0 | 0
2001 | 12 | 16 | 0 | 0 | 0 | 0 | 0 | 0 | 0 | 0 | 0 | 0 | 0 | 0 | 0
2001 | 12 | 17 | 0.09 | 0.09 | 0.04 | 0 | 0.09 | 0.04 | 0 | 0 | 0 | 0 | 0 | 0 | 0
2001 | 12 | 18 | 0.03 | 0.03 | 0 | 0 | 0.03 | 0 | 0 | 0 | 0 | 0 | 0 | 0 | 0
2001 | 12 | 19 | 0 | 0 | 0 | 0 | 0 | 0 | 0 | 0 | 0 | 0 | 0 | 0 | 0
2001 | 12 | 20 | 0 | 0 | 0 | 0 | 0 | 0 | 0 | 0 | 0 | 0 | 0 | 0 | 0
2001 | 12 | 21 | 0 | 0 | 0 | 0 | 0 | 0 | 0 | 0 | 0 | 0 | 0 | 0 | 0
2001 | 12 | 22 | 0 | 0 | 0 | 0 | 0 | 0 | 0 | 0 | 0 | 0 | 0 | 0 | 0
2001 | 12 | 23 | 0.13 | 0.13 | 0.08 | 0 | 0.13 | 0.08 | 0 | 0 | 0 | 0 | 0 | 0 | 0
2001 | 12 | 24 | 0.2 | 0.2 | 0.15 | 0 | 0.2 | 0.15 | 0 | 0 | 0 | 0 | 0 | 0 | 0
2001 | 12 | 25 | 0 | 0 | 0 | 0 | 0 | 0 | 0 | 0 | 0 | 0 | 0 | 0 | 0
2001 | 12 | 26 | 0 | 0 | 0 | 0 | 0 | 0 | 0 | 0 | 0 | 0 | 0 | 0 | 0
2001 | 12 | 27 | 0 | 0 | 0 | 0 | 0 | 0 | 0 | 0 | 0 | 0 | 0 | 0 | 0
2001 | 12 | 28 | 0 | 0 | 0 | 0 | 0 | 0 | 0 | 0 | 0 | 0 | 0 | 0 | 0
2001 | 12 | 29 | 0 | 0 | 0 | 0 | 0 | 0 | 0 | 0 | 0 | 0 | 0 | 0 | 0
2001 | 12 | 30 | 0 | 0 | 0 | 0 | 0 | 0 | 0 | 0 | 0 | 0 | 0 | 0 | 0
2001 | 12 | 31 | 0 | 0 | 0 | 0 | 0 | 0 | 0 | 0 | 0 | 0 | 0 | 0 | 0
2002 | 1 | 1 | 0 | 0 | 0 | 0 | 0 | 0 | 0 | 0 | 0 | 0 | 0 | 0 | 0
2002 | 1 | 2 | 0 | 0 | 0 | 0 | 0 | 0 | 0 | 0 | 0 | 0 | 0 | 0 | 0
2002 | 1 | 3 | 0 | 0 | 0 | 0 | 0 | 0 | 0 | 0 | 0 | 0 | 0 | 0 | 0
2002 | 1 | 4 | 0 | 0 | 0 | 0 | 0 | 0 | 0 | 0 | 0 | 0 | 0 | 0 | 0
2002 | 1 | 5 | 0 | 0 | 0 | 0 | 0 | 0 | 0 | 0 | 0 | 0 | 0 | 0 | 0
2002 | 1 | 6 | 0.6 | 0.6 | 0.55 | 0 | 0.6 | 0.55 | 0 | 0 | 0 | 0 | 0 | 0 | 0
2002 | 1 | 7 | 0.01 | 0.01 | 0 | 0 | 0.01 | 0 | 0 | 0 | 0 | 0 | 0 | 0 | 0
2002 | 1 | 8 | 0 | 0 | 0 | 0 | 0 | 0 | 0 | 0 | 0 | 0 | 0 | 0 | 0
2002 | 1 | 9 | 0 | 0 | 0 | 0 | 0 | 0 | 0 | 0 | 0 | 0 | 0 | 0 | 0
2002 | 1 | 10 | 0 | 0 | 0 | 0 | 0 | 0 | 0 | 0 | 0 | 0 | 0 | 0 | 0
2002 | 1 | 11 | 0.17 | 0.17 | 0.12 | 0 | 0.17 | 0.12 | 0 | 0 | 0 | 0 | 0 | 0 | 0
2002 | 1 | 12 | 0 | 0 | 0 | 0 | 0 | 0 | 0 | 0 | 0 | 0 | 0 | 0 | 0
2002 | 1 | 13 | 0 | 0 | 0 | 0 | 0 | 0 | 0 | 0 | 0 | 0 | 0 | 0 | 0
2002 | 1 | 14 | 0 | 0 | 0 | 0 | 0 | 0 | 0 | 0 | 0 | 0 | 0 | 0 | 0
2002 | 1 | 15 | 0 | 0 | 0 | 0 | 0 | 0 | 0 | 0 | 0 | 0 | 0 | 0 | 0
2002 | 1 | 16 | 0 | 0 | 0 | 0 | 0 | 0 | 0 | 0 | 0 | 0 | 0 | 0 | 0
2002 | 1 | 17 | 0 | 0 | 0 | 0 | 0 | 0 | 0 | 0 | 0 | 0 | 0 | 0 | 0
2002 | 1 | 18 | 0 | 0 | 0 | 0 | 0 | 0 | 0 | 0 | 0 | 0 | 0 | 0 | 0
2002 | 1 | 19 | 0.37 | 0.37 | 0.32 | 0 | 0.37 | 0.32 | 0 | 0 | 0 | 0 | 0 | 0 | 0
2002 | 1 | 20 | 0 | 0 | 0 | 0 | 0 | 0 | 0 | 0 | 0 | 0 | 0 | 0 | 0
2002 | 1 | 21 | 0.02 | 0.02 | 0 | 0 | 0.02 | 0 | 0 | 0 | 0 | 0 | 0 | 0 | 0
2002 | 1 | 22 | 0 | 0 | 0 | 0 | 0 | 0 | 0 | 0 | 0 | 0 | 0 | 0 | 0
2002 | 1 | 23 | 0.04 | 0.04 | 0 | 0 | 0.04 | 0 | 0 | 0 | 0 | 0 | 0 | 0 | 0
2002 | 1 | 24 | 0.08 | 0.08 | 0.03 | 0 | 0.08 | 0.03 | 0 | 0 | 0 | 0 | 0 | 0 | 0
2002 | 1 | 25 | 0.03 | 0.03 | 0 | 0 | 0.03 | 0 | 0 | 0 | 0 | 0 | 0 | 0 | 0
2002 | 1 | 26 | 0 | 0 | 0 | 0 | 0 | 0 | 0 | 0 | 0 | 0 | 0 | 0 | 0
2002 | 1 | 27 | 0 | 0 | 0 | 0 | 0 | 0 | 0 | 0 | 0 | 0 | 0 | 0 | 0
2002 | 1 | 28 | 0 | 0 | 0 | 0 | 0 | 0 | 0 | 0 | 0 | 0 | 0 | 0 | 0
2002 | 1 | 29 | 0 | 0 | 0 | 0 | 0 | 0 | 0 | 0 | 0 | 0 | 0 | 0 | 0
2002 | 1 | 30 | 0 | 0 | 0 | 0 | 0 | 0 | 0 | 0 | 0 | 0 | 0 | 0 | 0
2002 | 1 | 31 | 0 | 0 | 0 | 0 | 0 | 0 | 0 | 0 | 0 | 0 | 0 | 0 | 0
2002 | 2 | 1 | 0.05 | 0.05 | 0 | 0 | 0.05 | 0 | 0 | 0 | 0 | 0 | 0 | 0 | 0
2002 | 2 | 2 | 0 | 0 | 0 | 0 | 0 | 0 | 0 | 0 | 0 | 0 | 0 | 0 | 0
2002 | 2 | 3 | 0 | 0 | 0 | 0 | 0 | 0 | 0 | 0 | 0 | 0 | 0 | 0 | 0
2002 | 2 | 4 | 0.07 | 0.07 | 0.02 | 0 | 0.07 | 0.02 | 0 | 0 | 0 | 0 | 0 | 0 | 0
2002 | 2 | 5 | 0 | 0 | 0 | 0 | 0 | 0 | 0 | 0 | 0 | 0 | 0 | 0 | 0
2002 | 2 | 6 | 0 | 0 | 0 | 0 | 0 | 0 | 0 | 0 | 0 | 0 | 0 | 0 | 0
2002 | 2 | 7 | 0.19 | 0.19 | 0.14 | 0 | 0.19 | 0.14 | 0 | 0 | 0 | 0 | 0 | 0 | 0
2002 | 2 | 8 | 0 | 0 | 0 | 0 | 0 | 0 | 0 | 0 | 0 | 0 | 0 | 0 | 0
2002 | 2 | 9 | 0 | 0 | 0 | 0 | 0 | 0 | 0 | 0 | 0 | 0 | 0 | 0 | 0
2002 | 2 | 10 | 0.02 | 0.02 | 0 | 0 | 0.02 | 0 | 0 | 0 | 0 | 0 | 0 | 0 | 0
2002 | 2 | 11 | 0.02 | 0.02 | 0 | 0 | 0.02 | 0 | 0 | 0 | 0 | 0 | 0 | 0 | 0
2002 | 2 | 12 | 0 | 0 | 0 | 0 | 0 | 0 | 0 | 0 | 0 | 0 | 0 | 0 | 0
2002 | 2 | 13 | 0 | 0 | 0 | 0 | 0 | 0 | 0 | 0 | 0 | 0 | 0 | 0 | 0
2002 | 2 | 14 | 0 | 0 | 0 | 0 | 0 | 0 | 0 | 0 | 0 | 0 | 0 | 0 | 0
2002 | 2 | 15 | 0 | 0 | 0 | 0 | 0 | 0 | 0 | 0 | 0 | 0 | 0 | 0 | 0
2002 | 2 | 16 | 0 | 0 | 0 | 0 | 0 | 0 | 0 | 0 | 0 | 0 | 0 | 0 | 0
2002 | 2 | 17 | 0 | 0 | 0 | 0 | 0 | 0 | 0 | 0 | 0 | 0 | 0 | 0 | 0
2002 | 2 | 18 | 0 | 0 | 0 | 0 | 0 | 0 | 0 | 0 | 0 | 0 | 0 | 0 | 0
2002 | 2 | 19 | 0 | 0 | 0 | 0 | 0 | 0 | 0 | 0 | 0 | 0 | 0 | 0 | 0
2002 | 2 | 20 | 0 | 0 | 0 | 0 | 0 | 0 | 0 | 0 | 0 | 0 | 0 | 0 | 0
2002 | 2 | 21 | 0 | 0 | 0 | 0 | 0 | 0 | 0 | 0 | 0 | 0 | 0 | 0 | 0
2002 | 2 | 22 | 0 | 0 | 0 | 0 | 0 | 0 | 0 | 0 | 0 | 0 | 0 | 0 | 0
2002 | 2 | 23 | 0 | 0 | 0 | 0 | 0 | 0 | 0 | 0 | 0 | 0 | 0 | 0 | 0
2002 | 2 | 24 | 0 | 0 | 0 | 0 | 0 | 0 | 0 | 0 | 0 | 0 | 0 | 0 | 0
2002 | 2 | 25 | 0 | 0 | 0 | 0 | 0 | 0 | 0 | 0 | 0 | 0 | 0 | 0 | 0
2002 | 2 | 26 | 0.12 | 0.12 | 0.07 | 0 | 0.12 | 0.07 | 0 | 0 | 0 | 0 | 0 | 0 | 0
2002 | 2 | 27 | 0 | 0 | 0 | 0 | 0 | 0 | 0 | 0 | 0 | 0 | 0 | 0 | 0
2002 | 2 | 28 | 0 | 0 | 0 | 0 | 0 | 0 | 0 | 0 | 0 | 0 | 0 | 0 | 0
2002 | 3 | 1 | 0 | 0 | 0 | 0 | 0 | 0 | 0 | 0 | 0 | 0 | 0 | 0 | 0
2002 | 3 | 2 | 0.77 | 0.77 | 0.72 | 0 | 0.77 | 0.72 | 0 | 0 | 0 | 0 | 0 | 0 | 0
2002 | 3 | 3 | 0.03 | 0.03 | 0 | 0 | 0.03 | 0 | 0 | 0 | 0 | 0 | 0 | 0 | 0
2002 | 3 | 4 | 0 | 0 | 0 | 0 | 0 | 0 | 0 | 0 | 0 | 0 | 0 | 0 | 0
2002 | 3 | 5 | 0 | 0 | 0 | 0 | 0 | 0 | 0 | 0 | 0 | 0 | 0 | 0 | 0
2002 | 3 | 6 | 0 | 0 | 0 | 0 | 0 | 0 | 0 | 0 | 0 | 0 | 0 | 0 | 0
2002 | 3 | 7 | 0 | 0 | 0 | 0 | 0 | 0 | 0 | 0 | 0 | 0 | 0 | 0 | 0
2002 | 3 | 8 | 0 | 0 | 0 | 0 | 0 | 0 | 0 | 0 | 0 | 0 | 0 | 0 | 0
2002 | 3 | 9 | 0.04 | 0.04 | 0 | 0 | 0.04 | 0 | 0 | 0 | 0 | 0 | 0 | 0 | 0
2002 | 3 | 10 | 0.19 | 0.19 | 0.14 | 0 | 0.19 | 0.14 | 0 | 0 | 0 | 0 | 0 | 0 | 0
2002 | 3 | 11 | 0 | 0 | 0 | 0 | 0 | 0 | 0 | 0 | 0 | 0 | 0 | 0 | 0
2002 | 3 | 12 | 0.35 | 0.35 | 0.3 | 0 | 0.35 | 0.3 | 0 | 0 | 0 | 0 | 0 | 0 | 0
2002 | 3 | 13 | 0.21 | 0.21 | 0.16 | 0 | 0.21 | 0.16 | 0 | 0 | 0 | 0 | 0 | 0 | 0
2002 | 3 | 14 | 0 | 0 | 0 | 0 | 0 | 0 | 0 | 0 | 0 | 0 | 0 | 0 | 0
2002 | 3 | 15 | 0 | 0 | 0 | 0 | 0 | 0 | 0 | 0 | 0 | 0 | 0 | 0 | 0
2002 | 3 | 16 | 0.01 | 0.01 | 0 | 0 | 0.01 | 0 | 0 | 0 | 0 | 0 | 0 | 0 | 0
2002 | 3 | 17 | 0.22 | 0.22 | 0.17 | 0 | 0.22 | 0.17 | 0 | 0 | 0 | 0 | 0 | 0 | 0
2002 | 3 | 18 | 0.16 | 0.16 | 0.11 | 0 | 0.16 | 0.11 | 0 | 0 | 0 | 0 | 0 | 0 | 0
2002 | 3 | 19 | 0.15 | 0.15 | 0.1 | 0 | 0.15 | 0.1 | 0 | 0 | 0 | 0 | 0 | 0 | 0
2002 | 3 | 20 | 0.48 | 0.48 | 0.43 | 0 | 0.48 | 0.43 | 0 | 0 | 0 | 0 | 0 | 0 | 0
2002 | 3 | 21 | 0 | 0 | 0 | 0 | 0 | 0 | 0 | 0 | 0 | 0 | 0 | 0 | 0
2002 | 3 | 22 | 0 | 0 | 0 | 0 | 0 | 0 | 0 | 0 | 0 | 0 | 0 | 0 | 0
2002 | 3 | 23 | 0 | 0 | 0 | 0 | 0 | 0 | 0 | 0 | 0 | 0 | 0 | 0 | 0
2002 | 3 | 24 | 0 | 0 | 0 | 0 | 0 | 0 | 0 | 0 | 0 | 0 | 0 | 0 | 0
2002 | 3 | 25 | 0 | 0 | 0 | 0 | 0 | 0 | 0 | 0 | 0 | 0 | 0 | 0 | 0
2002 | 3 | 26 | 0.5 | 0.5 | 0.45 | 0 | 0.5 | 0.45 | 0 | 0 | 0 | 0 | 0 | 0 | 0
2002 | 3 | 27 | 0 | 0 | 0 | 0 | 0 | 0 | 0 | 0 | 0 | 0 | 0 | 0 | 0
2002 | 3 | 28 | 0 | 0 | 0 | 0 | 0 | 0 | 0 | 0 | 0 | 0 | 0 | 0 | 0
2002 | 3 | 29 | 0 | 0 | 0 | 0 | 0 | 0 | 0 | 0 | 0 | 0 | 0 | 0 | 0
2002 | 3 | 30 | 0 | 0 | 0 | 0 | 0 | 0 | 0 | 0 | 0 | 0 | 0 | 0 | 0
2002 | 3 | 31 | 0.26 | 0.26 | 0.21 | 0 | 0.26 | 0.21 | 0 | 0 | 0 | 0 | 0 | 0 | 0
2002 | 4 | 1 | 0 | 0 | 0 | 0 | 0 | 0 | 0 | 0 | 0 | 0 | 0 | 0 | 0
2002 | 4 | 2 | 0 | 0 | 0 | 0 | 0 | 0 | 0 | 0 | 0 | 0 | 0 | 0 | 0
2002 | 4 | 3 | 0 | 0 | 0 | 0 | 0 | 0 | 0 | 0 | 0 | 0 | 0 | 0 | 0
2002 | 4 | 4 | 0 | 0 | 0 | 0 | 0 | 0 | 0 | 0 | 0 | 0 | 0 | 0 | 0
2002 | 4 | 5 | 0 | 0 | 0 | 0 | 0 | 0 | 0 | 0 | 0 | 0 | 0 | 0 | 0
2002 | 4 | 6 | 0 | 0 | 0 | 0 | 0 | 0 | 0 | 0 | 0 | 0 | 0 | 0 | 0
2002 | 4 | 7 | 0 | 0 | 0 | 0 | 0 | 0 | 0 | 0 | 0 | 0 | 0 | 0 | 0
2002 | 4 | 8 | 0 | 0 | 0 | 0 | 0 | 0 | 0 | 0 | 0 | 0 | 0 | 0 | 0
2002 | 4 | 9 | 0.27 | 0.27 | 0.22 | 0 | 0.27 | 0.22 | 0 | 0 | 0 | 0 | 0 | 0 | 0
2002 | 4 | 10 | 0 | 0 | 0 | 0 | 0 | 0 | 0 | 0 | 0 | 0 | 0 | 0 | 0
2002 | 4 | 11 | 0 | 0 | 0 | 0 | 0 | 0 | 0 | 0 | 0 | 0 | 0 | 0 | 0
2002 | 4 | 12 | 0 | 0 | 0 | 0 | 0 | 0 | 0 | 0 | 0 | 0 | 0 | 0 | 0
2002 | 4 | 13 | 0.01 | 0.01 | 0 | 0 | 0.01 | 0 | 0 | 0 | 0 | 0 | 0 | 0 | 0
2002 | 4 | 14 | 0 | 0 | 0 | 0 | 0 | 0 | 0 | 0 | 0 | 0 | 0 | 0 | 0
2002 | 4 | 15 | 0.05 | 0.05 | 0 | 0 | 0.05 | 0 | 0 | 0 | 0 | 0 | 0 | 0 | 0
2002 | 4 | 16 | 0 | 0 | 0 | 0 | 0 | 0 | 0 | 0 | 0 | 0 | 0 | 0 | 0
2002 | 4 | 17 | 0 | 0 | 0 | 0 | 0 | 0 | 0 | 0 | 0 | 0 | 0 | 0 | 0
2002 | 4 | 18 | 0.31 | 0.31 | 0.26 | 0 | 0.31 | 0.26 | 0 | 0 | 0 | 0 | 0 | 0 | 0
2002 | 4 | 19 | 0.51 | 0.51 | 0.46 | 0 | 0.51 | 0.46 | 0 | 0 | 0 | 0 | 0 | 0 | 0
2002 | 4 | 20 | 0.03 | 0.03 | 0 | 0 | 0.03 | 0 | 0 | 0 | 0 | 0 | 0 | 0 | 0
2002 | 4 | 21 | 0.24 | 0.24 | 0.19 | 0 | 0.24 | 0.19 | 0 | 0 | 0 | 0 | 0 | 0 | 0
2002 | 4 | 22 | 0.36 | 0.36 | 0.31 | 0 | 0.36 | 0.31 | 0 | 0 | 0 | 0 | 0 | 0 | 0
2002 | 4 | 23 | 0 | 0 | 0 | 0 | 0 | 0 | 0 | 0 | 0 | 0 | 0 | 0 | 0
2002 | 4 | 24 | 0 | 0 | 0 | 0 | 0 | 0 | 0 | 0 | 0 | 0 | 0 | 0 | 0
2002 | 4 | 25 | 0.13 | 0.13 | 0.08 | 0 | 0.13 | 0.08 | 0 | 0 | 0 | 0 | 0 | 0 | 0
2002 | 4 | 26 | 0 | 0 | 0 | 0 | 0 | 0 | 0 | 0 | 0 | 0 | 0 | 0 | 0
2002 | 4 | 27 | 0.19 | 0.19 | 0.14 | 0 | 0.19 | 0.14 | 0 | 0 | 0 | 0 | 0 | 0 | 0
2002 | 4 | 28 | 1.37 | 1 | 0.95 | 0 | 1 | 0.95 | 0 | 0 | 0 | 0 | 0 | 0 | 0
2002 | 4 | 29 | 0 | 0 | 0 | 0 | 0 | 0 | 0 | 0 | 0 | 0 | 0 | 0 | 0
2002 | 4 | 30 | 0 | 0 | 0 | 0 | 0 | 0 | 0 | 0 | 0 | 0 | 0 | 0 | 0
2002 | 5 | 1 | 0 | 0 | 0 | 0 | 0 | 0 | 0 | 0 | 0 | 0 | 0 | 0 | 0
2002 | 5 | 2 | 0.76 | 0.76 | 0.71 | 0 | 0.76 | 0.71 | 0 | 0 | 0 | 0 | 0 | 0 | 0
2002 | 5 | 3 | 0 | 0 | 0 | 0 | 0 | 0 | 0 | 0 | 0 | 0 | 0 | 0 | 0
2002 | 5 | 4 | 0.08 | 0.08 | 0.03 | 0 | 0.08 | 0.03 | 0 | 0 | 0 | 0 | 0 | 0 | 0
2002 | 5 | 5 | 0 | 0 | 0 | 0 | 0 | 0 | 0 | 0 | 0 | 0 | 0 | 0 | 0
2002 | 5 | 6 | 0.02 | 0.02 | 0 | 0 | 0.02 | 0 | 0 | 0 | 0 | 0 | 0 | 0 | 0
2002 | 5 | 7 | 0.03 | 0.03 | 0 | 0 | 0.03 | 0 | 0 | 0 | 0 | 0 | 0 | 0 | 0
2002 | 5 | 8 | 0.02 | 0.02 | 0 | 0 | 0.02 | 0 | 0 | 0 | 0 | 0 | 0 | 0 | 0
2002 | 5 | 9 | 0.05 | 0.05 | 0 | 0 | 0.05 | 0 | 0 | 0 | 0 | 0 | 0 | 0 | 0
2002 | 5 | 10 | 0 | 0 | 0 | 0 | 0 | 0 | 0 | 0 | 0 | 0 | 0 | 0 | 0
2002 | 5 | 11 | 0 | 0 | 0 | 0 | 0 | 0 | 0 | 0 | 0 | 0 | 0 | 0 | 0
2002 | 5 | 12 | 0 | 0 | 0 | 0 | 0 | 0 | 0 | 0 | 0 | 0 | 0 | 0 | 0
2002 | 5 | 13 | 0 | 0 | 0 | 0 | 0 | 0 | 0 | 0 | 0 | 0 | 0 | 0 | 0
2002 | 5 | 14 | 0 | 0 | 0 | 0 | 0 | 0 | 0 | 0 | 0 | 0 | 0 | 0 | 0
2002 | 5 | 15 | 0 | 0 | 0 | 0 | 0 | 0 | 0 | 0 | 0 | 0 | 0 | 0 | 0
2002 | 5 | 16 | 0 | 0 | 0 | 0 | 0 | 0 | 0 | 0 | 0 | 0 | 0 | 0 | 0
2002 | 5 | 17 | 0.29 | 0.29 | 0.24 | 0 | 0.29 | 0.24 | 0 | 0 | 0 | 0 | 0 | 0 | 0
2002 | 5 | 18 | 0.68 | 0.68 | 0.63 | 0 | 0.68 | 0.63 | 0 | 0 | 0 | 0 | 0 | 0 | 0
2002 | 5 | 19 | 0 | 0 | 0 | 0 | 0 | 0 | 0 | 0 | 0 | 0 | 0 | 0 | 0
2002 | 5 | 20 | 0 | 0 | 0 | 0 | 0 | 0 | 0 | 0 | 0 | 0 | 0 | 0 | 0
2002 | 5 | 21 | 0 | 0 | 0 | 0 | 0 | 0 | 0 | 0 | 0 | 0 | 0 | 0 | 0
2002 | 5 | 22 | 0 | 0 | 0 | 0 | 0 | 0 | 0 | 0 | 0 | 0 | 0 | 0 | 0
2002 | 5 | 23 | 0 | 0 | 0 | 0 | 0 | 0 | 0 | 0 | 0 | 0 | 0 | 0 | 0
2002 | 5 | 24 | 0 | 0 | 0 | 0 | 0 | 0 | 0 | 0 | 0 | 0 | 0 | 0 | 0
2002 | 5 | 25 | 0 | 0 | 0 | 0 | 0 | 0 | 0 | 0 | 0 | 0 | 0 | 0 | 0
2002 | 5 | 26 | 0 | 0 | 0 | 0 | 0 | 0 | 0 | 0 | 0 | 0 | 0 | 0 | 0
2002 | 5 | 27 | 0.23 | 0.23 | 0.18 | 0 | 0.23 | 0.18 | 0 | 0 | 0 | 0 | 0 | 0 | 0
2002 | 5 | 28 | 0 | 0 | 0 | 0 | 0 | 0 | 0 | 0 | 0 | 0 | 0 | 0 | 0
2002 | 5 | 29 | 0 | 0 | 0 | 0 | 0 | 0 | 0 | 0 | 0 | 0 | 0 | 0 | 0
2002 | 5 | 30 | 0 | 0 | 0 | 0 | 0 | 0 | 0 | 0 | 0 | 0 | 0 | 0 | 0
2002 | 5 | 31 | 0.01 | 0.01 | 0 | 0 | 0.01 | 0 | 0 | 0 | 0 | 0 | 0 | 0 | 0
2002 | 6 | 1 | 0 | 0 | 0 | 0 | 0 | 0 | 0 | 0 | 0 | 0 | 0 | 0 | 0
2002 | 6 | 2 | 0 | 0 | 0 | 0 | 0 | 0 | 0 | 0 | 0 | 0 | 0 | 0 | 0
2002 | 6 | 3 | 0 | 0 | 0 | 0 | 0 | 0 | 0 | 0 | 0 | 0 | 0 | 0 | 0
2002 | 6 | 4 | 0 | 0 | 0 | 0 | 0 | 0 | 0 | 0 | 0 | 0 | 0 | 0 | 0
2002 | 6 | 5 | 0 | 0 | 0 | 0 | 0 | 0 | 0 | 0 | 0 | 0 | 0 | 0 | 0
2002 | 6 | 6 | 0.38 | 0.38 | 0.33 | 0 | 0.38 | 0.33 | 0 | 0 | 0 | 0 | 0 | 0 | 0
2002 | 6 | 7 | 0 | 0 | 0 | 0 | 0 | 0 | 0 | 0 | 0 | 0 | 0 | 0 | 0
2002 | 6 | 8 | 0 | 0 | 0 | 0 | 0 | 0 | 0 | 0 | 0 | 0 | 0 | 0 | 0
2002 | 6 | 9 | 0 | 0 | 0 | 0 | 0 | 0 | 0 | 0 | 0 | 0 | 0 | 0 | 0
2002 | 6 | 10 | 0 | 0 | 0 | 0 | 0 | 0 | 0 | 0 | 0 | 0 | 0 | 0 | 0
2002 | 6 | 11 | 0 | 0 | 0 | 0 | 0 | 0 | 0 | 0 | 0 | 0 | 0 | 0 | 0
2002 | 6 | 12 | 0 | 0 | 0 | 0 | 0 | 0 | 0 | 0 | 0 | 0 | 0 | 0 | 0
2002 | 6 | 13 | 1.92 | 1 | 0.95 | 0 | 1 | 0.95 | 0 | 0 | 0 | 0 | 0 | 0 | 0
2002 | 6 | 14 | 0.12 | 0.12 | 0.07 | 0 | 0.12 | 0.07 | 0 | 0 | 0 | 0 | 0 | 0 | 0
2002 | 6 | 15 | 0.32 | 0.32 | 0.27 | 0 | 0.32 | 0.27 | 0 | 0 | 0 | 0 | 0 | 0 | 0
2002 | 6 | 16 | 0 | 0 | 0 | 0 | 0 | 0 | 0 | 0 | 0 | 0 | 0 | 0 | 0
2002 | 6 | 17 | 0 | 0 | 0 | 0 | 0 | 0 | 0 | 0 | 0 | 0 | 0 | 0 | 0
2002 | 6 | 18 | 0.35 | 0.35 | 0.3 | 0 | 0.35 | 0.3 | 0 | 0 | 0 | 0 | 0 | 0 | 0
2002 | 6 | 19 | 0.28 | 0.28 | 0.23 | 0 | 0.28 | 0.23 | 0 | 0 | 0 | 0 | 0 | 0 | 0
2002 | 6 | 20 | 0 | 0 | 0 | 0 | 0 | 0 | 0 | 0 | 0 | 0 | 0 | 0 | 0
2002 | 6 | 21 | 0 | 0 | 0 | 0 | 0 | 0 | 0 | 0 | 0 | 0 | 0 | 0 | 0
2002 | 6 | 22 | 0 | 0 | 0 | 0 | 0 | 0 | 0 | 0 | 0 | 0 | 0 | 0 | 0
2002 | 6 | 23 | 0 | 0 | 0 | 0 | 0 | 0 | 0 | 0 | 0 | 0 | 0 | 0 | 0
2002 | 6 | 24 | 0 | 0 | 0 | 0 | 0 | 0 | 0 | 0 | 0 | 0 | 0 | 0 | 0
2002 | 6 | 25 | 0 | 0 | 0 | 0 | 0 | 0 | 0 | 0 | 0 | 0 | 0 | 0 | 0
2002 | 6 | 26 | 0.04 | 0.04 | 0 | 0 | 0.04 | 0 | 0 | 0 | 0 | 0 | 0 | 0 | 0
2002 | 6 | 27 | 0.2 | 0.2 | 0.15 | 0 | 0.2 | 0.15 | 0 | 0 | 0 | 0 | 0 | 0 | 0
2002 | 6 | 28 | 0.2 | 0.2 | 0.15 | 0 | 0.2 | 0.15 | 0 | 0 | 0 | 0 | 0 | 0 | 0
2002 | 6 | 29 | 0 | 0 | 0 | 0 | 0 | 0 | 0 | 0 | 0 | 0 | 0 | 0 | 0
2002 | 6 | 30 | 0 | 0 | 0 | 0 | 0 | 0 | 0 | 0 | 0 | 0 | 0 | 0 | 0
2002 | 7 | 1 | 0 | 0 | 0 | 0 | 0 | 0 | 0 | 0 | 0 | 0 | 0 | 0 | 0
2002 | 7 | 2 | 0 | 0 | 0 | 0 | 0 | 0 | 0 | 0 | 0 | 0 | 0 | 0 | 0
2002 | 7 | 3 | 0 | 0 | 0 | 0 | 0 | 0 | 0 | 0 | 0 | 0 | 0 | 0 | 0
2002 | 7 | 4 | 0 | 0 | 0 | 0 | 0 | 0 | 0 | 0 | 0 | 0 | 0 | 0 | 0
2002 | 7 | 5 | 0 | 0 | 0 | 0 | 0 | 0 | 0 | 0 | 0 | 0 | 0 | 0 | 0
2002 | 7 | 6 | 0 | 0 | 0 | 0 | 0 | 0 | 0 | 0 | 0 | 0 | 0 | 0 | 0
2002 | 7 | 7 | 0 | 0 | 0 | 0 | 0 | 0 | 0 | 0 | 0 | 0 | 0 | 0 | 0
2002 | 7 | 8 | 0 | 0 | 0 | 0 | 0 | 0 | 0 | 0 | 0 | 0 | 0 | 0 | 0
2002 | 7 | 9 | 0.08 | 0.08 | 0.03 | 0 | 0.08 | 0.03 | 0 | 0 | 0 | 0 | 0 | 0 | 0
2002 | 7 | 10 | 0.03 | 0.03 | 0 | 0 | 0.03 | 0 | 0 | 0 | 0 | 0 | 0 | 0 | 0
2002 | 7 | 11 | 0 | 0 | 0 | 0 | 0 | 0 | 0 | 0 | 0 | 0 | 0 | 0 | 0
2002 | 7 | 12 | 0 | 0 | 0 | 0 | 0 | 0 | 0 | 0 | 0 | 0 | 0 | 0 | 0
2002 | 7 | 13 | 0 | 0 | 0 | 0 | 0 | 0 | 0 | 0 | 0 | 0 | 0 | 0 | 0
2002 | 7 | 14 | 1.36 | 1 | 0.95 | 0 | 1 | 0.95 | 0 | 0 | 0 | 0 | 0 | 0 | 0
2002 | 7 | 15 | 0 | 0 | 0 | 0 | 0 | 0 | 0 | 0 | 0 | 0 | 0 | 0 | 0
2002 | 7 | 16 | 0 | 0 | 0 | 0 | 0 | 0 | 0 | 0 | 0 | 0 | 0 | 0 | 0
2002 | 7 | 17 | 0 | 0 | 0 | 0 | 0 | 0 | 0 | 0 | 0 | 0 | 0 | 0 | 0
2002 | 7 | 18 | 0 | 0 | 0 | 0 | 0 | 0 | 0 | 0 | 0 | 0 | 0 | 0 | 0
2002 | 7 | 19 | 0 | 0 | 0 | 0 | 0 | 0 | 0 | 0 | 0 | 0 | 0 | 0 | 0
2002 | 7 | 20 | 0 | 0 | 0 | 0 | 0 | 0 | 0 | 0 | 0 | 0 | 0 | 0 | 0
2002 | 7 | 21 | 0 | 0 | 0 | 0 | 0 | 0 | 0 | 0 | 0 | 0 | 0 | 0 | 0
2002 | 7 | 22 | 0 | 0 | 0 | 0 | 0 | 0 | 0 | 0 | 0 | 0 | 0 | 0 | 0
2002 | 7 | 23 | 0 | 0 | 0 | 0 | 0 | 0 | 0 | 0 | 0 | 0 | 0 | 0 | 0
2002 | 7 | 24 | 0 | 0 | 0 | 0 | 0 | 0 | 0 | 0 | 0 | 0 | 0 | 0 | 0
2002 | 7 | 25 | 0.01 | 0.01 | 0 | 0 | 0.01 | 0 | 0 | 0 | 0 | 0 | 0 | 0 | 0
2002 | 7 | 26 | 0.69 | 0.69 | 0.64 | 0 | 0.69 | 0.64 | 0 | 0 | 0 | 0 | 0 | 0 | 0
2002 | 7 | 27 | 0.03 | 0.03 | 0 | 0 | 0.03 | 0 | 0 | 0 | 0 | 0 | 0 | 0 | 0
2002 | 7 | 28 | 0 | 0 | 0 | 0 | 0 | 0 | 0 | 0 | 0 | 0 | 0 | 0 | 0
2002 | 7 | 29 | 0 | 0 | 0 | 0 | 0 | 0 | 0 | 0 | 0 | 0 | 0 | 0 | 0
2002 | 7 | 30 | 0 | 0 | 0 | 0 | 0 | 0 | 0 | 0 | 0 | 0 | 0 | 0 | 0
2002 | 7 | 31 | 0 | 0 | 0 | 0 | 0 | 0 | 0 | 0 | 0 | 0 | 0 | 0 | 0
2002 | 8 | 1 | 0 | 0 | 0 | 0 | 0 | 0 | 0 | 0 | 0 | 0 | 0 | 0 | 0
2002 | 8 | 2 | 0 | 0 | 0 | 0 | 0 | 0 | 0 | 0 | 0 | 0 | 0 | 0 | 0
2002 | 8 | 3 | 0 | 0 | 0 | 0 | 0 | 0 | 0 | 0 | 0 | 0 | 0 | 0 | 0
2002 | 8 | 4 | 0 | 0 | 0 | 0 | 0 | 0 | 0 | 0 | 0 | 0 | 0 | 0 | 0
2002 | 8 | 5 | 0.08 | 0.08 | 0.03 | 0 | 0.08 | 0.03 | 0 | 0 | 0 | 0 | 0 | 0 | 0
2002 | 8 | 6 | 0.01 | 0.01 | 0 | 0 | 0.01 | 0 | 0 | 0 | 0 | 0 | 0 | 0 | 0
2002 | 8 | 7 | 0 | 0 | 0 | 0 | 0 | 0 | 0 | 0 | 0 | 0 | 0 | 0 | 0
2002 | 8 | 8 | 0 | 0 | 0 | 0 | 0 | 0 | 0 | 0 | 0 | 0 | 0 | 0 | 0
2002 | 8 | 9 | 0 | 0 | 0 | 0 | 0 | 0 | 0 | 0 | 0 | 0 | 0 | 0 | 0
2002 | 8 | 10 | 0 | 0 | 0 | 0 | 0 | 0 | 0 | 0 | 0 | 0 | 0 | 0 | 0
2002 | 8 | 11 | 0 | 0 | 0 | 0 | 0 | 0 | 0 | 0 | 0 | 0 | 0 | 0 | 0
2002 | 8 | 12 | 0 | 0 | 0 | 0 | 0 | 0 | 0 | 0 | 0 | 0 | 0 | 0 | 0
2002 | 8 | 13 | 0 | 0 | 0 | 0 | 0 | 0 | 0 | 0 | 0 | 0 | 0 | 0 | 0
2002 | 8 | 14 | 0 | 0 | 0 | 0 | 0 | 0 | 0 | 0 | 0 | 0 | 0 | 0 | 0
2002 | 8 | 15 | 0 | 0 | 0 | 0 | 0 | 0 | 0 | 0 | 0 | 0 | 0 | 0 | 0
2002 | 8 | 16 | 0 | 0 | 0 | 0 | 0 | 0 | 0 | 0 | 0 | 0 | 0 | 0 | 0
2002 | 8 | 17 | 0 | 0 | 0 | 0 | 0 | 0 | 0 | 0 | 0 | 0 | 0 | 0 | 0
2002 | 8 | 18 | 0 | 0 | 0 | 0 | 0 | 0 | 0 | 0 | 0 | 0 | 0 | 0 | 0
2002 | 8 | 19 | 0 | 0 | 0 | 0 | 0 | 0 | 0 | 0 | 0 | 0 | 0 | 0 | 0
2002 | 8 | 20 | 0 | 0 | 0 | 0 | 0 | 0 | 0 | 0 | 0 | 0 | 0 | 0 | 0
2002 | 8 | 21 | 0 | 0 | 0 | 0 | 0 | 0 | 0 | 0 | 0 | 0 | 0 | 0 | 0
2002 | 8 | 22 | 0 | 0 | 0 | 0 | 0 | 0 | 0 | 0 | 0 | 0 | 0 | 0 | 0
2002 | 8 | 23 | 0 | 0 | 0 | 0 | 0 | 0 | 0 | 0 | 0 | 0 | 0 | 0 | 0
2002 | 8 | 24 | 0.07 | 0.07 | 0.02 | 0 | 0.07 | 0.02 | 0 | 0 | 0 | 0 | 0 | 0 | 0
2002 | 8 | 25 | 0 | 0 | 0 | 0 | 0 | 0 | 0 | 0 | 0 | 0 | 0 | 0 | 0
2002 | 8 | 26 | 0 | 0 | 0 | 0 | 0 | 0 | 0 | 0 | 0 | 0 | 0 | 0 | 0
2002 | 8 | 27 | 0 | 0 | 0 | 0 | 0 | 0 | 0 | 0 | 0 | 0 | 0 | 0 | 0
2002 | 8 | 28 | 1.36 | 1 | 0.95 | 0 | 1 | 0.95 | 0 | 0 | 0 | 0 | 0 | 0 | 0
2002 | 8 | 29 | 0.1 | 0.1 | 0.05 | 0 | 0.1 | 0.05 | 0 | 0 | 0 | 0 | 0 | 0 | 0
2002 | 8 | 30 | 0 | 0 | 0 | 0 | 0 | 0 | 0 | 0 | 0 | 0 | 0 | 0 | 0
2002 | 8 | 31 | 0.01 | 0.01 | 0 | 0 | 0.01 | 0 | 0 | 0 | 0 | 0 | 0 | 0 | 0
2002 | 9 | 1 | 0.85 | 0.85 | 0.8 | 0 | 0.85 | 0.8 | 0 | 0 | 0 | 0 | 0 | 0 | 0
2002 | 9 | 2 | 0 | 0 | 0 | 0 | 0 | 0 | 0 | 0 | 0 | 0 | 0 | 0 | 0
2002 | 9 | 3 | 0 | 0 | 0 | 0 | 0 | 0 | 0 | 0 | 0 | 0 | 0 | 0 | 0
2002 | 9 | 4 | 0 | 0 | 0 | 0 | 0 | 0 | 0 | 0 | 0 | 0 | 0 | 0 | 0
2002 | 9 | 5 | 0 | 0 | 0 | 0 | 0 | 0 | 0 | 0 | 0 | 0 | 0 | 0 | 0
2002 | 9 | 6 | 0 | 0 | 0 | 0 | 0 | 0 | 0 | 0 | 0 | 0 | 0 | 0 | 0
2002 | 9 | 7 | 0 | 0 | 0 | 0 | 0 | 0 | 0 | 0 | 0 | 0 | 0 | 0 | 0
2002 | 9 | 8 | 0 | 0 | 0 | 0 | 0 | 0 | 0 | 0 | 0 | 0 | 0 | 0 | 0
2002 | 9 | 9 | 0 | 0 | 0 | 0 | 0 | 0 | 0 | 0 | 0 | 0 | 0 | 0 | 0
2002 | 9 | 10 | 0 | 0 | 0 | 0 | 0 | 0 | 0 | 0 | 0 | 0 | 0 | 0 | 0
2002 | 9 | 11 | 0 | 0 | 0 | 0 | 0 | 0 | 0 | 0 | 0 | 0 | 0 | 0 | 0
2002 | 9 | 12 | 0 | 0 | 0 | 0 | 0 | 0 | 0 | 0 | 0 | 0 | 0 | 0 | 0
2002 | 9 | 13 | 0 | 0 | 0 | 0 | 0 | 0 | 0 | 0 | 0 | 0 | 0 | 0 | 0
2002 | 9 | 14 | 0.16 | 0.16 | 0.11 | 0 | 0.16 | 0.11 | 0 | 0 | 0 | 0 | 0 | 0 | 0
2002 | 9 | 15 | 0.17 | 0.17 | 0.12 | 0 | 0.17 | 0.12 | 0 | 0 | 0 | 0 | 0 | 0 | 0
2002 | 9 | 16 | 0.01 | 0.01 | 0 | 0 | 0.01 | 0 | 0 | 0 | 0 | 0 | 0 | 0 | 0
2002 | 9 | 17 | 0 | 0 | 0 | 0 | 0 | 0 | 0 | 0 | 0 | 0 | 0 | 0 | 0
2002 | 9 | 18 | 0 | 0 | 0 | 0 | 0 | 0 | 0 | 0 | 0 | 0 | 0 | 0 | 0
2002 | 9 | 19 | 0 | 0 | 0 | 0 | 0 | 0 | 0 | 0 | 0 | 0 | 0 | 0 | 0
2002 | 9 | 20 | 0 | 0 | 0 | 0 | 0 | 0 | 0 | 0 | 0 | 0 | 0 | 0 | 0
2002 | 9 | 21 | 0 | 0 | 0 | 0 | 0 | 0 | 0 | 0 | 0 | 0 | 0 | 0 | 0
2002 | 9 | 22 | 0.02 | 0.02 | 0 | 0 | 0.02 | 0 | 0 | 0 | 0 | 0 | 0 | 0 | 0
2002 | 9 | 23 | 0.02 | 0.02 | 0 | 0 | 0.02 | 0 | 0 | 0 | 0 | 0 | 0 | 0 | 0
2002 | 9 | 24 | 0 | 0 | 0 | 0 | 0 | 0 | 0 | 0 | 0 | 0 | 0 | 0 | 0
2002 | 9 | 25 | 0 | 0 | 0 | 0 | 0 | 0 | 0 | 0 | 0 | 0 | 0 | 0 | 0
2002 | 9 | 26 | 0.73 | 0.73 | 0.68 | 0 | 0.73 | 0.68 | 0 | 0 | 0 | 0 | 0 | 0 | 0
2002 | 9 | 27 | 0.13 | 0.13 | 0.08 | 0 | 0.13 | 0.08 | 0 | 0 | 0 | 0 | 0 | 0 | 0
2002 | 9 | 28 | 0.01 | 0.01 | 0 | 0 | 0.01 | 0 | 0 | 0 | 0 | 0 | 0 | 0 | 0
2002 | 9 | 29 | 0 | 0 | 0 | 0 | 0 | 0 | 0 | 0 | 0 | 0 | 0 | 0 | 0
2002 | 9 | 30 | 0 | 0 | 0 | 0 | 0 | 0 | 0 | 0 | 0 | 0 | 0 | 0 | 0
2002 | 10 | 1 | 0 | 0 | 0 | 0 | 0 | 0 | 0 | 0 | 0 | 0 | 0 | 0 | 0
2002 | 10 | 2 | 0 | 0 | 0 | 0 | 0 | 0 | 0 | 0 | 0 | 0 | 0 | 0 | 0
2002 | 10 | 3 | 0 | 0 | 0 | 0 | 0 | 0 | 0 | 0 | 0 | 0 | 0 | 0 | 0
2002 | 10 | 4 | 0 | 0 | 0 | 0 | 0 | 0 | 0 | 0 | 0 | 0 | 0 | 0 | 0
2002 | 10 | 5 | 0 | 0 | 0 | 0 | 0 | 0 | 0 | 0 | 0 | 0 | 0 | 0 | 0
2002 | 10 | 6 | 0 | 0 | 0 | 0 | 0 | 0 | 0 | 0 | 0 | 0 | 0 | 0 | 0
2002 | 10 | 7 | 0 | 0 | 0 | 0 | 0 | 0 | 0 | 0 | 0 | 0 | 0 | 0 | 0
2002 | 10 | 8 | 0 | 0 | 0 | 0 | 0 | 0 | 0 | 0 | 0 | 0 | 0 | 0 | 0
2002 | 10 | 9 | 0 | 0 | 0 | 0 | 0 | 0 | 0 | 0 | 0 | 0 | 0 | 0 | 0
2002 | 10 | 10 | 0.58 | 0.58 | 0.53 | 0 | 0.58 | 0.53 | 0 | 0 | 0 | 0 | 0 | 0 | 0
2002 | 10 | 11 | 0.78 | 0.78 | 0.73 | 0 | 0.78 | 0.73 | 0 | 0 | 0 | 0 | 0 | 0 | 0
2002 | 10 | 12 | 0.01 | 0.01 | 0 | 0 | 0.01 | 0 | 0 | 0 | 0 | 0 | 0 | 0 | 0
2002 | 10 | 13 | 0.01 | 0.01 | 0 | 0 | 0.01 | 0 | 0 | 0 | 0 | 0 | 0 | 0 | 0
2002 | 10 | 14 | 0 | 0 | 0 | 0 | 0 | 0 | 0 | 0 | 0 | 0 | 0 | 0 | 0
2002 | 10 | 15 | 0.09 | 0.09 | 0.04 | 0 | 0.09 | 0.04 | 0 | 0 | 0 | 0 | 0 | 0 | 0
2002 | 10 | 16 | 1.38 | 1 | 0.95 | 0 | 1 | 0.95 | 0 | 0 | 0 | 0 | 0 | 0 | 0
2002 | 10 | 17 | 0.01 | 0.01 | 0 | 0 | 0.01 | 0 | 0 | 0 | 0 | 0 | 0 | 0 | 0
2002 | 10 | 18 | 0 | 0 | 0 | 0 | 0 | 0 | 0 | 0 | 0 | 0 | 0 | 0 | 0
2002 | 10 | 19 | 0 | 0 | 0 | 0 | 0 | 0 | 0 | 0 | 0 | 0 | 0 | 0 | 0
2002 | 10 | 20 | 0 | 0 | 0 | 0 | 0 | 0 | 0 | 0 | 0 | 0 | 0 | 0 | 0
2002 | 10 | 21 | 0 | 0 | 0 | 0 | 0 | 0 | 0 | 0 | 0 | 0 | 0 | 0 | 0
2002 | 10 | 22 | 0 | 0 | 0 | 0 | 0 | 0 | 0 | 0 | 0 | 0 | 0 | 0 | 0
2002 | 10 | 23 | 0 | 0 | 0 | 0 | 0 | 0 | 0 | 0 | 0 | 0 | 0 | 0 | 0
2002 | 10 | 24 | 0 | 0 | 0 | 0 | 0 | 0 | 0 | 0 | 0 | 0 | 0 | 0 | 0
2002 | 10 | 25 | 0.6 | 0.6 | 0.55 | 0 | 0.6 | 0.55 | 0 | 0 | 0 | 0 | 0 | 0 | 0
2002 | 10 | 26 | 0.32 | 0.32 | 0.27 | 0 | 0.32 | 0.27 | 0 | 0 | 0 | 0 | 0 | 0 | 0
2002 | 10 | 27 | 0 | 0 | 0 | 0 | 0 | 0 | 0 | 0 | 0 | 0 | 0 | 0 | 0
2002 | 10 | 28 | 0.07 | 0.07 | 0.02 | 0 | 0.07 | 0.02 | 0 | 0 | 0 | 0 | 0 | 0 | 0
2002 | 10 | 29 | 0.79 | 0.79 | 0.74 | 0 | 0.79 | 0.74 | 0 | 0 | 0 | 0 | 0 | 0 | 0
2002 | 10 | 30 | 0.35 | 0.35 | 0.3 | 0 | 0.35 | 0.3 | 0 | 0 | 0 | 0 | 0 | 0 | 0
2002 | 10 | 31 | 0.01 | 0.01 | 0 | 0 | 0.01 | 0 | 0 | 0 | 0 | 0 | 0 | 0 | 0
2002 | 11 | 1 | 0 | 0 | 0 | 0 | 0 | 0 | 0 | 0 | 0 | 0 | 0 | 0 | 0
2002 | 11 | 2 | 0 | 0 | 0 | 0 | 0 | 0 | 0 | 0 | 0 | 0 | 0 | 0 | 0
2002 | 11 | 3 | 0 | 0 | 0 | 0 | 0 | 0 | 0 | 0 | 0 | 0 | 0 | 0 | 0
2002 | 11 | 4 | 0 | 0 | 0 | 0 | 0 | 0 | 0 | 0 | 0 | 0 | 0 | 0 | 0
2002 | 11 | 5 | 0.69 | 0.69 | 0.64 | 0 | 0.69 | 0.64 | 0 | 0 | 0 | 0 | 0 | 0 | 0
2002 | 11 | 6 | 0.13 | 0.13 | 0.08 | 0 | 0.13 | 0.08 | 0 | 0 | 0 | 0 | 0 | 0 | 0
2002 | 11 | 7 | 0 | 0 | 0 | 0 | 0 | 0 | 0 | 0 | 0 | 0 | 0 | 0 | 0
2002 | 11 | 8 | 0 | 0 | 0 | 0 | 0 | 0 | 0 | 0 | 0 | 0 | 0 | 0 | 0
2002 | 11 | 9 | 0 | 0 | 0 | 0 | 0 | 0 | 0 | 0 | 0 | 0 | 0 | 0 | 0
2002 | 11 | 10 | 0 | 0 | 0 | 0 | 0 | 0 | 0 | 0 | 0 | 0 | 0 | 0 | 0
2002 | 11 | 11 | 0.6 | 0.6 | 0.55 | 0 | 0.6 | 0.55 | 0 | 0 | 0 | 0 | 0 | 0 | 0
2002 | 11 | 12 | 0.67 | 0.67 | 0.62 | 0 | 0.67 | 0.62 | 0 | 0 | 0 | 0 | 0 | 0 | 0
2002 | 11 | 13 | 0 | 0 | 0 | 0 | 0 | 0 | 0 | 0 | 0 | 0 | 0 | 0 | 0
2002 | 11 | 14 | 0 | 0 | 0 | 0 | 0 | 0 | 0 | 0 | 0 | 0 | 0 | 0 | 0
2002 | 11 | 15 | 0 | 0 | 0 | 0 | 0 | 0 | 0 | 0 | 0 | 0 | 0 | 0 | 0
2002 | 11 | 16 | 1.64 | 1 | 0.95 | 0 | 1 | 0.95 | 0 | 0 | 0 | 0 | 0 | 0 | 0
2002 | 11 | 17 | 0.53 | 0.53 | 0.48 | 0 | 0.53 | 0.48 | 0 | 0 | 0 | 0 | 0 | 0 | 0
2002 | 11 | 18 | 0 | 0 | 0 | 0 | 0 | 0 | 0 | 0 | 0 | 0 | 0 | 0 | 0
2002 | 11 | 19 | 0 | 0 | 0 | 0 | 0 | 0 | 0 | 0 | 0 | 0 | 0 | 0 | 0
2002 | 11 | 20 | 0 | 0 | 0 | 0 | 0 | 0 | 0 | 0 | 0 | 0 | 0 | 0 | 0
2002 | 11 | 21 | 0.01 | 0.01 | 0 | 0 | 0.01 | 0 | 0 | 0 | 0 | 0 | 0 | 0 | 0
2002 | 11 | 22 | 0 | 0 | 0 | 0 | 0 | 0 | 0 | 0 | 0 | 0 | 0 | 0 | 0
2002 | 11 | 23 | 0 | 0 | 0 | 0 | 0 | 0 | 0 | 0 | 0 | 0 | 0 | 0 | 0
2002 | 11 | 24 | 0 | 0 | 0 | 0 | 0 | 0 | 0 | 0 | 0 | 0 | 0 | 0 | 0
2002 | 11 | 25 | 0 | 0 | 0 | 0 | 0 | 0 | 0 | 0 | 0 | 0 | 0 | 0 | 0
2002 | 11 | 26 | 0.01 | 0.01 | 0 | 0 | 0.01 | 0 | 0 | 0 | 0 | 0 | 0 | 0 | 0
2002 | 11 | 27 | 0.01 | 0.01 | 0 | 0 | 0.01 | 0 | 0 | 0 | 0 | 0 | 0 | 0 | 0
2002 | 11 | 28 | 0 | 0 | 0 | 0 | 0 | 0 | 0 | 0 | 0 | 0 | 0 | 0 | 0
2002 | 11 | 29 | 0 | 0 | 0 | 0 | 0 | 0 | 0 | 0 | 0 | 0 | 0 | 0 | 0
2002 | 11 | 30 | 0.05 | 0.05 | 0 | 0 | 0.05 | 0 | 0 | 0 | 0 | 0 | 0 | 0 | 0
2002 | 12 | 1 | 0 | 0 | 0 | 0 | 0 | 0 | 0 | 0 | 0 | 0 | 0 | 0 | 0
2002 | 12 | 2 | 0 | 0 | 0 | 0 | 0 | 0 | 0 | 0 | 0 | 0 | 0 | 0 | 0
2002 | 12 | 3 | 0 | 0 | 0 | 0 | 0 | 0 | 0 | 0 | 0 | 0 | 0 | 0 | 0
2002 | 12 | 4 | 0 | 0 | 0 | 0 | 0 | 0 | 0 | 0 | 0 | 0 | 0 | 0 | 0
2002 | 12 | 5 | 0.59 | 0.59 | 0.54 | 0 | 0.59 | 0.54 | 0 | 0 | 0 | 0 | 0 | 0 | 0
2002 | 12 | 6 | 0 | 0 | 0 | 0 | 0 | 0 | 0 | 0 | 0 | 0 | 0 | 0 | 0
2002 | 12 | 7 | 0 | 0 | 0 | 0 | 0 | 0 | 0 | 0 | 0 | 0 | 0 | 0 | 0
2002 | 12 | 8 | 0 | 0 | 0 | 0 | 0 | 0 | 0 | 0 | 0 | 0 | 0 | 0 | 0
2002 | 12 | 9 | 0 | 0 | 0 | 0 | 0 | 0 | 0 | 0 | 0 | 0 | 0 | 0 | 0
2002 | 12 | 10 | 0 | 0 | 0 | 0 | 0 | 0 | 0 | 0 | 0 | 0 | 0 | 0 | 0
2002 | 12 | 11 | 1.36 | 1 | 0.95 | 0 | 1 | 0.95 | 0 | 0 | 0 | 0 | 0 | 0 | 0
2002 | 12 | 12 | 0 | 0 | 0 | 0 | 0 | 0 | 0 | 0 | 0 | 0 | 0 | 0 | 0
2002 | 12 | 13 | 0.53 | 0.53 | 0.48 | 0 | 0.53 | 0.48 | 0 | 0 | 0 | 0 | 0 | 0 | 0
2002 | 12 | 14 | 0.05 | 0.05 | 0 | 0 | 0.05 | 0 | 0 | 0 | 0 | 0 | 0 | 0 | 0
2002 | 12 | 15 | 0 | 0 | 0 | 0 | 0 | 0 | 0 | 0 | 0 | 0 | 0 | 0 | 0
2002 | 12 | 16 | 0 | 0 | 0 | 0 | 0 | 0 | 0 | 0 | 0 | 0 | 0 | 0 | 0
2002 | 12 | 17 | 0 | 0 | 0 | 0 | 0 | 0 | 0 | 0 | 0 | 0 | 0 | 0 | 0
2002 | 12 | 18 | 0 | 0 | 0 | 0 | 0 | 0 | 0 | 0 | 0 | 0 | 0 | 0 | 0
2002 | 12 | 19 | 0.03 | 0.03 | 0 | 0 | 0.03 | 0 | 0 | 0 | 0 | 0 | 0 | 0 | 0
2002 | 12 | 20 | 0.97 | 0.97 | 0.92 | 0 | 0.97 | 0.92 | 0 | 0 | 0 | 0 | 0 | 0 | 0
2002 | 12 | 21 | 0 | 0 | 0 | 0 | 0 | 0 | 0 | 0 | 0 | 0 | 0 | 0 | 0
2002 | 12 | 22 | 0 | 0 | 0 | 0 | 0 | 0 | 0 | 0 | 0 | 0 | 0 | 0 | 0
2002 | 12 | 23 | 0 | 0 | 0 | 0 | 0 | 0 | 0 | 0 | 0 | 0 | 0 | 0 | 0
2002 | 12 | 24 | 0.2 | 0.2 | 0.15 | 0 | 0.2 | 0.15 | 0 | 0 | 0 | 0 | 0 | 0 | 0
2002 | 12 | 25 | 0.72 | 0.72 | 0.67 | 0 | 0.72 | 0.67 | 0 | 0 | 0 | 0 | 0 | 0 | 0
2002 | 12 | 26 | 0 | 0 | 0 | 0 | 0 | 0 | 0 | 0 | 0 | 0 | 0 | 0 | 0
2002 | 12 | 27 | 0 | 0 | 0 | 0 | 0 | 0 | 0 | 0 | 0 | 0 | 0 | 0 | 0
2002 | 12 | 28 | 0 | 0 | 0 | 0 | 0 | 0 | 0 | 0 | 0 | 0 | 0 | 0 | 0
2002 | 12 | 29 | 0 | 0 | 0 | 0 | 0 | 0 | 0 | 0 | 0 | 0 | 0 | 0 | 0
2002 | 12 | 30 | 0 | 0 | 0 | 0 | 0 | 0 | 0 | 0 | 0 | 0 | 0 | 0 | 0
2002 | 12 | 31 | 0 | 0 | 0 | 0 | 0 | 0 | 0 | 0 | 0 | 0 | 0 | 0 | 0
2003 | 1 | 1 | 1.52 | 1 | 0.95 | 0 | 1 | 0.95 | 0 | 0 | 0 | 0 | 0 | 0 | 0
2003 | 1 | 2 | 0.05 | 0.05 | 0 | 0 | 0.05 | 0 | 0 | 0 | 0 | 0 | 0 | 0 | 0
2003 | 1 | 3 | 0.39 | 0.39 | 0.34 | 0 | 0.39 | 0.34 | 0 | 0 | 0 | 0 | 0 | 0 | 0
2003 | 1 | 4 | 0 | 0 | 0 | 0 | 0 | 0 | 0 | 0 | 0 | 0 | 0 | 0 | 0
2003 | 1 | 5 | 0.2 | 0.2 | 0.15 | 0 | 0.2 | 0.15 | 0 | 0 | 0 | 0 | 0 | 0 | 0
2003 | 1 | 6 | 0.01 | 0.01 | 0 | 0 | 0.01 | 0 | 0 | 0 | 0 | 0 | 0 | 0 | 0
2003 | 1 | 7 | 0 | 0 | 0 | 0 | 0 | 0 | 0 | 0 | 0 | 0 | 0 | 0 | 0
2003 | 1 | 8 | 0 | 0 | 0 | 0 | 0 | 0 | 0 | 0 | 0 | 0 | 0 | 0 | 0
2003 | 1 | 9 | 0 | 0 | 0 | 0 | 0 | 0 | 0 | 0 | 0 | 0 | 0 | 0 | 0
2003 | 1 | 10 | 0 | 0 | 0 | 0 | 0 | 0 | 0 | 0 | 0 | 0 | 0 | 0 | 0
2003 | 1 | 11 | 0 | 0 | 0 | 0 | 0 | 0 | 0 | 0 | 0 | 0 | 0 | 0 | 0
2003 | 1 | 12 | 0 | 0 | 0 | 0 | 0 | 0 | 0 | 0 | 0 | 0 | 0 | 0 | 0
2003 | 1 | 13 | 0 | 0 | 0 | 0 | 0 | 0 | 0 | 0 | 0 | 0 | 0 | 0 | 0
2003 | 1 | 14 | 0 | 0 | 0 | 0 | 0 | 0 | 0 | 0 | 0 | 0 | 0 | 0 | 0
2003 | 1 | 15 | 0 | 0 | 0 | 0 | 0 | 0 | 0 | 0 | 0 | 0 | 0 | 0 | 0
2003 | 1 | 16 | 0.03 | 0.03 | 0 | 0 | 0.03 | 0 | 0 | 0 | 0 | 0 | 0 | 0 | 0
2003 | 1 | 17 | 0 | 0 | 0 | 0 | 0 | 0 | 0 | 0 | 0 | 0 | 0 | 0 | 0
2003 | 1 | 18 | 0 | 0 | 0 | 0 | 0 | 0 | 0 | 0 | 0 | 0 | 0 | 0 | 0
2003 | 1 | 19 | 0 | 0 | 0 | 0 | 0 | 0 | 0 | 0 | 0 | 0 | 0 | 0 | 0
2003 | 1 | 20 | 0 | 0 | 0 | 0 | 0 | 0 | 0 | 0 | 0 | 0 | 0 | 0 | 0
2003 | 1 | 21 | 0.02 | 0.02 | 0 | 0 | 0.02 | 0 | 0 | 0 | 0 | 0 | 0 | 0 | 0
2003 | 1 | 22 | 0 | 0 | 0 | 0 | 0 | 0 | 0 | 0 | 0 | 0 | 0 | 0 | 0
2003 | 1 | 23 | 0 | 0 | 0 | 0 | 0 | 0 | 0 | 0 | 0 | 0 | 0 | 0 | 0
2003 | 1 | 24 | 0 | 0 | 0 | 0 | 0 | 0 | 0 | 0 | 0 | 0 | 0 | 0 | 0
2003 | 1 | 25 | 0 | 0 | 0 | 0 | 0 | 0 | 0 | 0 | 0 | 0 | 0 | 0 | 0
2003 | 1 | 26 | 0 | 0 | 0 | 0 | 0 | 0 | 0 | 0 | 0 | 0 | 0 | 0 | 0
2003 | 1 | 27 | 0 | 0 | 0 | 0 | 0 | 0 | 0 | 0 | 0 | 0 | 0 | 0 | 0
2003 | 1 | 28 | 0 | 0 | 0 | 0 | 0 | 0 | 0 | 0 | 0 | 0 | 0 | 0 | 0
2003 | 1 | 29 | 0.08 | 0.08 | 0.03 | 0 | 0.08 | 0.03 | 0 | 0 | 0 | 0 | 0 | 0 | 0
2003 | 1 | 30 | 0 | 0 | 0 | 0 | 0 | 0 | 0 | 0 | 0 | 0 | 0 | 0 | 0
2003 | 1 | 31 | 0.11 | 0.11 | 0.06 | 0 | 0.11 | 0.06 | 0 | 0 | 0 | 0 | 0 | 0 | 0
2003 | 2 | 1 | 0.07 | 0.07 | 0.02 | 0 | 0.07 | 0.02 | 0 | 0 | 0 | 0 | 0 | 0 | 0
2003 | 2 | 2 | 0 | 0 | 0 | 0 | 0 | 0 | 0 | 0 | 0 | 0 | 0 | 0 | 0
2003 | 2 | 3 | 0 | 0 | 0 | 0 | 0 | 0 | 0 | 0 | 0 | 0 | 0 | 0 | 0
2003 | 2 | 4 | 0.21 | 0.21 | 0.16 | 0 | 0.21 | 0.16 | 0 | 0 | 0 | 0 | 0 | 0 | 0
2003 | 2 | 5 | 0 | 0 | 0 | 0 | 0 | 0 | 0 | 0 | 0 | 0 | 0 | 0 | 0
2003 | 2 | 6 | 0.24 | 0.24 | 0.19 | 0 | 0.24 | 0.19 | 0 | 0 | 0 | 0 | 0 | 0 | 0
2003 | 2 | 7 | 0.33 | 0.33 | 0.28 | 0 | 0.33 | 0.28 | 0 | 0 | 0 | 0 | 0 | 0 | 0
2003 | 2 | 8 | 0 | 0 | 0 | 0 | 0 | 0 | 0 | 0 | 0 | 0 | 0 | 0 | 0
2003 | 2 | 9 | 0 | 0 | 0 | 0 | 0 | 0 | 0 | 0 | 0 | 0 | 0 | 0 | 0
2003 | 2 | 10 | 0.04 | 0.04 | 0 | 0 | 0.04 | 0 | 0 | 0 | 0 | 0 | 0 | 0 | 0
2003 | 2 | 11 | 0 | 0 | 0 | 0 | 0 | 0 | 0 | 0 | 0 | 0 | 0 | 0 | 0
2003 | 2 | 12 | 0 | 0 | 0 | 0 | 0 | 0 | 0 | 0 | 0 | 0 | 0 | 0 | 0
2003 | 2 | 13 | 0 | 0 | 0 | 0 | 0 | 0 | 0 | 0 | 0 | 0 | 0 | 0 | 0
2003 | 2 | 14 | 0.02 | 0.02 | 0 | 0 | 0.02 | 0 | 0 | 0 | 0 | 0 | 0 | 0 | 0
2003 | 2 | 15 | 0.32 | 0.32 | 0.27 | 0 | 0.32 | 0.27 | 0 | 0 | 0 | 0 | 0 | 0 | 0
2003 | 2 | 16 | 0.84 | 0.84 | 0.79 | 0 | 0.84 | 0.79 | 0 | 0 | 0 | 0 | 0 | 0 | 0
2003 | 2 | 17 | 0.39 | 0.39 | 0.34 | 0 | 0.39 | 0.34 | 0 | 0 | 0 | 0 | 0 | 0 | 0
2003 | 2 | 18 | 0.03 | 0.03 | 0 | 0 | 0.03 | 0 | 0 | 0 | 0 | 0 | 0 | 0 | 0
2003 | 2 | 19 | 0 | 0 | 0 | 0 | 0 | 0 | 0 | 0 | 0 | 0 | 0 | 0 | 0
2003 | 2 | 20 | 0 | 0 | 0 | 0 | 0 | 0 | 0 | 0 | 0 | 0 | 0 | 0 | 0
2003 | 2 | 21 | 0.34 | 0.34 | 0.29 | 0 | 0.34 | 0.29 | 0 | 0 | 0 | 0 | 0 | 0 | 0
2003 | 2 | 22 | 2.27 | 1 | 0.95 | 0 | 1 | 0.95 | 0 | 0 | 0 | 0 | 0 | 0 | 0
2003 | 2 | 23 | 0.13 | 0.13 | 0.08 | 0 | 0.13 | 0.08 | 0 | 0 | 0 | 0 | 0 | 0 | 0
2003 | 2 | 24 | 0 | 0 | 0 | 0 | 0 | 0 | 0 | 0 | 0 | 0 | 0 | 0 | 0
2003 | 2 | 25 | 0 | 0 | 0 | 0 | 0 | 0 | 0 | 0 | 0 | 0 | 0 | 0 | 0
2003 | 2 | 26 | 0.12 | 0.12 | 0.07 | 0 | 0.12 | 0.07 | 0 | 0 | 0 | 0 | 0 | 0 | 0
2003 | 2 | 27 | 0.28 | 0.28 | 0.23 | 0 | 0.28 | 0.23 | 0 | 0 | 0 | 0 | 0 | 0 | 0
2003 | 2 | 28 | 0.05 | 0.05 | 0 | 0 | 0.05 | 0 | 0 | 0 | 0 | 0 | 0 | 0 | 0
2003 | 3 | 1 | 0.01 | 0.01 | 0 | 0 | 0.01 | 0 | 0 | 0 | 0 | 0 | 0 | 0 | 0
2003 | 3 | 2 | 0.41 | 0.41 | 0.36 | 0 | 0.41 | 0.36 | 0 | 0 | 0 | 0 | 0 | 0 | 0
2003 | 3 | 3 | 0 | 0 | 0 | 0 | 0 | 0 | 0 | 0 | 0 | 0 | 0 | 0 | 0
2003 | 3 | 4 | 0 | 0 | 0 | 0 | 0 | 0 | 0 | 0 | 0 | 0 | 0 | 0 | 0
2003 | 3 | 5 | 0.07 | 0.07 | 0.02 | 0 | 0.07 | 0.02 | 0 | 0 | 0 | 0 | 0 | 0 | 0
2003 | 3 | 6 | 0.22 | 0.22 | 0.17 | 0 | 0.22 | 0.17 | 0 | 0 | 0 | 0 | 0 | 0 | 0
2003 | 3 | 7 | 0 | 0 | 0 | 0 | 0 | 0 | 0 | 0 | 0 | 0 | 0 | 0 | 0
2003 | 3 | 8 | 0 | 0 | 0 | 0 | 0 | 0 | 0 | 0 | 0 | 0 | 0 | 0 | 0
2003 | 3 | 9 | 0 | 0 | 0 | 0 | 0 | 0 | 0 | 0 | 0 | 0 | 0 | 0 | 0
2003 | 3 | 10 | 0 | 0 | 0 | 0 | 0 | 0 | 0 | 0 | 0 | 0 | 0 | 0 | 0
2003 | 3 | 11 | 0 | 0 | 0 | 0 | 0 | 0 | 0 | 0 | 0 | 0 | 0 | 0 | 0
2003 | 3 | 12 | 0 | 0 | 0 | 0 | 0 | 0 | 0 | 0 | 0 | 0 | 0 | 0 | 0
2003 | 3 | 13 | 0.16 | 0.16 | 0.11 | 0 | 0.16 | 0.11 | 0 | 0 | 0 | 0 | 0 | 0 | 0
2003 | 3 | 14 | 0 | 0 | 0 | 0 | 0 | 0 | 0 | 0 | 0 | 0 | 0 | 0 | 0
2003 | 3 | 15 | 0 | 0 | 0 | 0 | 0 | 0 | 0 | 0 | 0 | 0 | 0 | 0 | 0
2003 | 3 | 16 | 0.01 | 0.01 | 0 | 0 | 0.01 | 0 | 0 | 0 | 0 | 0 | 0 | 0 | 0
2003 | 3 | 17 | 0.01 | 0.01 | 0 | 0 | 0.01 | 0 | 0 | 0 | 0 | 0 | 0 | 0 | 0
2003 | 3 | 18 | 0 | 0 | 0 | 0 | 0 | 0 | 0 | 0 | 0 | 0 | 0 | 0 | 0
2003 | 3 | 19 | 0 | 0 | 0 | 0 | 0 | 0 | 0 | 0 | 0 | 0 | 0 | 0 | 0
2003 | 3 | 20 | 1.95 | 1 | 0.95 | 0 | 1 | 0.95 | 0 | 0 | 0 | 0 | 0 | 0 | 0
2003 | 3 | 21 | 0.02 | 0.02 | 0 | 0 | 0.02 | 0 | 0 | 0 | 0 | 0 | 0 | 0 | 0
2003 | 3 | 22 | 0 | 0 | 0 | 0 | 0 | 0 | 0 | 0 | 0 | 0 | 0 | 0 | 0
2003 | 3 | 23 | 0 | 0 | 0 | 0 | 0 | 0 | 0 | 0 | 0 | 0 | 0 | 0 | 0
2003 | 3 | 24 | 0 | 0 | 0 | 0 | 0 | 0 | 0 | 0 | 0 | 0 | 0 | 0 | 0
2003 | 3 | 25 | 0 | 0 | 0 | 0 | 0 | 0 | 0 | 0 | 0 | 0 | 0 | 0 | 0
2003 | 3 | 26 | 0.43 | 0.43 | 0.38 | 0 | 0.43 | 0.38 | 0 | 0 | 0 | 0 | 0 | 0 | 0
2003 | 3 | 27 | 0 | 0 | 0 | 0 | 0 | 0 | 0 | 0 | 0 | 0 | 0 | 0 | 0
2003 | 3 | 28 | 0.05 | 0.05 | 0 | 0 | 0.05 | 0 | 0 | 0 | 0 | 0 | 0 | 0 | 0
2003 | 3 | 29 | 0.39 | 0.39 | 0.34 | 0 | 0.39 | 0.34 | 0 | 0 | 0 | 0 | 0 | 0 | 0
2003 | 3 | 30 | 0.47 | 0.47 | 0.42 | 0 | 0.47 | 0.42 | 0 | 0 | 0 | 0 | 0 | 0 | 0
2003 | 3 | 31 | 0 | 0 | 0 | 0 | 0 | 0 | 0 | 0 | 0 | 0 | 0 | 0 | 0
2003 | 4 | 1 | 0 | 0 | 0 | 0 | 0 | 0 | 0 | 0 | 0 | 0 | 0 | 0 | 0
2003 | 4 | 2 | 0 | 0 | 0 | 0 | 0 | 0 | 0 | 0 | 0 | 0 | 0 | 0 | 0
2003 | 4 | 3 | 0 | 0 | 0 | 0 | 0 | 0 | 0 | 0 | 0 | 0 | 0 | 0 | 0
2003 | 4 | 4 | 0 | 0 | 0 | 0 | 0 | 0 | 0 | 0 | 0 | 0 | 0 | 0 | 0
2003 | 4 | 5 | 0 | 0 | 0 | 0 | 0 | 0 | 0 | 0 | 0 | 0 | 0 | 0 | 0
2003 | 4 | 6 | 0 | 0 | 0 | 0 | 0 | 0 | 0 | 0 | 0 | 0 | 0 | 0 | 0
2003 | 4 | 7 | 0.68 | 0.68 | 0.63 | 0 | 0.68 | 0.63 | 0 | 0 | 0 | 0 | 0 | 0 | 0
2003 | 4 | 8 | 0 | 0 | 0 | 0 | 0 | 0 | 0 | 0 | 0 | 0 | 0 | 0 | 0
2003 | 4 | 9 | 0.51 | 0.51 | 0.46 | 0 | 0.51 | 0.46 | 0 | 0 | 0 | 0 | 0 | 0 | 0
2003 | 4 | 10 | 0.07 | 0.07 | 0.02 | 0 | 0.07 | 0.02 | 0 | 0 | 0 | 0 | 0 | 0 | 0
2003 | 4 | 11 | 0.18 | 0.18 | 0.13 | 0 | 0.18 | 0.13 | 0 | 0 | 0 | 0 | 0 | 0 | 0
2003 | 4 | 12 | 0 | 0 | 0 | 0 | 0 | 0 | 0 | 0 | 0 | 0 | 0 | 0 | 0
2003 | 4 | 13 | 0 | 0 | 0 | 0 | 0 | 0 | 0 | 0 | 0 | 0 | 0 | 0 | 0
2003 | 4 | 14 | 0 | 0 | 0 | 0 | 0 | 0 | 0 | 0 | 0 | 0 | 0 | 0 | 0
2003 | 4 | 15 | 0 | 0 | 0 | 0 | 0 | 0 | 0 | 0 | 0 | 0 | 0 | 0 | 0
2003 | 4 | 16 | 0 | 0 | 0 | 0 | 0 | 0 | 0 | 0 | 0 | 0 | 0 | 0 | 0
2003 | 4 | 17 | 0 | 0 | 0 | 0 | 0 | 0 | 0 | 0 | 0 | 0 | 0 | 0 | 0
2003 | 4 | 18 | 0.12 | 0.12 | 0.07 | 0 | 0.12 | 0.07 | 0 | 0 | 0 | 0 | 0 | 0 | 0
2003 | 4 | 19 | 0.01 | 0.01 | 0 | 0 | 0.01 | 0 | 0 | 0 | 0 | 0 | 0 | 0 | 0
2003 | 4 | 20 | 0 | 0 | 0 | 0 | 0 | 0 | 0 | 0 | 0 | 0 | 0 | 0 | 0
2003 | 4 | 21 | 0 | 0 | 0 | 0 | 0 | 0 | 0 | 0 | 0 | 0 | 0 | 0 | 0
2003 | 4 | 22 | 0.15 | 0.15 | 0.1 | 0 | 0.15 | 0.1 | 0 | 0 | 0 | 0 | 0 | 0 | 0
2003 | 4 | 23 | 0 | 0 | 0 | 0 | 0 | 0 | 0 | 0 | 0 | 0 | 0 | 0 | 0
2003 | 4 | 24 | 0 | 0 | 0 | 0 | 0 | 0 | 0 | 0 | 0 | 0 | 0 | 0 | 0
2003 | 4 | 25 | 0.37 | 0.37 | 0.32 | 0 | 0.37 | 0.32 | 0 | 0 | 0 | 0 | 0 | 0 | 0
2003 | 4 | 26 | 0.33 | 0.33 | 0.28 | 0 | 0.33 | 0.28 | 0 | 0 | 0 | 0 | 0 | 0 | 0
2003 | 4 | 27 | 0 | 0 | 0 | 0 | 0 | 0 | 0 | 0 | 0 | 0 | 0 | 0 | 0
2003 | 4 | 28 | 0 | 0 | 0 | 0 | 0 | 0 | 0 | 0 | 0 | 0 | 0 | 0 | 0
2003 | 4 | 29 | 0 | 0 | 0 | 0 | 0 | 0 | 0 | 0 | 0 | 0 | 0 | 0 | 0
2003 | 4 | 30 | 0.13 | 0.13 | 0.08 | 0 | 0.13 | 0.08 | 0 | 0 | 0 | 0 | 0 | 0 | 0
2003 | 5 | 1 | 0 | 0 | 0 | 0 | 0 | 0 | 0 | 0 | 0 | 0 | 0 | 0 | 0
2003 | 5 | 2 | 0 | 0 | 0 | 0 | 0 | 0 | 0 | 0 | 0 | 0 | 0 | 0 | 0
2003 | 5 | 3 | 0 | 0 | 0 | 0 | 0 | 0 | 0 | 0 | 0 | 0 | 0 | 0 | 0
2003 | 5 | 4 | 0 | 0 | 0 | 0 | 0 | 0 | 0 | 0 | 0 | 0 | 0 | 0 | 0
2003 | 5 | 5 | 0.14 | 0.14 | 0.09 | 0 | 0.14 | 0.09 | 0 | 0 | 0 | 0 | 0 | 0 | 0
2003 | 5 | 6 | 0.01 | 0.01 | 0 | 0 | 0.01 | 0 | 0 | 0 | 0 | 0 | 0 | 0 | 0
2003 | 5 | 7 | 0.38 | 0.38 | 0.33 | 0 | 0.38 | 0.33 | 0 | 0 | 0 | 0 | 0 | 0 | 0
2003 | 5 | 8 | 0.11 | 0.11 | 0.06 | 0 | 0.11 | 0.06 | 0 | 0 | 0 | 0 | 0 | 0 | 0
2003 | 5 | 9 | 0.25 | 0.25 | 0.2 | 0 | 0.25 | 0.2 | 0 | 0 | 0 | 0 | 0 | 0 | 0
2003 | 5 | 10 | 0.36 | 0.36 | 0.31 | 0 | 0.36 | 0.31 | 0 | 0 | 0 | 0 | 0 | 0 | 0
2003 | 5 | 11 | 0 | 0 | 0 | 0 | 0 | 0 | 0 | 0 | 0 | 0 | 0 | 0 | 0
2003 | 5 | 12 | 0 | 0 | 0 | 0 | 0 | 0 | 0 | 0 | 0 | 0 | 0 | 0 | 0
2003 | 5 | 13 | 0 | 0 | 0 | 0 | 0 | 0 | 0 | 0 | 0 | 0 | 0 | 0 | 0
2003 | 5 | 14 | 0 | 0 | 0 | 0 | 0 | 0 | 0 | 0 | 0 | 0 | 0 | 0 | 0
2003 | 5 | 15 | 0.13 | 0.13 | 0.08 | 0 | 0.13 | 0.08 | 0 | 0 | 0 | 0 | 0 | 0 | 0
2003 | 5 | 16 | 1.59 | 1 | 0.95 | 0 | 1 | 0.95 | 0 | 0 | 0 | 0 | 0 | 0 | 0
2003 | 5 | 17 | 0.1 | 0.1 | 0.05 | 0 | 0.1 | 0.05 | 0 | 0 | 0 | 0 | 0 | 0 | 0
2003 | 5 | 18 | 0.28 | 0.28 | 0.23 | 0 | 0.28 | 0.23 | 0 | 0 | 0 | 0 | 0 | 0 | 0
2003 | 5 | 19 | 0 | 0 | 0 | 0 | 0 | 0 | 0 | 0 | 0 | 0 | 0 | 0 | 0
2003 | 5 | 20 | 0 | 0 | 0 | 0 | 0 | 0 | 0 | 0 | 0 | 0 | 0 | 0 | 0
2003 | 5 | 21 | 0.67 | 0.67 | 0.62 | 0 | 0.67 | 0.62 | 0 | 0 | 0 | 0 | 0 | 0 | 0
2003 | 5 | 22 | 0.03 | 0.03 | 0 | 0 | 0.03 | 0 | 0 | 0 | 0 | 0 | 0 | 0 | 0
2003 | 5 | 23 | 0.19 | 0.19 | 0.14 | 0 | 0.19 | 0.14 | 0 | 0 | 0 | 0 | 0 | 0 | 0
2003 | 5 | 24 | 0.02 | 0.02 | 0 | 0 | 0.02 | 0 | 0 | 0 | 0 | 0 | 0 | 0 | 0
2003 | 5 | 25 | 0.11 | 0.11 | 0.06 | 0 | 0.11 | 0.06 | 0 | 0 | 0 | 0 | 0 | 0 | 0
2003 | 5 | 26 | 1.49 | 1 | 0.95 | 0 | 1 | 0.95 | 0 | 0 | 0 | 0 | 0 | 0 | 0
2003 | 5 | 27 | 0.05 | 0.05 | 0 | 0 | 0.05 | 0 | 0 | 0 | 0 | 0 | 0 | 0 | 0
2003 | 5 | 28 | 0.3 | 0.3 | 0.25 | 0 | 0.3 | 0.25 | 0 | 0 | 0 | 0 | 0 | 0 | 0
2003 | 5 | 29 | 0.05 | 0.05 | 0 | 0 | 0.05 | 0 | 0 | 0 | 0 | 0 | 0 | 0 | 0
2003 | 5 | 30 | 0 | 0 | 0 | 0 | 0 | 0 | 0 | 0 | 0 | 0 | 0 | 0 | 0
2003 | 5 | 31 | 0.8 | 0.8 | 0.75 | 0 | 0.8 | 0.75 | 0 | 0 | 0 | 0 | 0 | 0 | 0
2003 | 6 | 1 | 0 | 0 | 0 | 0 | 0 | 0 | 0 | 0 | 0 | 0 | 0 | 0 | 0
2003 | 6 | 2 | 0 | 0 | 0 | 0 | 0 | 0 | 0 | 0 | 0 | 0 | 0 | 0 | 0
2003 | 6 | 3 | 0.25 | 0.25 | 0.2 | 0 | 0.25 | 0.2 | 0 | 0 | 0 | 0 | 0 | 0 | 0
2003 | 6 | 4 | 0.29 | 0.29 | 0.24 | 0 | 0.29 | 0.24 | 0 | 0 | 0 | 0 | 0 | 0 | 0
2003 | 6 | 5 | 0.05 | 0.05 | 0 | 0 | 0.05 | 0 | 0 | 0 | 0 | 0 | 0 | 0 | 0
2003 | 6 | 6 | 0 | 0 | 0 | 0 | 0 | 0 | 0 | 0 | 0 | 0 | 0 | 0 | 0
2003 | 6 | 7 | 1.28 | 1 | 0.95 | 0 | 1 | 0.95 | 0 | 0 | 0 | 0 | 0 | 0 | 0
2003 | 6 | 8 | 0 | 0 | 0 | 0 | 0 | 0 | 0 | 0 | 0 | 0 | 0 | 0 | 0
2003 | 6 | 9 | 0.46 | 0.46 | 0.41 | 0 | 0.46 | 0.41 | 0 | 0 | 0 | 0 | 0 | 0 | 0
2003 | 6 | 10 | 0 | 0 | 0 | 0 | 0 | 0 | 0 | 0 | 0 | 0 | 0 | 0 | 0
2003 | 6 | 11 | 0.26 | 0.26 | 0.21 | 0 | 0.26 | 0.21 | 0 | 0 | 0 | 0 | 0 | 0 | 0
2003 | 6 | 12 | 1.13 | 1 | 0.95 | 0 | 1 | 0.95 | 0 | 0 | 0 | 0 | 0 | 0 | 0
2003 | 6 | 13 | 0.37 | 0.37 | 0.32 | 0 | 0.37 | 0.32 | 0 | 0 | 0 | 0 | 0 | 0 | 0
2003 | 6 | 14 | 0.02 | 0.02 | 0 | 0 | 0.02 | 0 | 0 | 0 | 0 | 0 | 0 | 0 | 0
2003 | 6 | 15 | 0 | 0 | 0 | 0 | 0 | 0 | 0 | 0 | 0 | 0 | 0 | 0 | 0
2003 | 6 | 16 | 0 | 0 | 0 | 0 | 0 | 0 | 0 | 0 | 0 | 0 | 0 | 0 | 0
2003 | 6 | 17 | 0.76 | 0.76 | 0.71 | 0 | 0.76 | 0.71 | 0 | 0 | 0 | 0 | 0 | 0 | 0
2003 | 6 | 18 | 0.11 | 0.11 | 0.06 | 0 | 0.11 | 0.06 | 0 | 0 | 0 | 0 | 0 | 0 | 0
2003 | 6 | 19 | 1.61 | 1 | 0.95 | 0 | 1 | 0.95 | 0 | 0 | 0 | 0 | 0 | 0 | 0
2003 | 6 | 20 | 0.65 | 0.65 | 0.6 | 0 | 0.65 | 0.6 | 0 | 0 | 0 | 0 | 0 | 0 | 0
2003 | 6 | 21 | 0.03 | 0.03 | 0 | 0 | 0.03 | 0 | 0 | 0 | 0 | 0 | 0 | 0 | 0
2003 | 6 | 22 | 0 | 0 | 0 | 0 | 0 | 0 | 0 | 0 | 0 | 0 | 0 | 0 | 0
2003 | 6 | 23 | 0 | 0 | 0 | 0 | 0 | 0 | 0 | 0 | 0 | 0 | 0 | 0 | 0
2003 | 6 | 24 | 0 | 0 | 0 | 0 | 0 | 0 | 0 | 0 | 0 | 0 | 0 | 0 | 0
2003 | 6 | 25 | 0 | 0 | 0 | 0 | 0 | 0 | 0 | 0 | 0 | 0 | 0 | 0 | 0
2003 | 6 | 26 | 0 | 0 | 0 | 0 | 0 | 0 | 0 | 0 | 0 | 0 | 0 | 0 | 0
2003 | 6 | 27 | 0.09 | 0.09 | 0.04 | 0 | 0.09 | 0.04 | 0 | 0 | 0 | 0 | 0 | 0 | 0
2003 | 6 | 28 | 0 | 0 | 0 | 0 | 0 | 0 | 0 | 0 | 0 | 0 | 0 | 0 | 0
2003 | 6 | 29 | 0 | 0 | 0 | 0 | 0 | 0 | 0 | 0 | 0 | 0 | 0 | 0 | 0
2003 | 6 | 30 | 0.51 | 0.51 | 0.46 | 0 | 0.51 | 0.46 | 0 | 0 | 0 | 0 | 0 | 0 | 0
2003 | 7 | 1 | 1.14 | 1 | 0.95 | 0 | 1 | 0.95 | 0 | 0 | 0 | 0 | 0 | 0 | 0
2003 | 7 | 2 | 0.87 | 0.87 | 0.82 | 0 | 0.87 | 0.82 | 0 | 0 | 0 | 0 | 0 | 0 | 0
2003 | 7 | 3 | 0.14 | 0.14 | 0.09 | 0 | 0.14 | 0.09 | 0 | 0 | 0 | 0 | 0 | 0 | 0
2003 | 7 | 4 | 0 | 0 | 0 | 0 | 0 | 0 | 0 | 0 | 0 | 0 | 0 | 0 | 0
2003 | 7 | 5 | 0 | 0 | 0 | 0 | 0 | 0 | 0 | 0 | 0 | 0 | 0 | 0 | 0
2003 | 7 | 6 | 0 | 0 | 0 | 0 | 0 | 0 | 0 | 0 | 0 | 0 | 0 | 0 | 0
2003 | 7 | 7 | 0.57 | 0.57 | 0.52 | 0 | 0.57 | 0.52 | 0 | 0 | 0 | 0 | 0 | 0 | 0
2003 | 7 | 8 | 0 | 0 | 0 | 0 | 0 | 0 | 0 | 0 | 0 | 0 | 0 | 0 | 0
2003 | 7 | 9 | 0.49 | 0.49 | 0.44 | 0 | 0.49 | 0.44 | 0 | 0 | 0 | 0 | 0 | 0 | 0
2003 | 7 | 10 | 1.06 | 1 | 0.95 | 0 | 1 | 0.95 | 0 | 0 | 0 | 0 | 0 | 0 | 0
2003 | 7 | 11 | 0 | 0 | 0 | 0 | 0 | 0 | 0 | 0 | 0 | 0 | 0 | 0 | 0
2003 | 7 | 12 | 0.03 | 0.03 | 0 | 0 | 0.03 | 0 | 0 | 0 | 0 | 0 | 0 | 0 | 0
2003 | 7 | 13 | 0 | 0 | 0 | 0 | 0 | 0 | 0 | 0 | 0 | 0 | 0 | 0 | 0
2003 | 7 | 14 | 0.03 | 0.03 | 0 | 0 | 0.03 | 0 | 0 | 0 | 0 | 0 | 0 | 0 | 0
2003 | 7 | 15 | 0 | 0 | 0 | 0 | 0 | 0 | 0 | 0 | 0 | 0 | 0 | 0 | 0
2003 | 7 | 16 | 0 | 0 | 0 | 0 | 0 | 0 | 0 | 0 | 0 | 0 | 0 | 0 | 0
2003 | 7 | 17 | 0 | 0 | 0 | 0 | 0 | 0 | 0 | 0 | 0 | 0 | 0 | 0 | 0
2003 | 7 | 18 | 0 | 0 | 0 | 0 | 0 | 0 | 0 | 0 | 0 | 0 | 0 | 0 | 0
2003 | 7 | 19 | 0 | 0 | 0 | 0 | 0 | 0 | 0 | 0 | 0 | 0 | 0 | 0 | 0
2003 | 7 | 20 | 0 | 0 | 0 | 0 | 0 | 0 | 0 | 0 | 0 | 0 | 0 | 0 | 0
2003 | 7 | 21 | 0 | 0 | 0 | 0 | 0 | 0 | 0 | 0 | 0 | 0 | 0 | 0 | 0
2003 | 7 | 22 | 0.53 | 0.53 | 0.48 | 0 | 0.53 | 0.48 | 0 | 0 | 0 | 0 | 0 | 0 | 0
2003 | 7 | 23 | 0 | 0 | 0 | 0 | 0 | 0 | 0 | 0 | 0 | 0 | 0 | 0 | 0
2003 | 7 | 24 | 0 | 0 | 0 | 0 | 0 | 0 | 0 | 0 | 0 | 0 | 0 | 0 | 0
2003 | 7 | 25 | 0 | 0 | 0 | 0 | 0 | 0 | 0 | 0 | 0 | 0 | 0 | 0 | 0
2003 | 7 | 26 | 0 | 0 | 0 | 0 | 0 | 0 | 0 | 0 | 0 | 0 | 0 | 0 | 0
2003 | 7 | 27 | 0 | 0 | 0 | 0 | 0 | 0 | 0 | 0 | 0 | 0 | 0 | 0 | 0
2003 | 7 | 28 | 0.87 | 0.87 | 0.82 | 0 | 0.87 | 0.82 | 0 | 0 | 0 | 0 | 0 | 0 | 0
2003 | 7 | 29 | 0.02 | 0.02 | 0 | 0 | 0.02 | 0 | 0 | 0 | 0 | 0 | 0 | 0 | 0
2003 | 7 | 30 | 0.01 | 0.01 | 0 | 0 | 0.01 | 0 | 0 | 0 | 0 | 0 | 0 | 0 | 0
2003 | 7 | 31 | 0 | 0 | 0 | 0 | 0 | 0 | 0 | 0 | 0 | 0 | 0 | 0 | 0
2003 | 8 | 1 | 0.89 | 0.89 | 0.84 | 0 | 0.89 | 0.84 | 0 | 0 | 0 | 0 | 0 | 0 | 0
2003 | 8 | 2 | 0.01 | 0.01 | 0 | 0 | 0.01 | 0 | 0 | 0 | 0 | 0 | 0 | 0 | 0
2003 | 8 | 3 | 0.23 | 0.23 | 0.18 | 0 | 0.23 | 0.18 | 0 | 0 | 0 | 0 | 0 | 0 | 0
2003 | 8 | 4 | 0.01 | 0.01 | 0 | 0 | 0.01 | 0 | 0 | 0 | 0 | 0 | 0 | 0 | 0
2003 | 8 | 5 | 0.39 | 0.39 | 0.34 | 0 | 0.39 | 0.34 | 0 | 0 | 0 | 0 | 0 | 0 | 0
2003 | 8 | 6 | 0 | 0 | 0 | 0 | 0 | 0 | 0 | 0 | 0 | 0 | 0 | 0 | 0
2003 | 8 | 7 | 0 | 0 | 0 | 0 | 0 | 0 | 0 | 0 | 0 | 0 | 0 | 0 | 0
2003 | 8 | 8 | 0 | 0 | 0 | 0 | 0 | 0 | 0 | 0 | 0 | 0 | 0 | 0 | 0
2003 | 8 | 9 | 0.44 | 0.44 | 0.39 | 0 | 0.44 | 0.39 | 0 | 0 | 0 | 0 | 0 | 0 | 0
2003 | 8 | 10 | 0.01 | 0.01 | 0 | 0 | 0.01 | 0 | 0 | 0 | 0 | 0 | 0 | 0 | 0
2003 | 8 | 11 | 0.04 | 0.04 | 0 | 0 | 0.04 | 0 | 0 | 0 | 0 | 0 | 0 | 0 | 0
2003 | 8 | 12 | 0 | 0 | 0 | 0 | 0 | 0 | 0 | 0 | 0 | 0 | 0 | 0 | 0
2003 | 8 | 13 | 0 | 0 | 0 | 0 | 0 | 0 | 0 | 0 | 0 | 0 | 0 | 0 | 0
2003 | 8 | 14 | 0 | 0 | 0 | 0 | 0 | 0 | 0 | 0 | 0 | 0 | 0 | 0 | 0
2003 | 8 | 15 | 0 | 0 | 0 | 0 | 0 | 0 | 0 | 0 | 0 | 0 | 0 | 0 | 0
2003 | 8 | 16 | 0.62 | 0.62 | 0.57 | 0 | 0.62 | 0.57 | 0 | 0 | 0 | 0 | 0 | 0 | 0
2003 | 8 | 17 | 0.2 | 0.2 | 0.15 | 0 | 0.2 | 0.15 | 0 | 0 | 0 | 0 | 0 | 0 | 0
2003 | 8 | 18 | 0 | 0 | 0 | 0 | 0 | 0 | 0 | 0 | 0 | 0 | 0 | 0 | 0
2003 | 8 | 19 | 0 | 0 | 0 | 0 | 0 | 0 | 0 | 0 | 0 | 0 | 0 | 0 | 0
2003 | 8 | 20 | 0 | 0 | 0 | 0 | 0 | 0 | 0 | 0 | 0 | 0 | 0 | 0 | 0
2003 | 8 | 21 | 0 | 0 | 0 | 0 | 0 | 0 | 0 | 0 | 0 | 0 | 0 | 0 | 0
2003 | 8 | 22 | 0 | 0 | 0 | 0 | 0 | 0 | 0 | 0 | 0 | 0 | 0 | 0 | 0
2003 | 8 | 23 | 0 | 0 | 0 | 0 | 0 | 0 | 0 | 0 | 0 | 0 | 0 | 0 | 0
2003 | 8 | 24 | 0 | 0 | 0 | 0 | 0 | 0 | 0 | 0 | 0 | 0 | 0 | 0 | 0
2003 | 8 | 25 | 0 | 0 | 0 | 0 | 0 | 0 | 0 | 0 | 0 | 0 | 0 | 0 | 0
2003 | 8 | 26 | 0.96 | 0.96 | 0.91 | 0 | 0.96 | 0.91 | 0 | 0 | 0 | 0 | 0 | 0 | 0
2003 | 8 | 27 | 0.56 | 0.56 | 0.51 | 0 | 0.56 | 0.51 | 0 | 0 | 0 | 0 | 0 | 0 | 0
2003 | 8 | 28 | 0 | 0 | 0 | 0 | 0 | 0 | 0 | 0 | 0 | 0 | 0 | 0 | 0
2003 | 8 | 29 | 0.06 | 0.06 | 0.01 | 0 | 0.06 | 0.01 | 0 | 0 | 0 | 0 | 0 | 0 | 0
2003 | 8 | 30 | 0.23 | 0.23 | 0.18 | 0 | 0.23 | 0.18 | 0 | 0 | 0 | 0 | 0 | 0 | 0
2003 | 8 | 31 | 0 | 0 | 0 | 0 | 0 | 0 | 0 | 0 | 0 | 0 | 0 | 0 | 0
2003 | 9 | 1 | 0.19 | 0.19 | 0.14 | 0 | 0.19 | 0.14 | 0 | 0 | 0 | 0 | 0 | 0 | 0
2003 | 9 | 2 | 0.17 | 0.17 | 0.12 | 0 | 0.17 | 0.12 | 0 | 0 | 0 | 0 | 0 | 0 | 0
2003 | 9 | 3 | 0.32 | 0.32 | 0.27 | 0 | 0.32 | 0.27 | 0 | 0 | 0 | 0 | 0 | 0 | 0
2003 | 9 | 4 | 0.12 | 0.12 | 0.07 | 0 | 0.12 | 0.07 | 0 | 0 | 0 | 0 | 0 | 0 | 0
2003 | 9 | 5 | 0 | 0 | 0 | 0 | 0 | 0 | 0 | 0 | 0 | 0 | 0 | 0 | 0
2003 | 9 | 6 | 0 | 0 | 0 | 0 | 0 | 0 | 0 | 0 | 0 | 0 | 0 | 0 | 0
2003 | 9 | 7 | 0 | 0 | 0 | 0 | 0 | 0 | 0 | 0 | 0 | 0 | 0 | 0 | 0
2003 | 9 | 8 | 0 | 0 | 0 | 0 | 0 | 0 | 0 | 0 | 0 | 0 | 0 | 0 | 0
2003 | 9 | 9 | 0 | 0 | 0 | 0 | 0 | 0 | 0 | 0 | 0 | 0 | 0 | 0 | 0
2003 | 9 | 10 | 0 | 0 | 0 | 0 | 0 | 0 | 0 | 0 | 0 | 0 | 0 | 0 | 0
2003 | 9 | 11 | 0 | 0 | 0 | 0 | 0 | 0 | 0 | 0 | 0 | 0 | 0 | 0 | 0
2003 | 9 | 12 | 0.85 | 0.85 | 0.8 | 0 | 0.85 | 0.8 | 0 | 0 | 0 | 0 | 0 | 0 | 0
2003 | 9 | 13 | 0.26 | 0.26 | 0.21 | 0 | 0.26 | 0.21 | 0 | 0 | 0 | 0 | 0 | 0 | 0
2003 | 9 | 14 | 0 | 0 | 0 | 0 | 0 | 0 | 0 | 0 | 0 | 0 | 0 | 0 | 0
2003 | 9 | 15 | 0 | 0 | 0 | 0 | 0 | 0 | 0 | 0 | 0 | 0 | 0 | 0 | 0
2003 | 9 | 16 | 0 | 0 | 0 | 0 | 0 | 0 | 0 | 0 | 0 | 0 | 0 | 0 | 0
2003 | 9 | 17 | 0 | 0 | 0 | 0 | 0 | 0 | 0 | 0 | 0 | 0 | 0 | 0 | 0
2003 | 9 | 18 | 2.28 | 1 | 0.95 | 0 | 1 | 0.95 | 0 | 0 | 0 | 0 | 0 | 0 | 0
2003 | 9 | 19 | 0.03 | 0.03 | 0 | 0 | 0.03 | 0 | 0 | 0 | 0 | 0 | 0 | 0 | 0
2003 | 9 | 20 | 0 | 0 | 0 | 0 | 0 | 0 | 0 | 0 | 0 | 0 | 0 | 0 | 0
2003 | 9 | 21 | 0 | 0 | 0 | 0 | 0 | 0 | 0 | 0 | 0 | 0 | 0 | 0 | 0
2003 | 9 | 22 | 0.78 | 0.78 | 0.73 | 0 | 0.78 | 0.73 | 0 | 0 | 0 | 0 | 0 | 0 | 0
2003 | 9 | 23 | 1.67 | 1 | 0.95 | 0 | 1 | 0.95 | 0 | 0 | 0 | 0 | 0 | 0 | 0
2003 | 9 | 24 | 0 | 0 | 0 | 0 | 0 | 0 | 0 | 0 | 0 | 0 | 0 | 0 | 0
2003 | 9 | 25 | 0 | 0 | 0 | 0 | 0 | 0 | 0 | 0 | 0 | 0 | 0 | 0 | 0
2003 | 9 | 26 | 0 | 0 | 0 | 0 | 0 | 0 | 0 | 0 | 0 | 0 | 0 | 0 | 0
2003 | 9 | 27 | 0.1 | 0.1 | 0.05 | 0 | 0.1 | 0.05 | 0 | 0 | 0 | 0 | 0 | 0 | 0
2003 | 9 | 28 | 0.02 | 0.02 | 0 | 0 | 0.02 | 0 | 0 | 0 | 0 | 0 | 0 | 0 | 0
2003 | 9 | 29 | 0 | 0 | 0 | 0 | 0 | 0 | 0 | 0 | 0 | 0 | 0 | 0 | 0
2003 | 9 | 30 | 0 | 0 | 0 | 0 | 0 | 0 | 0 | 0 | 0 | 0 | 0 | 0 | 0
2003 | 10 | 1 | 0 | 0 | 0 | 0 | 0 | 0 | 0 | 0 | 0 | 0 | 0 | 0 | 0
2003 | 10 | 2 | 0 | 0 | 0 | 0 | 0 | 0 | 0 | 0 | 0 | 0 | 0 | 0 | 0
2003 | 10 | 3 | 0 | 0 | 0 | 0 | 0 | 0 | 0 | 0 | 0 | 0 | 0 | 0 | 0
2003 | 10 | 4 | 0 | 0 | 0 | 0 | 0 | 0 | 0 | 0 | 0 | 0 | 0 | 0 | 0
2003 | 10 | 5 | 0 | 0 | 0 | 0 | 0 | 0 | 0 | 0 | 0 | 0 | 0 | 0 | 0
2003 | 10 | 6 | 0 | 0 | 0 | 0 | 0 | 0 | 0 | 0 | 0 | 0 | 0 | 0 | 0
2003 | 10 | 7 | 0 | 0 | 0 | 0 | 0 | 0 | 0 | 0 | 0 | 0 | 0 | 0 | 0
2003 | 10 | 8 | 0 | 0 | 0 | 0 | 0 | 0 | 0 | 0 | 0 | 0 | 0 | 0 | 0
2003 | 10 | 9 | 0 | 0 | 0 | 0 | 0 | 0 | 0 | 0 | 0 | 0 | 0 | 0 | 0
2003 | 10 | 10 | 0 | 0 | 0 | 0 | 0 | 0 | 0 | 0 | 0 | 0 | 0 | 0 | 0
2003 | 10 | 11 | 0 | 0 | 0 | 0 | 0 | 0 | 0 | 0 | 0 | 0 | 0 | 0 | 0
2003 | 10 | 12 | 0 | 0 | 0 | 0 | 0 | 0 | 0 | 0 | 0 | 0 | 0 | 0 | 0
2003 | 10 | 13 | 0 | 0 | 0 | 0 | 0 | 0 | 0 | 0 | 0 | 0 | 0 | 0 | 0
2003 | 10 | 14 | 1.21 | 1 | 0.95 | 0 | 1 | 0.95 | 0 | 0 | 0 | 0 | 0 | 0 | 0
2003 | 10 | 15 | 0 | 0 | 0 | 0 | 0 | 0 | 0 | 0 | 0 | 0 | 0 | 0 | 0
2003 | 10 | 16 | 0 | 0 | 0 | 0 | 0 | 0 | 0 | 0 | 0 | 0 | 0 | 0 | 0
2003 | 10 | 17 | 0 | 0 | 0 | 0 | 0 | 0 | 0 | 0 | 0 | 0 | 0 | 0 | 0
2003 | 10 | 18 | 0 | 0 | 0 | 0 | 0 | 0 | 0 | 0 | 0 | 0 | 0 | 0 | 0
2003 | 10 | 19 | 0 | 0 | 0 | 0 | 0 | 0 | 0 | 0 | 0 | 0 | 0 | 0 | 0
2003 | 10 | 20 | 0 | 0 | 0 | 0 | 0 | 0 | 0 | 0 | 0 | 0 | 0 | 0 | 0
2003 | 10 | 21 | 0 | 0 | 0 | 0 | 0 | 0 | 0 | 0 | 0 | 0 | 0 | 0 | 0
2003 | 10 | 22 | 0.05 | 0.05 | 0 | 0 | 0.05 | 0 | 0 | 0 | 0 | 0 | 0 | 0 | 0
2003 | 10 | 23 | 0 | 0 | 0 | 0 | 0 | 0 | 0 | 0 | 0 | 0 | 0 | 0 | 0
2003 | 10 | 24 | 0 | 0 | 0 | 0 | 0 | 0 | 0 | 0 | 0 | 0 | 0 | 0 | 0
2003 | 10 | 25 | 0 | 0 | 0 | 0 | 0 | 0 | 0 | 0 | 0 | 0 | 0 | 0 | 0
2003 | 10 | 26 | 0.45 | 0.45 | 0.4 | 0 | 0.45 | 0.4 | 0 | 0 | 0 | 0 | 0 | 0 | 0
2003 | 10 | 27 | 1.27 | 1 | 0.95 | 0 | 1 | 0.95 | 0 | 0 | 0 | 0 | 0 | 0 | 0
2003 | 10 | 28 | 0.24 | 0.24 | 0.19 | 0 | 0.24 | 0.19 | 0 | 0 | 0 | 0 | 0 | 0 | 0
2003 | 10 | 29 | 0.71 | 0.71 | 0.66 | 0 | 0.71 | 0.66 | 0 | 0 | 0 | 0 | 0 | 0 | 0
2003 | 10 | 30 | 0 | 0 | 0 | 0 | 0 | 0 | 0 | 0 | 0 | 0 | 0 | 0 | 0
2003 | 10 | 31 | 0 | 0 | 0 | 0 | 0 | 0 | 0 | 0 | 0 | 0 | 0 | 0 | 0
2003 | 11 | 1 | 0 | 0 | 0 | 0 | 0 | 0 | 0 | 0 | 0 | 0 | 0 | 0 | 0
2003 | 11 | 2 | 0 | 0 | 0 | 0 | 0 | 0 | 0 | 0 | 0 | 0 | 0 | 0 | 0
2003 | 11 | 3 | 0 | 0 | 0 | 0 | 0 | 0 | 0 | 0 | 0 | 0 | 0 | 0 | 0
2003 | 11 | 4 | 0 | 0 | 0 | 0 | 0 | 0 | 0 | 0 | 0 | 0 | 0 | 0 | 0
2003 | 11 | 5 | 0.53 | 0.53 | 0.48 | 0 | 0.53 | 0.48 | 0 | 0 | 0 | 0 | 0 | 0 | 0
2003 | 11 | 6 | 0.47 | 0.47 | 0.42 | 0 | 0.47 | 0.42 | 0 | 0 | 0 | 0 | 0 | 0 | 0
2003 | 11 | 7 | 0 | 0 | 0 | 0 | 0 | 0 | 0 | 0 | 0 | 0 | 0 | 0 | 0
2003 | 11 | 8 | 0 | 0 | 0 | 0 | 0 | 0 | 0 | 0 | 0 | 0 | 0 | 0 | 0
2003 | 11 | 9 | 0 | 0 | 0 | 0 | 0 | 0 | 0 | 0 | 0 | 0 | 0 | 0 | 0
2003 | 11 | 10 | 0 | 0 | 0 | 0 | 0 | 0 | 0 | 0 | 0 | 0 | 0 | 0 | 0
2003 | 11 | 11 | 0 | 0 | 0 | 0 | 0 | 0 | 0 | 0 | 0 | 0 | 0 | 0 | 0
2003 | 11 | 12 | 0.57 | 0.57 | 0.52 | 0 | 0.57 | 0.52 | 0 | 0 | 0 | 0 | 0 | 0 | 0
2003 | 11 | 13 | 0 | 0 | 0 | 0 | 0 | 0 | 0 | 0 | 0 | 0 | 0 | 0 | 0
2003 | 11 | 14 | 0 | 0 | 0 | 0 | 0 | 0 | 0 | 0 | 0 | 0 | 0 | 0 | 0
2003 | 11 | 15 | 0 | 0 | 0 | 0 | 0 | 0 | 0 | 0 | 0 | 0 | 0 | 0 | 0
2003 | 11 | 16 | 0.04 | 0.04 | 0 | 0 | 0.04 | 0 | 0 | 0 | 0 | 0 | 0 | 0 | 0
2003 | 11 | 17 | 0 | 0 | 0 | 0 | 0 | 0 | 0 | 0 | 0 | 0 | 0 | 0 | 0
2003 | 11 | 18 | 0 | 0 | 0 | 0 | 0 | 0 | 0 | 0 | 0 | 0 | 0 | 0 | 0
2003 | 11 | 19 | 1.47 | 1 | 0.95 | 0 | 1 | 0.95 | 0 | 0 | 0 | 0 | 0 | 0 | 0
2003 | 11 | 20 | 0 | 0 | 0 | 0 | 0 | 0 | 0 | 0 | 0 | 0 | 0 | 0 | 0
2003 | 11 | 21 | 0 | 0 | 0 | 0 | 0 | 0 | 0 | 0 | 0 | 0 | 0 | 0 | 0
2003 | 11 | 22 | 0 | 0 | 0 | 0 | 0 | 0 | 0 | 0 | 0 | 0 | 0 | 0 | 0
2003 | 11 | 23 | 0 | 0 | 0 | 0 | 0 | 0 | 0 | 0 | 0 | 0 | 0 | 0 | 0
2003 | 11 | 24 | 0.32 | 0.32 | 0.27 | 0 | 0.32 | 0.27 | 0 | 0 | 0 | 0 | 0 | 0 | 0
2003 | 11 | 25 | 0 | 0 | 0 | 0 | 0 | 0 | 0 | 0 | 0 | 0 | 0 | 0 | 0
2003 | 11 | 26 | 0 | 0 | 0 | 0 | 0 | 0 | 0 | 0 | 0 | 0 | 0 | 0 | 0
2003 | 11 | 27 | 0 | 0 | 0 | 0 | 0 | 0 | 0 | 0 | 0 | 0 | 0 | 0 | 0
2003 | 11 | 28 | 0.83 | 0.83 | 0.78 | 0 | 0.83 | 0.78 | 0 | 0 | 0 | 0 | 0 | 0 | 0
2003 | 11 | 29 | 0 | 0 | 0 | 0 | 0 | 0 | 0 | 0 | 0 | 0 | 0 | 0 | 0
2003 | 11 | 30 | 0 | 0 | 0 | 0 | 0 | 0 | 0 | 0 | 0 | 0 | 0 | 0 | 0
2003 | 12 | 1 | 0 | 0 | 0 | 0 | 0 | 0 | 0 | 0 | 0 | 0 | 0 | 0 | 0
2003 | 12 | 2 | 0 | 0 | 0 | 0 | 0 | 0 | 0 | 0 | 0 | 0 | 0 | 0 | 0
2003 | 12 | 3 | 0 | 0 | 0 | 0 | 0 | 0 | 0 | 0 | 0 | 0 | 0 | 0 | 0
2003 | 12 | 4 | 0.08 | 0.08 | 0.03 | 0 | 0.08 | 0.03 | 0 | 0 | 0 | 0 | 0 | 0 | 0
2003 | 12 | 5 | 0.81 | 0.81 | 0.76 | 0 | 0.81 | 0.76 | 0 | 0 | 0 | 0 | 0 | 0 | 0
2003 | 12 | 6 | 0.26 | 0.26 | 0.21 | 0 | 0.26 | 0.21 | 0 | 0 | 0 | 0 | 0 | 0 | 0
2003 | 12 | 7 | 0 | 0 | 0 | 0 | 0 | 0 | 0 | 0 | 0 | 0 | 0 | 0 | 0
2003 | 12 | 8 | 0 | 0 | 0 | 0 | 0 | 0 | 0 | 0 | 0 | 0 | 0 | 0 | 0
2003 | 12 | 9 | 0 | 0 | 0 | 0 | 0 | 0 | 0 | 0 | 0 | 0 | 0 | 0 | 0
2003 | 12 | 10 | 0.28 | 0.28 | 0.23 | 0 | 0.28 | 0.23 | 0 | 0 | 0 | 0 | 0 | 0 | 0
2003 | 12 | 11 | 0.75 | 0.75 | 0.7 | 0 | 0.75 | 0.7 | 0 | 0 | 0 | 0 | 0 | 0 | 0
2003 | 12 | 12 | 0 | 0 | 0 | 0 | 0 | 0 | 0 | 0 | 0 | 0 | 0 | 0 | 0
2003 | 12 | 13 | 0 | 0 | 0 | 0 | 0 | 0 | 0 | 0 | 0 | 0 | 0 | 0 | 0
2003 | 12 | 14 | 0.78 | 0.78 | 0.73 | 0 | 0.78 | 0.73 | 0 | 0 | 0 | 0 | 0 | 0 | 0
2003 | 12 | 15 | 0 | 0 | 0 | 0 | 0 | 0 | 0 | 0 | 0 | 0 | 0 | 0 | 0
2003 | 12 | 16 | 0 | 0 | 0 | 0 | 0 | 0 | 0 | 0 | 0 | 0 | 0 | 0 | 0
2003 | 12 | 17 | 0.75 | 0.75 | 0.7 | 0 | 0.75 | 0.7 | 0 | 0 | 0 | 0 | 0 | 0 | 0
2003 | 12 | 18 | 0 | 0 | 0 | 0 | 0 | 0 | 0 | 0 | 0 | 0 | 0 | 0 | 0
2003 | 12 | 19 | 0 | 0 | 0 | 0 | 0 | 0 | 0 | 0 | 0 | 0 | 0 | 0 | 0
2003 | 12 | 20 | 0 | 0 | 0 | 0 | 0 | 0 | 0 | 0 | 0 | 0 | 0 | 0 | 0
2003 | 12 | 21 | 0 | 0 | 0 | 0 | 0 | 0 | 0 | 0 | 0 | 0 | 0 | 0 | 0
2003 | 12 | 22 | 0 | 0 | 0 | 0 | 0 | 0 | 0 | 0 | 0 | 0 | 0 | 0 | 0
2003 | 12 | 23 | 0.08 | 0.08 | 0.03 | 0 | 0.08 | 0.03 | 0 | 0 | 0 | 0 | 0 | 0 | 0
2003 | 12 | 24 | 0.5 | 0.5 | 0.45 | 0 | 0.5 | 0.45 | 0 | 0 | 0 | 0 | 0 | 0 | 0
2003 | 12 | 25 | 0 | 0 | 0 | 0 | 0 | 0 | 0 | 0 | 0 | 0 | 0 | 0 | 0
2003 | 12 | 26 | 0 | 0 | 0 | 0 | 0 | 0 | 0 | 0 | 0 | 0 | 0 | 0 | 0
2003 | 12 | 27 | 0 | 0 | 0 | 0 | 0 | 0 | 0 | 0 | 0 | 0 | 0 | 0 | 0
2003 | 12 | 28 | 0 | 0 | 0 | 0 | 0 | 0 | 0 | 0 | 0 | 0 | 0 | 0 | 0
2003 | 12 | 29 | 0 | 0 | 0 | 0 | 0 | 0 | 0 | 0 | 0 | 0 | 0 | 0 | 0
2003 | 12 | 30 | 0.03 | 0.03 | 0 | 0 | 0.03 | 0 | 0 | 0 | 0 | 0 | 0 | 0 | 0
2003 | 12 | 31 | 0 | 0 | 0 | 0 | 0 | 0 | 0 | 0 | 0 | 0 | 0 | 0 | 0
2004 | 1 | 1 | 0 | 0 | 0 | 0 | 0 | 0 | 0 | 0 | 0 | 0 | 0 | 0 | 0
2004 | 1 | 2 | 0.15 | 0.15 | 0.1 | 0 | 0.15 | 0.1 | 0 | 0 | 0 | 0 | 0 | 0 | 0
2004 | 1 | 3 | 0 | 0 | 0 | 0 | 0 | 0 | 0 | 0 | 0 | 0 | 0 | 0 | 0
2004 | 1 | 4 | 0 | 0 | 0 | 0 | 0 | 0 | 0 | 0 | 0 | 0 | 0 | 0 | 0
2004 | 1 | 5 | 0.31 | 0.31 | 0.26 | 0 | 0.31 | 0.26 | 0 | 0 | 0 | 0 | 0 | 0 | 0
2004 | 1 | 6 | 0 | 0 | 0 | 0 | 0 | 0 | 0 | 0 | 0 | 0 | 0 | 0 | 0
2004 | 1 | 7 | 0 | 0 | 0 | 0 | 0 | 0 | 0 | 0 | 0 | 0 | 0 | 0 | 0
2004 | 1 | 8 | 0 | 0 | 0 | 0 | 0 | 0 | 0 | 0 | 0 | 0 | 0 | 0 | 0
2004 | 1 | 9 | 0.01 | 0.01 | 0 | 0 | 0.01 | 0 | 0 | 0 | 0 | 0 | 0 | 0 | 0
2004 | 1 | 10 | 0 | 0 | 0 | 0 | 0 | 0 | 0 | 0 | 0 | 0 | 0 | 0 | 0
2004 | 1 | 11 | 0 | 0 | 0 | 0 | 0 | 0 | 0 | 0 | 0 | 0 | 0 | 0 | 0
2004 | 1 | 12 | 0 | 0 | 0 | 0 | 0 | 0 | 0 | 0 | 0 | 0 | 0 | 0 | 0
2004 | 1 | 13 | 0 | 0 | 0 | 0 | 0 | 0 | 0 | 0 | 0 | 0 | 0 | 0 | 0
2004 | 1 | 14 | 0 | 0 | 0 | 0 | 0 | 0 | 0 | 0 | 0 | 0 | 0 | 0 | 0
2004 | 1 | 15 | 0 | 0 | 0 | 0 | 0 | 0 | 0 | 0 | 0 | 0 | 0 | 0 | 0
2004 | 1 | 16 | 0 | 0 | 0 | 0 | 0 | 0 | 0 | 0 | 0 | 0 | 0 | 0 | 0
2004 | 1 | 17 | 0.08 | 0.08 | 0.03 | 0 | 0.08 | 0.03 | 0 | 0 | 0 | 0 | 0 | 0 | 0
2004 | 1 | 18 | 0.35 | 0.35 | 0.3 | 0 | 0.35 | 0.3 | 0 | 0 | 0 | 0 | 0 | 0 | 0
2004 | 1 | 19 | 0 | 0 | 0 | 0 | 0 | 0 | 0 | 0 | 0 | 0 | 0 | 0 | 0
2004 | 1 | 20 | 0 | 0 | 0 | 0 | 0 | 0 | 0 | 0 | 0 | 0 | 0 | 0 | 0
2004 | 1 | 21 | 0 | 0 | 0 | 0 | 0 | 0 | 0 | 0 | 0 | 0 | 0 | 0 | 0
2004 | 1 | 22 | 0 | 0 | 0 | 0 | 0 | 0 | 0 | 0 | 0 | 0 | 0 | 0 | 0
2004 | 1 | 23 | 0 | 0 | 0 | 0 | 0 | 0 | 0 | 0 | 0 | 0 | 0 | 0 | 0
2004 | 1 | 24 | 0 | 0 | 0 | 0 | 0 | 0 | 0 | 0 | 0 | 0 | 0 | 0 | 0
2004 | 1 | 25 | 0.24 | 0.24 | 0.19 | 0 | 0.24 | 0.19 | 0 | 0 | 0 | 0 | 0 | 0 | 0
2004 | 1 | 26 | 0.1 | 0.1 | 0.05 | 0 | 0.1 | 0.05 | 0 | 0 | 0 | 0 | 0 | 0 | 0
2004 | 1 | 27 | 0.11 | 0.11 | 0.06 | 0 | 0.11 | 0.06 | 0 | 0 | 0 | 0 | 0 | 0 | 0
2004 | 1 | 28 | 0 | 0 | 0 | 0 | 0 | 0 | 0 | 0 | 0 | 0 | 0 | 0 | 0
2004 | 1 | 29 | 0 | 0 | 0 | 0 | 0 | 0 | 0 | 0 | 0 | 0 | 0 | 0 | 0
2004 | 1 | 30 | 0 | 0 | 0 | 0 | 0 | 0 | 0 | 0 | 0 | 0 | 0 | 0 | 0
2004 | 1 | 31 | 0 | 0 | 0 | 0 | 0 | 0 | 0 | 0 | 0 | 0 | 0 | 0 | 0
2004 | 2 | 1 | 0 | 0 | 0 | 0 | 0 | 0 | 0 | 0 | 0 | 0 | 0 | 0 | 0
2004 | 2 | 2 | 0 | 0 | 0 | 0 | 0 | 0 | 0 | 0 | 0 | 0 | 0 | 0 | 0
2004 | 2 | 3 | 0.53 | 0.53 | 0.48 | 0 | 0.53 | 0.48 | 0 | 0 | 0 | 0 | 0 | 0 | 0
2004 | 2 | 4 | 0 | 0 | 0 | 0 | 0 | 0 | 0 | 0 | 0 | 0 | 0 | 0 | 0
2004 | 2 | 5 | 0.07 | 0.07 | 0.02 | 0 | 0.07 | 0.02 | 0 | 0 | 0 | 0 | 0 | 0 | 0
2004 | 2 | 6 | 1.6 | 1 | 0.95 | 0 | 1 | 0.95 | 0 | 0 | 0 | 0 | 0 | 0 | 0
2004 | 2 | 7 | 0 | 0 | 0 | 0 | 0 | 0 | 0 | 0 | 0 | 0 | 0 | 0 | 0
2004 | 2 | 8 | 0 | 0 | 0 | 0 | 0 | 0 | 0 | 0 | 0 | 0 | 0 | 0 | 0
2004 | 2 | 9 | 0 | 0 | 0 | 0 | 0 | 0 | 0 | 0 | 0 | 0 | 0 | 0 | 0
2004 | 2 | 10 | 0 | 0 | 0 | 0 | 0 | 0 | 0 | 0 | 0 | 0 | 0 | 0 | 0
2004 | 2 | 11 | 0 | 0 | 0 | 0 | 0 | 0 | 0 | 0 | 0 | 0 | 0 | 0 | 0
2004 | 2 | 12 | 0 | 0 | 0 | 0 | 0 | 0 | 0 | 0 | 0 | 0 | 0 | 0 | 0
2004 | 2 | 13 | 0 | 0 | 0 | 0 | 0 | 0 | 0 | 0 | 0 | 0 | 0 | 0 | 0
2004 | 2 | 14 | 0 | 0 | 0 | 0 | 0 | 0 | 0 | 0 | 0 | 0 | 0 | 0 | 0
2004 | 2 | 15 | 0 | 0 | 0 | 0 | 0 | 0 | 0 | 0 | 0 | 0 | 0 | 0 | 0
2004 | 2 | 16 | 0 | 0 | 0 | 0 | 0 | 0 | 0 | 0 | 0 | 0 | 0 | 0 | 0
2004 | 2 | 17 | 0 | 0 | 0 | 0 | 0 | 0 | 0 | 0 | 0 | 0 | 0 | 0 | 0
2004 | 2 | 18 | 0 | 0 | 0 | 0 | 0 | 0 | 0 | 0 | 0 | 0 | 0 | 0 | 0
2004 | 2 | 19 | 0 | 0 | 0 | 0 | 0 | 0 | 0 | 0 | 0 | 0 | 0 | 0 | 0
2004 | 2 | 20 | 0 | 0 | 0 | 0 | 0 | 0 | 0 | 0 | 0 | 0 | 0 | 0 | 0
2004 | 2 | 21 | 0 | 0 | 0 | 0 | 0 | 0 | 0 | 0 | 0 | 0 | 0 | 0 | 0
2004 | 2 | 22 | 0 | 0 | 0 | 0 | 0 | 0 | 0 | 0 | 0 | 0 | 0 | 0 | 0
2004 | 2 | 23 | 0 | 0 | 0 | 0 | 0 | 0 | 0 | 0 | 0 | 0 | 0 | 0 | 0
2004 | 2 | 24 | 0.08 | 0.08 | 0.03 | 0 | 0.08 | 0.03 | 0 | 0 | 0 | 0 | 0 | 0 | 0
2004 | 2 | 25 | 0 | 0 | 0 | 0 | 0 | 0 | 0 | 0 | 0 | 0 | 0 | 0 | 0
2004 | 2 | 26 | 0 | 0 | 0 | 0 | 0 | 0 | 0 | 0 | 0 | 0 | 0 | 0 | 0
2004 | 2 | 27 | 0 | 0 | 0 | 0 | 0 | 0 | 0 | 0 | 0 | 0 | 0 | 0 | 0
2004 | 2 | 28 | 0 | 0 | 0 | 0 | 0 | 0 | 0 | 0 | 0 | 0 | 0 | 0 | 0
2004 | 2 | 29 | 0 | 0 | 0 | 0 | 0 | 0 | 0 | 0 | 0 | 0 | 0 | 0 | 0
2004 | 3 | 1 | 0 | 0 | 0 | 0 | 0 | 0 | 0 | 0 | 0 | 0 | 0 | 0 | 0
2004 | 3 | 2 | 0.16 | 0.16 | 0.11 | 0 | 0.16 | 0.11 | 0 | 0 | 0 | 0 | 0 | 0 | 0
2004 | 3 | 3 | 0 | 0 | 0 | 0 | 0 | 0 | 0 | 0 | 0 | 0 | 0 | 0 | 0
2004 | 3 | 4 | 0.09 | 0.09 | 0.04 | 0 | 0.09 | 0.04 | 0 | 0 | 0 | 0 | 0 | 0 | 0
2004 | 3 | 5 | 0 | 0 | 0 | 0 | 0 | 0 | 0 | 0 | 0 | 0 | 0 | 0 | 0
2004 | 3 | 6 | 0.85 | 0.85 | 0.8 | 0 | 0.85 | 0.8 | 0 | 0 | 0 | 0 | 0 | 0 | 0
2004 | 3 | 7 | 0.15 | 0.15 | 0.1 | 0 | 0.15 | 0.1 | 0 | 0 | 0 | 0 | 0 | 0 | 0
2004 | 3 | 8 | 0 | 0 | 0 | 0 | 0 | 0 | 0 | 0 | 0 | 0 | 0 | 0 | 0
2004 | 3 | 9 | 0 | 0 | 0 | 0 | 0 | 0 | 0 | 0 | 0 | 0 | 0 | 0 | 0
2004 | 3 | 10 | 0.01 | 0.01 | 0 | 0 | 0.01 | 0 | 0 | 0 | 0 | 0 | 0 | 0 | 0
2004 | 3 | 11 | 0 | 0 | 0 | 0 | 0 | 0 | 0 | 0 | 0 | 0 | 0 | 0 | 0
2004 | 3 | 12 | 0 | 0 | 0 | 0 | 0 | 0 | 0 | 0 | 0 | 0 | 0 | 0 | 0
2004 | 3 | 13 | 0 | 0 | 0 | 0 | 0 | 0 | 0 | 0 | 0 | 0 | 0 | 0 | 0
2004 | 3 | 14 | 0 | 0 | 0 | 0 | 0 | 0 | 0 | 0 | 0 | 0 | 0 | 0 | 0
2004 | 3 | 15 | 0 | 0 | 0 | 0 | 0 | 0 | 0 | 0 | 0 | 0 | 0 | 0 | 0
2004 | 3 | 16 | 0.38 | 0.38 | 0.33 | 0 | 0.38 | 0.33 | 0 | 0 | 0 | 0 | 0 | 0 | 0
2004 | 3 | 17 | 0.08 | 0.08 | 0.03 | 0 | 0.08 | 0.03 | 0 | 0 | 0 | 0 | 0 | 0 | 0
2004 | 3 | 18 | 0.04 | 0.04 | 0 | 0 | 0.04 | 0 | 0 | 0 | 0 | 0 | 0 | 0 | 0
2004 | 3 | 19 | 0.11 | 0.11 | 0.06 | 0 | 0.11 | 0.06 | 0 | 0 | 0 | 0 | 0 | 0 | 0
2004 | 3 | 20 | 0.01 | 0.01 | 0 | 0 | 0.01 | 0 | 0 | 0 | 0 | 0 | 0 | 0 | 0
2004 | 3 | 21 | 0 | 0 | 0 | 0 | 0 | 0 | 0 | 0 | 0 | 0 | 0 | 0 | 0
2004 | 3 | 22 | 0 | 0 | 0 | 0 | 0 | 0 | 0 | 0 | 0 | 0 | 0 | 0 | 0
2004 | 3 | 23 | 0 | 0 | 0 | 0 | 0 | 0 | 0 | 0 | 0 | 0 | 0 | 0 | 0
2004 | 3 | 24 | 0 | 0 | 0 | 0 | 0 | 0 | 0 | 0 | 0 | 0 | 0 | 0 | 0
2004 | 3 | 25 | 0.06 | 0.06 | 0.01 | 0 | 0.06 | 0.01 | 0 | 0 | 0 | 0 | 0 | 0 | 0
2004 | 3 | 26 | 0 | 0 | 0 | 0 | 0 | 0 | 0 | 0 | 0 | 0 | 0 | 0 | 0
2004 | 3 | 27 | 0.09 | 0.09 | 0.04 | 0 | 0.09 | 0.04 | 0 | 0 | 0 | 0 | 0 | 0 | 0
2004 | 3 | 28 | 0 | 0 | 0 | 0 | 0 | 0 | 0 | 0 | 0 | 0 | 0 | 0 | 0
2004 | 3 | 29 | 0 | 0 | 0 | 0 | 0 | 0 | 0 | 0 | 0 | 0 | 0 | 0 | 0
2004 | 3 | 30 | 0 | 0 | 0 | 0 | 0 | 0 | 0 | 0 | 0 | 0 | 0 | 0 | 0
2004 | 3 | 31 | 0.06 | 0.06 | 0.01 | 0 | 0.06 | 0.01 | 0 | 0 | 0 | 0 | 0 | 0 | 0
2004 | 4 | 1 | 0.93 | 0.93 | 0.88 | 0 | 0.93 | 0.88 | 0 | 0 | 0 | 0 | 0 | 0 | 0
2004 | 4 | 2 | 0.29 | 0.29 | 0.24 | 0 | 0.29 | 0.24 | 0 | 0 | 0 | 0 | 0 | 0 | 0
2004 | 4 | 3 | 0.05 | 0.05 | 0 | 0 | 0.05 | 0 | 0 | 0 | 0 | 0 | 0 | 0 | 0
2004 | 4 | 4 | 0.05 | 0.05 | 0 | 0 | 0.05 | 0 | 0 | 0 | 0 | 0 | 0 | 0 | 0
2004 | 4 | 5 | 0 | 0 | 0 | 0 | 0 | 0 | 0 | 0 | 0 | 0 | 0 | 0 | 0
2004 | 4 | 6 | 0 | 0 | 0 | 0 | 0 | 0 | 0 | 0 | 0 | 0 | 0 | 0 | 0
2004 | 4 | 7 | 0 | 0 | 0 | 0 | 0 | 0 | 0 | 0 | 0 | 0 | 0 | 0 | 0
2004 | 4 | 8 | 0.01 | 0.01 | 0 | 0 | 0.01 | 0 | 0 | 0 | 0 | 0 | 0 | 0 | 0
2004 | 4 | 9 | 0 | 0 | 0 | 0 | 0 | 0 | 0 | 0 | 0 | 0 | 0 | 0 | 0
2004 | 4 | 10 | 0 | 0 | 0 | 0 | 0 | 0 | 0 | 0 | 0 | 0 | 0 | 0 | 0
2004 | 4 | 11 | 0.05 | 0.05 | 0 | 0 | 0.05 | 0 | 0 | 0 | 0 | 0 | 0 | 0 | 0
2004 | 4 | 12 | 1.18 | 1 | 0.95 | 0 | 1 | 0.95 | 0 | 0 | 0 | 0 | 0 | 0 | 0
2004 | 4 | 13 | 0.22 | 0.22 | 0.17 | 0 | 0.22 | 0.17 | 0 | 0 | 0 | 0 | 0 | 0 | 0
2004 | 4 | 14 | 0.22 | 0.22 | 0.17 | 0 | 0.22 | 0.17 | 0 | 0 | 0 | 0 | 0 | 0 | 0
2004 | 4 | 15 | 0 | 0 | 0 | 0 | 0 | 0 | 0 | 0 | 0 | 0 | 0 | 0 | 0
2004 | 4 | 16 | 0 | 0 | 0 | 0 | 0 | 0 | 0 | 0 | 0 | 0 | 0 | 0 | 0
2004 | 4 | 17 | 0 | 0 | 0 | 0 | 0 | 0 | 0 | 0 | 0 | 0 | 0 | 0 | 0
2004 | 4 | 18 | 0 | 0 | 0 | 0 | 0 | 0 | 0 | 0 | 0 | 0 | 0 | 0 | 0
2004 | 4 | 19 | 0 | 0 | 0 | 0 | 0 | 0 | 0 | 0 | 0 | 0 | 0 | 0 | 0
2004 | 4 | 20 | 0 | 0 | 0 | 0 | 0 | 0 | 0 | 0 | 0 | 0 | 0 | 0 | 0
2004 | 4 | 21 | 0 | 0 | 0 | 0 | 0 | 0 | 0 | 0 | 0 | 0 | 0 | 0 | 0
2004 | 4 | 22 | 0 | 0 | 0 | 0 | 0 | 0 | 0 | 0 | 0 | 0 | 0 | 0 | 0
2004 | 4 | 23 | 0.31 | 0.31 | 0.26 | 0 | 0.31 | 0.26 | 0 | 0 | 0 | 0 | 0 | 0 | 0
2004 | 4 | 24 | 0 | 0 | 0 | 0 | 0 | 0 | 0 | 0 | 0 | 0 | 0 | 0 | 0
2004 | 4 | 25 | 0 | 0 | 0 | 0 | 0 | 0 | 0 | 0 | 0 | 0 | 0 | 0 | 0
2004 | 4 | 26 | 0.52 | 0.52 | 0.47 | 0 | 0.52 | 0.47 | 0 | 0 | 0 | 0 | 0 | 0 | 0
2004 | 4 | 27 | 0.01 | 0.01 | 0 | 0 | 0.01 | 0 | 0 | 0 | 0 | 0 | 0 | 0 | 0
2004 | 4 | 28 | 0 | 0 | 0 | 0 | 0 | 0 | 0 | 0 | 0 | 0 | 0 | 0 | 0
2004 | 4 | 29 | 0 | 0 | 0 | 0 | 0 | 0 | 0 | 0 | 0 | 0 | 0 | 0 | 0
2004 | 4 | 30 | 0 | 0 | 0 | 0 | 0 | 0 | 0 | 0 | 0 | 0 | 0 | 0 | 0
2004 | 5 | 1 | 0.07 | 0.07 | 0.02 | 0 | 0.07 | 0.02 | 0 | 0 | 0 | 0 | 0 | 0 | 0
2004 | 5 | 2 | 0.67 | 0.67 | 0.62 | 0 | 0.67 | 0.62 | 0 | 0 | 0 | 0 | 0 | 0 | 0
2004 | 5 | 3 | 0.36 | 0.36 | 0.31 | 0 | 0.36 | 0.31 | 0 | 0 | 0 | 0 | 0 | 0 | 0
2004 | 5 | 4 | 0 | 0 | 0 | 0 | 0 | 0 | 0 | 0 | 0 | 0 | 0 | 0 | 0
2004 | 5 | 5 | 0.41 | 0.41 | 0.36 | 0 | 0.41 | 0.36 | 0 | 0 | 0 | 0 | 0 | 0 | 0
2004 | 5 | 6 | 0 | 0 | 0 | 0 | 0 | 0 | 0 | 0 | 0 | 0 | 0 | 0 | 0
2004 | 5 | 7 | 0.2 | 0.2 | 0.15 | 0 | 0.2 | 0.15 | 0 | 0 | 0 | 0 | 0 | 0 | 0
2004 | 5 | 8 | 0 | 0 | 0 | 0 | 0 | 0 | 0 | 0 | 0 | 0 | 0 | 0 | 0
2004 | 5 | 9 | 0 | 0 | 0 | 0 | 0 | 0 | 0 | 0 | 0 | 0 | 0 | 0 | 0
2004 | 5 | 10 | 0.01 | 0.01 | 0 | 0 | 0.01 | 0 | 0 | 0 | 0 | 0 | 0 | 0 | 0
2004 | 5 | 11 | 0 | 0 | 0 | 0 | 0 | 0 | 0 | 0 | 0 | 0 | 0 | 0 | 0
2004 | 5 | 12 | 0 | 0 | 0 | 0 | 0 | 0 | 0 | 0 | 0 | 0 | 0 | 0 | 0
2004 | 5 | 13 | 0 | 0 | 0 | 0 | 0 | 0 | 0 | 0 | 0 | 0 | 0 | 0 | 0
2004 | 5 | 14 | 0 | 0 | 0 | 0 | 0 | 0 | 0 | 0 | 0 | 0 | 0 | 0 | 0
2004 | 5 | 15 | 0.15 | 0.15 | 0.1 | 0 | 0.15 | 0.1 | 0 | 0 | 0 | 0 | 0 | 0 | 0
2004 | 5 | 16 | 0.01 | 0.01 | 0 | 0 | 0.01 | 0 | 0 | 0 | 0 | 0 | 0 | 0 | 0
2004 | 5 | 17 | 0.02 | 0.02 | 0 | 0 | 0.02 | 0 | 0 | 0 | 0 | 0 | 0 | 0 | 0
2004 | 5 | 18 | 0.05 | 0.05 | 0 | 0 | 0.05 | 0 | 0 | 0 | 0 | 0 | 0 | 0 | 0
2004 | 5 | 19 | 0.1 | 0.1 | 0.05 | 0 | 0.1 | 0.05 | 0 | 0 | 0 | 0 | 0 | 0 | 0
2004 | 5 | 20 | 0 | 0 | 0 | 0 | 0 | 0 | 0 | 0 | 0 | 0 | 0 | 0 | 0
2004 | 5 | 21 | 0.04 | 0.04 | 0 | 0 | 0.04 | 0 | 0 | 0 | 0 | 0 | 0 | 0 | 0
2004 | 5 | 22 | 0 | 0 | 0 | 0 | 0 | 0 | 0 | 0 | 0 | 0 | 0 | 0 | 0
2004 | 5 | 23 | 0 | 0 | 0 | 0 | 0 | 0 | 0 | 0 | 0 | 0 | 0 | 0 | 0
2004 | 5 | 24 | 0 | 0 | 0 | 0 | 0 | 0 | 0 | 0 | 0 | 0 | 0 | 0 | 0
2004 | 5 | 25 | 0.39 | 0.39 | 0.34 | 0 | 0.39 | 0.34 | 0 | 0 | 0 | 0 | 0 | 0 | 0
2004 | 5 | 26 | 0.07 | 0.07 | 0.02 | 0 | 0.07 | 0.02 | 0 | 0 | 0 | 0 | 0 | 0 | 0
2004 | 5 | 27 | 0.04 | 0.04 | 0 | 0 | 0.04 | 0 | 0 | 0 | 0 | 0 | 0 | 0 | 0
2004 | 5 | 28 | 0.2 | 0.2 | 0.15 | 0 | 0.2 | 0.15 | 0 | 0 | 0 | 0 | 0 | 0 | 0
2004 | 5 | 29 | 0 | 0 | 0 | 0 | 0 | 0 | 0 | 0 | 0 | 0 | 0 | 0 | 0
2004 | 5 | 30 | 0.02 | 0.02 | 0 | 0 | 0.02 | 0 | 0 | 0 | 0 | 0 | 0 | 0 | 0
2004 | 5 | 31 | 0.17 | 0.17 | 0.12 | 0 | 0.17 | 0.12 | 0 | 0 | 0 | 0 | 0 | 0 | 0
2004 | 6 | 1 | 0.24 | 0.24 | 0.19 | 0 | 0.24 | 0.19 | 0 | 0 | 0 | 0 | 0 | 0 | 0
2004 | 6 | 2 | 0 | 0 | 0 | 0 | 0 | 0 | 0 | 0 | 0 | 0 | 0 | 0 | 0
2004 | 6 | 3 | 0.02 | 0.02 | 0 | 0 | 0.02 | 0 | 0 | 0 | 0 | 0 | 0 | 0 | 0
2004 | 6 | 4 | 0.12 | 0.12 | 0.07 | 0 | 0.12 | 0.07 | 0 | 0 | 0 | 0 | 0 | 0 | 0
2004 | 6 | 5 | 0.86 | 0.86 | 0.81 | 0 | 0.86 | 0.81 | 0 | 0 | 0 | 0 | 0 | 0 | 0
2004 | 6 | 6 | 0 | 0 | 0 | 0 | 0 | 0 | 0 | 0 | 0 | 0 | 0 | 0 | 0
2004 | 6 | 7 | 0 | 0 | 0 | 0 | 0 | 0 | 0 | 0 | 0 | 0 | 0 | 0 | 0
2004 | 6 | 8 | 0 | 0 | 0 | 0 | 0 | 0 | 0 | 0 | 0 | 0 | 0 | 0 | 0
2004 | 6 | 9 | 0 | 0 | 0 | 0 | 0 | 0 | 0 | 0 | 0 | 0 | 0 | 0 | 0
2004 | 6 | 10 | 0 | 0 | 0 | 0 | 0 | 0 | 0 | 0 | 0 | 0 | 0 | 0 | 0
2004 | 6 | 11 | 0.95 | 0.95 | 0.9 | 0 | 0.95 | 0.9 | 0 | 0 | 0 | 0 | 0 | 0 | 0
2004 | 6 | 12 | 0 | 0 | 0 | 0 | 0 | 0 | 0 | 0 | 0 | 0 | 0 | 0 | 0
2004 | 6 | 13 | 0 | 0 | 0 | 0 | 0 | 0 | 0 | 0 | 0 | 0 | 0 | 0 | 0
2004 | 6 | 14 | 0 | 0 | 0 | 0 | 0 | 0 | 0 | 0 | 0 | 0 | 0 | 0 | 0
2004 | 6 | 15 | 0.03 | 0.03 | 0 | 0 | 0.03 | 0 | 0 | 0 | 0 | 0 | 0 | 0 | 0
2004 | 6 | 16 | 0 | 0 | 0 | 0 | 0 | 0 | 0 | 0 | 0 | 0 | 0 | 0 | 0
2004 | 6 | 17 | 0.76 | 0.76 | 0.71 | 0 | 0.76 | 0.71 | 0 | 0 | 0 | 0 | 0 | 0 | 0
2004 | 6 | 18 | 0 | 0 | 0 | 0 | 0 | 0 | 0 | 0 | 0 | 0 | 0 | 0 | 0
2004 | 6 | 19 | 0 | 0 | 0 | 0 | 0 | 0 | 0 | 0 | 0 | 0 | 0 | 0 | 0
2004 | 6 | 20 | 0 | 0 | 0 | 0 | 0 | 0 | 0 | 0 | 0 | 0 | 0 | 0 | 0
2004 | 6 | 21 | 0 | 0 | 0 | 0 | 0 | 0 | 0 | 0 | 0 | 0 | 0 | 0 | 0
2004 | 6 | 22 | 1.26 | 1 | 0.95 | 0 | 1 | 0.95 | 0 | 0 | 0 | 0 | 0 | 0 | 0
2004 | 6 | 23 | 0.07 | 0.07 | 0.02 | 0 | 0.07 | 0.02 | 0 | 0 | 0 | 0 | 0 | 0 | 0
2004 | 6 | 24 | 0 | 0 | 0 | 0 | 0 | 0 | 0 | 0 | 0 | 0 | 0 | 0 | 0
2004 | 6 | 25 | 0.26 | 0.26 | 0.21 | 0 | 0.26 | 0.21 | 0 | 0 | 0 | 0 | 0 | 0 | 0
2004 | 6 | 26 | 0.03 | 0.03 | 0 | 0 | 0.03 | 0 | 0 | 0 | 0 | 0 | 0 | 0 | 0
2004 | 6 | 27 | 0 | 0 | 0 | 0 | 0 | 0 | 0 | 0 | 0 | 0 | 0 | 0 | 0
2004 | 6 | 28 | 0 | 0 | 0 | 0 | 0 | 0 | 0 | 0 | 0 | 0 | 0 | 0 | 0
2004 | 6 | 29 | 0 | 0 | 0 | 0 | 0 | 0 | 0 | 0 | 0 | 0 | 0 | 0 | 0
2004 | 6 | 30 | 0 | 0 | 0 | 0 | 0 | 0 | 0 | 0 | 0 | 0 | 0 | 0 | 0
2004 | 7 | 1 | 0 | 0 | 0 | 0 | 0 | 0 | 0 | 0 | 0 | 0 | 0 | 0 | 0
2004 | 7 | 2 | 0 | 0 | 0 | 0 | 0 | 0 | 0 | 0 | 0 | 0 | 0 | 0 | 0
2004 | 7 | 3 | 0 | 0 | 0 | 0 | 0 | 0 | 0 | 0 | 0 | 0 | 0 | 0 | 0
2004 | 7 | 4 | 2.18 | 1 | 0.95 | 0 | 1 | 0.95 | 0 | 0 | 0 | 0 | 0 | 0 | 0
2004 | 7 | 5 | 0.15 | 0.15 | 0.1 | 0 | 0.15 | 0.1 | 0 | 0 | 0 | 0 | 0 | 0 | 0
2004 | 7 | 6 | 0 | 0 | 0 | 0 | 0 | 0 | 0 | 0 | 0 | 0 | 0 | 0 | 0
2004 | 7 | 7 | 0.49 | 0.49 | 0.44 | 0 | 0.49 | 0.44 | 0 | 0 | 0 | 0 | 0 | 0 | 0
2004 | 7 | 8 | 0.04 | 0.04 | 0 | 0 | 0.04 | 0 | 0 | 0 | 0 | 0 | 0 | 0 | 0
2004 | 7 | 9 | 0 | 0 | 0 | 0 | 0 | 0 | 0 | 0 | 0 | 0 | 0 | 0 | 0
2004 | 7 | 10 | 0 | 0 | 0 | 0 | 0 | 0 | 0 | 0 | 0 | 0 | 0 | 0 | 0
2004 | 7 | 11 | 0 | 0 | 0 | 0 | 0 | 0 | 0 | 0 | 0 | 0 | 0 | 0 | 0
2004 | 7 | 12 | 0.03 | 0.03 | 0 | 0 | 0.03 | 0 | 0 | 0 | 0 | 0 | 0 | 0 | 0
2004 | 7 | 13 | 0 | 0 | 0 | 0 | 0 | 0 | 0 | 0 | 0 | 0 | 0 | 0 | 0
2004 | 7 | 14 | 0.06 | 0.06 | 0.01 | 0 | 0.06 | 0.01 | 0 | 0 | 0 | 0 | 0 | 0 | 0
2004 | 7 | 15 | 0 | 0 | 0 | 0 | 0 | 0 | 0 | 0 | 0 | 0 | 0 | 0 | 0
2004 | 7 | 16 | 0 | 0 | 0 | 0 | 0 | 0 | 0 | 0 | 0 | 0 | 0 | 0 | 0
2004 | 7 | 17 | 0.24 | 0.24 | 0.19 | 0 | 0.24 | 0.19 | 0 | 0 | 0 | 0 | 0 | 0 | 0
2004 | 7 | 18 | 0.22 | 0.22 | 0.17 | 0 | 0.22 | 0.17 | 0 | 0 | 0 | 0 | 0 | 0 | 0
2004 | 7 | 19 | 0.09 | 0.09 | 0.04 | 0 | 0.09 | 0.04 | 0 | 0 | 0 | 0 | 0 | 0 | 0
2004 | 7 | 20 | 0 | 0 | 0 | 0 | 0 | 0 | 0 | 0 | 0 | 0 | 0 | 0 | 0
2004 | 7 | 21 | 0 | 0 | 0 | 0 | 0 | 0 | 0 | 0 | 0 | 0 | 0 | 0 | 0
2004 | 7 | 22 | 0.74 | 0.74 | 0.69 | 0 | 0.74 | 0.69 | 0 | 0 | 0 | 0 | 0 | 0 | 0
2004 | 7 | 23 | 0.02 | 0.02 | 0 | 0 | 0.02 | 0 | 0 | 0 | 0 | 0 | 0 | 0 | 0
2004 | 7 | 24 | 0.01 | 0.01 | 0 | 0 | 0.01 | 0 | 0 | 0 | 0 | 0 | 0 | 0 | 0
2004 | 7 | 25 | 0 | 0 | 0 | 0 | 0 | 0 | 0 | 0 | 0 | 0 | 0 | 0 | 0
2004 | 7 | 26 | 0.58 | 0.58 | 0.53 | 0 | 0.58 | 0.53 | 0 | 0 | 0 | 0 | 0 | 0 | 0
2004 | 7 | 27 | 2.1 | 1 | 0.95 | 0 | 1 | 0.95 | 0 | 0 | 0 | 0 | 0 | 0 | 0
2004 | 7 | 28 | 0.03 | 0.03 | 0 | 0 | 0.03 | 0 | 0 | 0 | 0 | 0 | 0 | 0 | 0
2004 | 7 | 29 | 0 | 0 | 0 | 0 | 0 | 0 | 0 | 0 | 0 | 0 | 0 | 0 | 0
2004 | 7 | 30 | 0 | 0 | 0 | 0 | 0 | 0 | 0 | 0 | 0 | 0 | 0 | 0 | 0
2004 | 7 | 31 | 0 | 0 | 0 | 0 | 0 | 0 | 0 | 0 | 0 | 0 | 0 | 0 | 0
2004 | 8 | 1 | 0.22 | 0.22 | 0.17 | 0 | 0.22 | 0.17 | 0 | 0 | 0 | 0 | 0 | 0 | 0
2004 | 8 | 2 | 0.25 | 0.25 | 0.2 | 0 | 0.25 | 0.2 | 0 | 0 | 0 | 0 | 0 | 0 | 0
2004 | 8 | 3 | 0.02 | 0.02 | 0 | 0 | 0.02 | 0 | 0 | 0 | 0 | 0 | 0 | 0 | 0
2004 | 8 | 4 | 0.27 | 0.27 | 0.22 | 0 | 0.27 | 0.22 | 0 | 0 | 0 | 0 | 0 | 0 | 0
2004 | 8 | 5 | 0.01 | 0.01 | 0 | 0 | 0.01 | 0 | 0 | 0 | 0 | 0 | 0 | 0 | 0
2004 | 8 | 6 | 0 | 0 | 0 | 0 | 0 | 0 | 0 | 0 | 0 | 0 | 0 | 0 | 0
2004 | 8 | 7 | 0 | 0 | 0 | 0 | 0 | 0 | 0 | 0 | 0 | 0 | 0 | 0 | 0
2004 | 8 | 8 | 0 | 0 | 0 | 0 | 0 | 0 | 0 | 0 | 0 | 0 | 0 | 0 | 0
2004 | 8 | 9 | 0 | 0 | 0 | 0 | 0 | 0 | 0 | 0 | 0 | 0 | 0 | 0 | 0
2004 | 8 | 10 | 0 | 0 | 0 | 0 | 0 | 0 | 0 | 0 | 0 | 0 | 0 | 0 | 0
2004 | 8 | 11 | 0.82 | 0.82 | 0.77 | 0 | 0.82 | 0.77 | 0 | 0 | 0 | 0 | 0 | 0 | 0
2004 | 8 | 12 | 2.43 | 1 | 0.95 | 0 | 1 | 0.95 | 0 | 0 | 0 | 0 | 0 | 0 | 0
2004 | 8 | 13 | 0.02 | 0.02 | 0 | 0 | 0.02 | 0 | 0 | 0 | 0 | 0 | 0 | 0 | 0
2004 | 8 | 14 | 0.6 | 0.6 | 0.55 | 0 | 0.6 | 0.55 | 0 | 0 | 0 | 0 | 0 | 0 | 0
2004 | 8 | 15 | 0 | 0 | 0 | 0 | 0 | 0 | 0 | 0 | 0 | 0 | 0 | 0 | 0
2004 | 8 | 16 | 0 | 0 | 0 | 0 | 0 | 0 | 0 | 0 | 0 | 0 | 0 | 0 | 0
2004 | 8 | 17 | 0 | 0 | 0 | 0 | 0 | 0 | 0 | 0 | 0 | 0 | 0 | 0 | 0
2004 | 8 | 18 | 0.14 | 0.14 | 0.09 | 0 | 0.14 | 0.09 | 0 | 0 | 0 | 0 | 0 | 0 | 0
2004 | 8 | 19 | 0 | 0 | 0 | 0 | 0 | 0 | 0 | 0 | 0 | 0 | 0 | 0 | 0
2004 | 8 | 20 | 0 | 0 | 0 | 0 | 0 | 0 | 0 | 0 | 0 | 0 | 0 | 0 | 0
2004 | 8 | 21 | 0.23 | 0.23 | 0.18 | 0 | 0.23 | 0.18 | 0 | 0 | 0 | 0 | 0 | 0 | 0
2004 | 8 | 22 | 0 | 0 | 0 | 0 | 0 | 0 | 0 | 0 | 0 | 0 | 0 | 0 | 0
2004 | 8 | 23 | 0 | 0 | 0 | 0 | 0 | 0 | 0 | 0 | 0 | 0 | 0 | 0 | 0
2004 | 8 | 24 | 0 | 0 | 0 | 0 | 0 | 0 | 0 | 0 | 0 | 0 | 0 | 0 | 0
2004 | 8 | 25 | 0 | 0 | 0 | 0 | 0 | 0 | 0 | 0 | 0 | 0 | 0 | 0 | 0
2004 | 8 | 26 | 0 | 0 | 0 | 0 | 0 | 0 | 0 | 0 | 0 | 0 | 0 | 0 | 0
2004 | 8 | 27 | 0 | 0 | 0 | 0 | 0 | 0 | 0 | 0 | 0 | 0 | 0 | 0 | 0
2004 | 8 | 28 | 0 | 0 | 0 | 0 | 0 | 0 | 0 | 0 | 0 | 0 | 0 | 0 | 0
2004 | 8 | 29 | 0 | 0 | 0 | 0 | 0 | 0 | 0 | 0 | 0 | 0 | 0 | 0 | 0
2004 | 8 | 30 | 0.08 | 0.08 | 0.03 | 0 | 0.08 | 0.03 | 0 | 0 | 0 | 0 | 0 | 0 | 0
2004 | 8 | 31 | 0 | 0 | 0 | 0 | 0 | 0 | 0 | 0 | 0 | 0 | 0 | 0 | 0
2004 | 9 | 1 | 0 | 0 | 0 | 0 | 0 | 0 | 0 | 0 | 0 | 0 | 0 | 0 | 0
2004 | 9 | 2 | 0 | 0 | 0 | 0 | 0 | 0 | 0 | 0 | 0 | 0 | 0 | 0 | 0
2004 | 9 | 3 | 0 | 0 | 0 | 0 | 0 | 0 | 0 | 0 | 0 | 0 | 0 | 0 | 0
2004 | 9 | 4 | 0 | 0 | 0 | 0 | 0 | 0 | 0 | 0 | 0 | 0 | 0 | 0 | 0
2004 | 9 | 5 | 0.01 | 0.01 | 0 | 0 | 0.01 | 0 | 0 | 0 | 0 | 0 | 0 | 0 | 0
2004 | 9 | 6 | 0 | 0 | 0 | 0 | 0 | 0 | 0 | 0 | 0 | 0 | 0 | 0 | 0
2004 | 9 | 7 | 0.12 | 0.12 | 0.07 | 0 | 0.12 | 0.07 | 0 | 0 | 0 | 0 | 0 | 0 | 0
2004 | 9 | 8 | 0.31 | 0.31 | 0.26 | 0 | 0.31 | 0.26 | 0 | 0 | 0 | 0 | 0 | 0 | 0
2004 | 9 | 9 | 0.02 | 0.02 | 0 | 0 | 0.02 | 0 | 0 | 0 | 0 | 0 | 0 | 0 | 0
2004 | 9 | 10 | 0 | 0 | 0 | 0 | 0 | 0 | 0 | 0 | 0 | 0 | 0 | 0 | 0
2004 | 9 | 11 | 0 | 0 | 0 | 0 | 0 | 0 | 0 | 0 | 0 | 0 | 0 | 0 | 0
2004 | 9 | 12 | 0 | 0 | 0 | 0 | 0 | 0 | 0 | 0 | 0 | 0 | 0 | 0 | 0
2004 | 9 | 13 | 0 | 0 | 0 | 0 | 0 | 0 | 0 | 0 | 0 | 0 | 0 | 0 | 0
2004 | 9 | 14 | 0.03 | 0.03 | 0 | 0 | 0.03 | 0 | 0 | 0 | 0 | 0 | 0 | 0 | 0
2004 | 9 | 15 | 0.21 | 0.21 | 0.16 | 0 | 0.21 | 0.16 | 0 | 0 | 0 | 0 | 0 | 0 | 0
2004 | 9 | 16 | 0 | 0 | 0 | 0 | 0 | 0 | 0 | 0 | 0 | 0 | 0 | 0 | 0
2004 | 9 | 17 | 0.4 | 0.4 | 0.35 | 0 | 0.4 | 0.35 | 0 | 0 | 0 | 0 | 0 | 0 | 0
2004 | 9 | 18 | 0.43 | 0.43 | 0.38 | 0 | 0.43 | 0.38 | 0 | 0 | 0 | 0 | 0 | 0 | 0
2004 | 9 | 19 | 0 | 0 | 0 | 0 | 0 | 0 | 0 | 0 | 0 | 0 | 0 | 0 | 0
2004 | 9 | 20 | 0 | 0 | 0 | 0 | 0 | 0 | 0 | 0 | 0 | 0 | 0 | 0 | 0
2004 | 9 | 21 | 0 | 0 | 0 | 0 | 0 | 0 | 0 | 0 | 0 | 0 | 0 | 0 | 0
2004 | 9 | 22 | 0 | 0 | 0 | 0 | 0 | 0 | 0 | 0 | 0 | 0 | 0 | 0 | 0
2004 | 9 | 23 | 0 | 0 | 0 | 0 | 0 | 0 | 0 | 0 | 0 | 0 | 0 | 0 | 0
2004 | 9 | 24 | 0 | 0 | 0 | 0 | 0 | 0 | 0 | 0 | 0 | 0 | 0 | 0 | 0
2004 | 9 | 25 | 0 | 0 | 0 | 0 | 0 | 0 | 0 | 0 | 0 | 0 | 0 | 0 | 0
2004 | 9 | 26 | 0 | 0 | 0 | 0 | 0 | 0 | 0 | 0 | 0 | 0 | 0 | 0 | 0
2004 | 9 | 27 | 0 | 0 | 0 | 0 | 0 | 0 | 0 | 0 | 0 | 0 | 0 | 0 | 0
2004 | 9 | 28 | 2.46 | 1 | 0.95 | 0 | 1 | 0.95 | 0 | 0 | 0 | 0 | 0 | 0 | 0
2004 | 9 | 29 | 0 | 0 | 0 | 0 | 0 | 0 | 0 | 0 | 0 | 0 | 0 | 0 | 0
2004 | 9 | 30 | 0 | 0 | 0 | 0 | 0 | 0 | 0 | 0 | 0 | 0 | 0 | 0 | 0
2004 | 10 | 1 | 0 | 0 | 0 | 0 | 0 | 0 | 0 | 0 | 0 | 0 | 0 | 0 | 0
2004 | 10 | 2 | 0.84 | 0.84 | 0.79 | 0 | 0.84 | 0.79 | 0 | 0 | 0 | 0 | 0 | 0 | 0
2004 | 10 | 3 | 0 | 0 | 0 | 0 | 0 | 0 | 0 | 0 | 0 | 0 | 0 | 0 | 0
2004 | 10 | 4 | 0 | 0 | 0 | 0 | 0 | 0 | 0 | 0 | 0 | 0 | 0 | 0 | 0
2004 | 10 | 5 | 0 | 0 | 0 | 0 | 0 | 0 | 0 | 0 | 0 | 0 | 0 | 0 | 0
2004 | 10 | 6 | 0 | 0 | 0 | 0 | 0 | 0 | 0 | 0 | 0 | 0 | 0 | 0 | 0
2004 | 10 | 7 | 0 | 0 | 0 | 0 | 0 | 0 | 0 | 0 | 0 | 0 | 0 | 0 | 0
2004 | 10 | 8 | 0 | 0 | 0 | 0 | 0 | 0 | 0 | 0 | 0 | 0 | 0 | 0 | 0
2004 | 10 | 9 | 0 | 0 | 0 | 0 | 0 | 0 | 0 | 0 | 0 | 0 | 0 | 0 | 0
2004 | 10 | 10 | 0 | 0 | 0 | 0 | 0 | 0 | 0 | 0 | 0 | 0 | 0 | 0 | 0
2004 | 10 | 11 | 0 | 0 | 0 | 0 | 0 | 0 | 0 | 0 | 0 | 0 | 0 | 0 | 0
2004 | 10 | 12 | 0 | 0 | 0 | 0 | 0 | 0 | 0 | 0 | 0 | 0 | 0 | 0 | 0
2004 | 10 | 13 | 0 | 0 | 0 | 0 | 0 | 0 | 0 | 0 | 0 | 0 | 0 | 0 | 0
2004 | 10 | 14 | 0.01 | 0.01 | 0 | 0 | 0.01 | 0 | 0 | 0 | 0 | 0 | 0 | 0 | 0
2004 | 10 | 15 | 0.08 | 0.08 | 0.03 | 0 | 0.08 | 0.03 | 0 | 0 | 0 | 0 | 0 | 0 | 0
2004 | 10 | 16 | 0.02 | 0.02 | 0 | 0 | 0.02 | 0 | 0 | 0 | 0 | 0 | 0 | 0 | 0
2004 | 10 | 17 | 0 | 0 | 0 | 0 | 0 | 0 | 0 | 0 | 0 | 0 | 0 | 0 | 0
2004 | 10 | 18 | 0 | 0 | 0 | 0 | 0 | 0 | 0 | 0 | 0 | 0 | 0 | 0 | 0
2004 | 10 | 19 | 0.27 | 0.27 | 0.22 | 0 | 0.27 | 0.22 | 0 | 0 | 0 | 0 | 0 | 0 | 0
2004 | 10 | 20 | 0.21 | 0.21 | 0.16 | 0 | 0.21 | 0.16 | 0 | 0 | 0 | 0 | 0 | 0 | 0
2004 | 10 | 21 | 0.15 | 0.15 | 0.1 | 0 | 0.15 | 0.1 | 0 | 0 | 0 | 0 | 0 | 0 | 0
2004 | 10 | 22 | 0 | 0 | 0 | 0 | 0 | 0 | 0 | 0 | 0 | 0 | 0 | 0 | 0
2004 | 10 | 23 | 0 | 0 | 0 | 0 | 0 | 0 | 0 | 0 | 0 | 0 | 0 | 0 | 0
2004 | 10 | 24 | 0.08 | 0.08 | 0.03 | 0 | 0.08 | 0.03 | 0 | 0 | 0 | 0 | 0 | 0 | 0
2004 | 10 | 25 | 0 | 0 | 0 | 0 | 0 | 0 | 0 | 0 | 0 | 0 | 0 | 0 | 0
2004 | 10 | 26 | 0 | 0 | 0 | 0 | 0 | 0 | 0 | 0 | 0 | 0 | 0 | 0 | 0
2004 | 10 | 27 | 0 | 0 | 0 | 0 | 0 | 0 | 0 | 0 | 0 | 0 | 0 | 0 | 0
2004 | 10 | 28 | 0 | 0 | 0 | 0 | 0 | 0 | 0 | 0 | 0 | 0 | 0 | 0 | 0
2004 | 10 | 29 | 0.07 | 0.07 | 0.02 | 0 | 0.07 | 0.02 | 0 | 0 | 0 | 0 | 0 | 0 | 0
2004 | 10 | 30 | 0.01 | 0.01 | 0 | 0 | 0.01 | 0 | 0 | 0 | 0 | 0 | 0 | 0 | 0
2004 | 10 | 31 | 0 | 0 | 0 | 0 | 0 | 0 | 0 | 0 | 0 | 0 | 0 | 0 | 0
2004 | 11 | 1 | 0 | 0 | 0 | 0 | 0 | 0 | 0 | 0 | 0 | 0 | 0 | 0 | 0
2004 | 11 | 2 | 0 | 0 | 0 | 0 | 0 | 0 | 0 | 0 | 0 | 0 | 0 | 0 | 0
2004 | 11 | 3 | 0 | 0 | 0 | 0 | 0 | 0 | 0 | 0 | 0 | 0 | 0 | 0 | 0
2004 | 11 | 4 | 1.71 | 1 | 0.95 | 0 | 1 | 0.95 | 0 | 0 | 0 | 0 | 0 | 0 | 0
2004 | 11 | 5 | 0 | 0 | 0 | 0 | 0 | 0 | 0 | 0 | 0 | 0 | 0 | 0 | 0
2004 | 11 | 6 | 0 | 0 | 0 | 0 | 0 | 0 | 0 | 0 | 0 | 0 | 0 | 0 | 0
2004 | 11 | 7 | 0 | 0 | 0 | 0 | 0 | 0 | 0 | 0 | 0 | 0 | 0 | 0 | 0
2004 | 11 | 8 | 0 | 0 | 0 | 0 | 0 | 0 | 0 | 0 | 0 | 0 | 0 | 0 | 0
2004 | 11 | 9 | 0 | 0 | 0 | 0 | 0 | 0 | 0 | 0 | 0 | 0 | 0 | 0 | 0
2004 | 11 | 10 | 0 | 0 | 0 | 0 | 0 | 0 | 0 | 0 | 0 | 0 | 0 | 0 | 0
2004 | 11 | 11 | 0 | 0 | 0 | 0 | 0 | 0 | 0 | 0 | 0 | 0 | 0 | 0 | 0
2004 | 11 | 12 | 2.06 | 1 | 0.95 | 0 | 1 | 0.95 | 0 | 0 | 0 | 0 | 0 | 0 | 0
2004 | 11 | 13 | 0.05 | 0.05 | 0 | 0 | 0.05 | 0 | 0 | 0 | 0 | 0 | 0 | 0 | 0
2004 | 11 | 14 | 0 | 0 | 0 | 0 | 0 | 0 | 0 | 0 | 0 | 0 | 0 | 0 | 0
2004 | 11 | 15 | 0 | 0 | 0 | 0 | 0 | 0 | 0 | 0 | 0 | 0 | 0 | 0 | 0
2004 | 11 | 16 | 0 | 0 | 0 | 0 | 0 | 0 | 0 | 0 | 0 | 0 | 0 | 0 | 0
2004 | 11 | 17 | 0 | 0 | 0 | 0 | 0 | 0 | 0 | 0 | 0 | 0 | 0 | 0 | 0
2004 | 11 | 18 | 0.03 | 0.03 | 0 | 0 | 0.03 | 0 | 0 | 0 | 0 | 0 | 0 | 0 | 0
2004 | 11 | 19 | 0 | 0 | 0 | 0 | 0 | 0 | 0 | 0 | 0 | 0 | 0 | 0 | 0
2004 | 11 | 20 | 0.17 | 0.17 | 0.12 | 0 | 0.17 | 0.12 | 0 | 0 | 0 | 0 | 0 | 0 | 0
2004 | 11 | 21 | 0 | 0 | 0 | 0 | 0 | 0 | 0 | 0 | 0 | 0 | 0 | 0 | 0
2004 | 11 | 22 | 0.02 | 0.02 | 0 | 0 | 0.02 | 0 | 0 | 0 | 0 | 0 | 0 | 0 | 0
2004 | 11 | 23 | 0 | 0 | 0 | 0 | 0 | 0 | 0 | 0 | 0 | 0 | 0 | 0 | 0
2004 | 11 | 24 | 0.2 | 0.2 | 0.15 | 0 | 0.2 | 0.15 | 0 | 0 | 0 | 0 | 0 | 0 | 0
2004 | 11 | 25 | 0.04 | 0.04 | 0 | 0 | 0.04 | 0 | 0 | 0 | 0 | 0 | 0 | 0 | 0
2004 | 11 | 26 | 0 | 0 | 0 | 0 | 0 | 0 | 0 | 0 | 0 | 0 | 0 | 0 | 0
2004 | 11 | 27 | 0.03 | 0.03 | 0 | 0 | 0.03 | 0 | 0 | 0 | 0 | 0 | 0 | 0 | 0
2004 | 11 | 28 | 0.17 | 0.17 | 0.12 | 0 | 0.17 | 0.12 | 0 | 0 | 0 | 0 | 0 | 0 | 0
2004 | 11 | 29 | 0 | 0 | 0 | 0 | 0 | 0 | 0 | 0 | 0 | 0 | 0 | 0 | 0
2004 | 11 | 30 | 0.02 | 0.02 | 0 | 0 | 0.02 | 0 | 0 | 0 | 0 | 0 | 0 | 0 | 0
2004 | 12 | 1 | 0.37 | 0.37 | 0.32 | 0 | 0.37 | 0.32 | 0 | 0 | 0 | 0 | 0 | 0 | 0
2004 | 12 | 2 | 0 | 0 | 0 | 0 | 0 | 0 | 0 | 0 | 0 | 0 | 0 | 0 | 0
2004 | 12 | 3 | 0 | 0 | 0 | 0 | 0 | 0 | 0 | 0 | 0 | 0 | 0 | 0 | 0
2004 | 12 | 4 | 0 | 0 | 0 | 0 | 0 | 0 | 0 | 0 | 0 | 0 | 0 | 0 | 0
2004 | 12 | 5 | 0 | 0 | 0 | 0 | 0 | 0 | 0 | 0 | 0 | 0 | 0 | 0 | 0
2004 | 12 | 6 | 0 | 0 | 0 | 0 | 0 | 0 | 0 | 0 | 0 | 0 | 0 | 0 | 0
2004 | 12 | 7 | 0.56 | 0.56 | 0.51 | 0 | 0.56 | 0.51 | 0 | 0 | 0 | 0 | 0 | 0 | 0
2004 | 12 | 8 | 0 | 0 | 0 | 0 | 0 | 0 | 0 | 0 | 0 | 0 | 0 | 0 | 0
2004 | 12 | 9 | 0.66 | 0.66 | 0.61 | 0 | 0.66 | 0.61 | 0 | 0 | 0 | 0 | 0 | 0 | 0
2004 | 12 | 10 | 0.23 | 0.23 | 0.18 | 0 | 0.23 | 0.18 | 0 | 0 | 0 | 0 | 0 | 0 | 0
2004 | 12 | 11 | 0.26 | 0.26 | 0.21 | 0 | 0.26 | 0.21 | 0 | 0 | 0 | 0 | 0 | 0 | 0
2004 | 12 | 12 | 0 | 0 | 0 | 0 | 0 | 0 | 0 | 0 | 0 | 0 | 0 | 0 | 0
2004 | 12 | 13 | 0 | 0 | 0 | 0 | 0 | 0 | 0 | 0 | 0 | 0 | 0 | 0 | 0
2004 | 12 | 14 | 0 | 0 | 0 | 0 | 0 | 0 | 0 | 0 | 0 | 0 | 0 | 0 | 0
2004 | 12 | 15 | 0 | 0 | 0 | 0 | 0 | 0 | 0 | 0 | 0 | 0 | 0 | 0 | 0
2004 | 12 | 16 | 0 | 0 | 0 | 0 | 0 | 0 | 0 | 0 | 0 | 0 | 0 | 0 | 0
2004 | 12 | 17 | 0 | 0 | 0 | 0 | 0 | 0 | 0 | 0 | 0 | 0 | 0 | 0 | 0
2004 | 12 | 18 | 0 | 0 | 0 | 0 | 0 | 0 | 0 | 0 | 0 | 0 | 0 | 0 | 0
2004 | 12 | 19 | 0.08 | 0.08 | 0.03 | 0 | 0.08 | 0.03 | 0 | 0 | 0 | 0 | 0 | 0 | 0
2004 | 12 | 20 | 0 | 0 | 0 | 0 | 0 | 0 | 0 | 0 | 0 | 0 | 0 | 0 | 0
2004 | 12 | 21 | 0 | 0 | 0 | 0 | 0 | 0 | 0 | 0 | 0 | 0 | 0 | 0 | 0
2004 | 12 | 22 | 0 | 0 | 0 | 0 | 0 | 0 | 0 | 0 | 0 | 0 | 0 | 0 | 0
2004 | 12 | 23 | 0.89 | 0.89 | 0.84 | 0 | 0.89 | 0.84 | 0 | 0 | 0 | 0 | 0 | 0 | 0
2004 | 12 | 24 | 0 | 0 | 0 | 0 | 0 | 0 | 0 | 0 | 0 | 0 | 0 | 0 | 0
2004 | 12 | 25 | 0 | 0 | 0 | 0 | 0 | 0 | 0 | 0 | 0 | 0 | 0 | 0 | 0
2004 | 12 | 26 | 0 | 0 | 0 | 0 | 0 | 0 | 0 | 0 | 0 | 0 | 0 | 0 | 0
2004 | 12 | 27 | 0 | 0 | 0 | 0 | 0 | 0 | 0 | 0 | 0 | 0 | 0 | 0 | 0
2004 | 12 | 28 | 0 | 0 | 0 | 0 | 0 | 0 | 0 | 0 | 0 | 0 | 0 | 0 | 0
2004 | 12 | 29 | 0 | 0 | 0 | 0 | 0 | 0 | 0 | 0 | 0 | 0 | 0 | 0 | 0
2004 | 12 | 30 | 0 | 0 | 0 | 0 | 0 | 0 | 0 | 0 | 0 | 0 | 0 | 0 | 0
2004 | 12 | 31 | 0 | 0 | 0 | 0 | 0 | 0 | 0 | 0 | 0 | 0 | 0 | 0 | 0
2005 | 1 | 1 | 0 | 0 | 0 | 0 | 0 | 0 | 0 | 0 | 0 | 0 | 0 | 0 | 0
2005 | 1 | 2 | 0 | 0 | 0 | 0 | 0 | 0 | 0 | 0 | 0 | 0 | 0 | 0 | 0
2005 | 1 | 3 | 0.02 | 0.02 | 0 | 0 | 0.02 | 0 | 0 | 0 | 0 | 0 | 0 | 0 | 0
2005 | 1 | 4 | 0 | 0 | 0 | 0 | 0 | 0 | 0 | 0 | 0 | 0 | 0 | 0 | 0
2005 | 1 | 5 | 0.16 | 0.16 | 0.11 | 0 | 0.16 | 0.11 | 0 | 0 | 0 | 0 | 0 | 0 | 0
2005 | 1 | 6 | 0 | 0 | 0 | 0 | 0 | 0 | 0 | 0 | 0 | 0 | 0 | 0 | 0
2005 | 1 | 7 | 0 | 0 | 0 | 0 | 0 | 0 | 0 | 0 | 0 | 0 | 0 | 0 | 0
2005 | 1 | 8 | 0.15 | 0.15 | 0.1 | 0 | 0.15 | 0.1 | 0 | 0 | 0 | 0 | 0 | 0 | 0
2005 | 1 | 9 | 0 | 0 | 0 | 0 | 0 | 0 | 0 | 0 | 0 | 0 | 0 | 0 | 0
2005 | 1 | 10 | 0 | 0 | 0 | 0 | 0 | 0 | 0 | 0 | 0 | 0 | 0 | 0 | 0
2005 | 1 | 11 | 0.14 | 0.14 | 0.09 | 0 | 0.14 | 0.09 | 0 | 0 | 0 | 0 | 0 | 0 | 0
2005 | 1 | 12 | 0 | 0 | 0 | 0 | 0 | 0 | 0 | 0 | 0 | 0 | 0 | 0 | 0
2005 | 1 | 13 | 0.24 | 0.24 | 0.19 | 0 | 0.24 | 0.19 | 0 | 0 | 0 | 0 | 0 | 0 | 0
2005 | 1 | 14 | 1.82 | 1 | 0.95 | 0 | 1 | 0.95 | 0 | 0 | 0 | 0 | 0 | 0 | 0
2005 | 1 | 15 | 0 | 0 | 0 | 0 | 0 | 0 | 0 | 0 | 0 | 0 | 0 | 0 | 0
2005 | 1 | 16 | 0 | 0 | 0 | 0 | 0 | 0 | 0 | 0 | 0 | 0 | 0 | 0 | 0
2005 | 1 | 17 | 0 | 0 | 0 | 0 | 0 | 0 | 0 | 0 | 0 | 0 | 0 | 0 | 0
2005 | 1 | 18 | 0 | 0 | 0 | 0 | 0 | 0 | 0 | 0 | 0 | 0 | 0 | 0 | 0
2005 | 1 | 19 | 0.05 | 0.05 | 0 | 0 | 0.05 | 0 | 0 | 0 | 0 | 0 | 0 | 0 | 0
2005 | 1 | 20 | 0 | 0 | 0 | 0 | 0 | 0 | 0 | 0 | 0 | 0 | 0 | 0 | 0
2005 | 1 | 21 | 0 | 0 | 0 | 0 | 0 | 0 | 0 | 0 | 0 | 0 | 0 | 0 | 0
2005 | 1 | 22 | 0.34 | 0.34 | 0.29 | 0 | 0.34 | 0.29 | 0 | 0 | 0 | 0 | 0 | 0 | 0
2005 | 1 | 23 | 0 | 0 | 0 | 0 | 0 | 0 | 0 | 0 | 0 | 0 | 0 | 0 | 0
2005 | 1 | 24 | 0.01 | 0.01 | 0 | 0 | 0.01 | 0 | 0 | 0 | 0 | 0 | 0 | 0 | 0
2005 | 1 | 25 | 0 | 0 | 0 | 0 | 0 | 0 | 0 | 0 | 0 | 0 | 0 | 0 | 0
2005 | 1 | 26 | 0 | 0 | 0 | 0 | 0 | 0 | 0 | 0 | 0 | 0 | 0 | 0 | 0
2005 | 1 | 27 | 0 | 0 | 0 | 0 | 0 | 0 | 0 | 0 | 0 | 0 | 0 | 0 | 0
2005 | 1 | 28 | 0 | 0 | 0 | 0 | 0 | 0 | 0 | 0 | 0 | 0 | 0 | 0 | 0
2005 | 1 | 29 | 0.07 | 0.07 | 0.02 | 0 | 0.07 | 0.02 | 0 | 0 | 0 | 0 | 0 | 0 | 0
2005 | 1 | 30 | 0.31 | 0.31 | 0.26 | 0 | 0.31 | 0.26 | 0 | 0 | 0 | 0 | 0 | 0 | 0
2005 | 1 | 31 | 0 | 0 | 0 | 0 | 0 | 0 | 0 | 0 | 0 | 0 | 0 | 0 | 0
2005 | 2 | 1 | 0 | 0 | 0 | 0 | 0 | 0 | 0 | 0 | 0 | 0 | 0 | 0 | 0
2005 | 2 | 2 | 0 | 0 | 0 | 0 | 0 | 0 | 0 | 0 | 0 | 0 | 0 | 0 | 0
2005 | 2 | 3 | 0.04 | 0.04 | 0 | 0 | 0.04 | 0 | 0 | 0 | 0 | 0 | 0 | 0 | 0
2005 | 2 | 4 | 0 | 0 | 0 | 0 | 0 | 0 | 0 | 0 | 0 | 0 | 0 | 0 | 0
2005 | 2 | 5 | 0 | 0 | 0 | 0 | 0 | 0 | 0 | 0 | 0 | 0 | 0 | 0 | 0
2005 | 2 | 6 | 0 | 0 | 0 | 0 | 0 | 0 | 0 | 0 | 0 | 0 | 0 | 0 | 0
2005 | 2 | 7 | 0 | 0 | 0 | 0 | 0 | 0 | 0 | 0 | 0 | 0 | 0 | 0 | 0
2005 | 2 | 8 | 0 | 0 | 0 | 0 | 0 | 0 | 0 | 0 | 0 | 0 | 0 | 0 | 0
2005 | 2 | 9 | 0 | 0 | 0 | 0 | 0 | 0 | 0 | 0 | 0 | 0 | 0 | 0 | 0
2005 | 2 | 10 | 0.11 | 0.11 | 0.06 | 0 | 0.11 | 0.06 | 0 | 0 | 0 | 0 | 0 | 0 | 0
2005 | 2 | 11 | 0 | 0 | 0 | 0 | 0 | 0 | 0 | 0 | 0 | 0 | 0 | 0 | 0
2005 | 2 | 12 | 0 | 0 | 0 | 0 | 0 | 0 | 0 | 0 | 0 | 0 | 0 | 0 | 0
2005 | 2 | 13 | 0 | 0 | 0 | 0 | 0 | 0 | 0 | 0 | 0 | 0 | 0 | 0 | 0
2005 | 2 | 14 | 0.49 | 0.49 | 0.44 | 0 | 0.49 | 0.44 | 0 | 0 | 0 | 0 | 0 | 0 | 0
2005 | 2 | 15 | 0 | 0 | 0 | 0 | 0 | 0 | 0 | 0 | 0 | 0 | 0 | 0 | 0
2005 | 2 | 16 | 0.01 | 0.01 | 0 | 0 | 0.01 | 0 | 0 | 0 | 0 | 0 | 0 | 0 | 0
2005 | 2 | 17 | 0 | 0 | 0 | 0 | 0 | 0 | 0 | 0 | 0 | 0 | 0 | 0 | 0
2005 | 2 | 18 | 0 | 0 | 0 | 0 | 0 | 0 | 0 | 0 | 0 | 0 | 0 | 0 | 0
2005 | 2 | 19 | 0 | 0 | 0 | 0 | 0 | 0 | 0 | 0 | 0 | 0 | 0 | 0 | 0
2005 | 2 | 20 | 0 | 0 | 0 | 0 | 0 | 0 | 0 | 0 | 0 | 0 | 0 | 0 | 0
2005 | 2 | 21 | 0.39 | 0.39 | 0.34 | 0 | 0.39 | 0.34 | 0 | 0 | 0 | 0 | 0 | 0 | 0
2005 | 2 | 22 | 0 | 0 | 0 | 0 | 0 | 0 | 0 | 0 | 0 | 0 | 0 | 0 | 0
2005 | 2 | 23 | 0 | 0 | 0 | 0 | 0 | 0 | 0 | 0 | 0 | 0 | 0 | 0 | 0
2005 | 2 | 24 | 0.22 | 0.22 | 0.17 | 0 | 0.22 | 0.17 | 0 | 0 | 0 | 0 | 0 | 0 | 0
2005 | 2 | 25 | 0 | 0 | 0 | 0 | 0 | 0 | 0 | 0 | 0 | 0 | 0 | 0 | 0
2005 | 2 | 26 | 0 | 0 | 0 | 0 | 0 | 0 | 0 | 0 | 0 | 0 | 0 | 0 | 0
2005 | 2 | 27 | 0 | 0 | 0 | 0 | 0 | 0 | 0 | 0 | 0 | 0 | 0 | 0 | 0
2005 | 2 | 28 | 0.37 | 0.37 | 0.32 | 0 | 0.37 | 0.32 | 0 | 0 | 0 | 0 | 0 | 0 | 0
2005 | 3 | 1 | 0 | 0 | 0 | 0 | 0 | 0 | 0 | 0 | 0 | 0 | 0 | 0 | 0
2005 | 3 | 2 | 0 | 0 | 0 | 0 | 0 | 0 | 0 | 0 | 0 | 0 | 0 | 0 | 0
2005 | 3 | 3 | 0 | 0 | 0 | 0 | 0 | 0 | 0 | 0 | 0 | 0 | 0 | 0 | 0
2005 | 3 | 4 | 0 | 0 | 0 | 0 | 0 | 0 | 0 | 0 | 0 | 0 | 0 | 0 | 0
2005 | 3 | 5 | 0 | 0 | 0 | 0 | 0 | 0 | 0 | 0 | 0 | 0 | 0 | 0 | 0
2005 | 3 | 6 | 0 | 0 | 0 | 0 | 0 | 0 | 0 | 0 | 0 | 0 | 0 | 0 | 0
2005 | 3 | 7 | 0 | 0 | 0 | 0 | 0 | 0 | 0 | 0 | 0 | 0 | 0 | 0 | 0
2005 | 3 | 8 | 0.66 | 0.66 | 0.61 | 0 | 0.66 | 0.61 | 0 | 0 | 0 | 0 | 0 | 0 | 0
2005 | 3 | 9 | 0 | 0 | 0 | 0 | 0 | 0 | 0 | 0 | 0 | 0 | 0 | 0 | 0
2005 | 3 | 10 | 0 | 0 | 0 | 0 | 0 | 0 | 0 | 0 | 0 | 0 | 0 | 0 | 0
2005 | 3 | 11 | 0.02 | 0.02 | 0 | 0 | 0.02 | 0 | 0 | 0 | 0 | 0 | 0 | 0 | 0
2005 | 3 | 12 | 0 | 0 | 0 | 0 | 0 | 0 | 0 | 0 | 0 | 0 | 0 | 0 | 0
2005 | 3 | 13 | 0 | 0 | 0 | 0 | 0 | 0 | 0 | 0 | 0 | 0 | 0 | 0 | 0
2005 | 3 | 14 | 0 | 0 | 0 | 0 | 0 | 0 | 0 | 0 | 0 | 0 | 0 | 0 | 0
2005 | 3 | 15 | 0 | 0 | 0 | 0 | 0 | 0 | 0 | 0 | 0 | 0 | 0 | 0 | 0
2005 | 3 | 16 | 0 | 0 | 0 | 0 | 0 | 0 | 0 | 0 | 0 | 0 | 0 | 0 | 0
2005 | 3 | 17 | 0 | 0 | 0 | 0 | 0 | 0 | 0 | 0 | 0 | 0 | 0 | 0 | 0
2005 | 3 | 18 | 0 | 0 | 0 | 0 | 0 | 0 | 0 | 0 | 0 | 0 | 0 | 0 | 0
2005 | 3 | 19 | 0 | 0 | 0 | 0 | 0 | 0 | 0 | 0 | 0 | 0 | 0 | 0 | 0
2005 | 3 | 20 | 0.25 | 0.25 | 0.2 | 0 | 0.25 | 0.2 | 0 | 0 | 0 | 0 | 0 | 0 | 0
2005 | 3 | 21 | 0 | 0 | 0 | 0 | 0 | 0 | 0 | 0 | 0 | 0 | 0 | 0 | 0
2005 | 3 | 22 | 0.01 | 0.01 | 0 | 0 | 0.01 | 0 | 0 | 0 | 0 | 0 | 0 | 0 | 0
2005 | 3 | 23 | 1.85 | 1 | 0.95 | 0 | 1 | 0.95 | 0 | 0 | 0 | 0 | 0 | 0 | 0
2005 | 3 | 24 | 0 | 0 | 0 | 0 | 0 | 0 | 0 | 0 | 0 | 0 | 0 | 0 | 0
2005 | 3 | 25 | 0.06 | 0.06 | 0.01 | 0 | 0.06 | 0.01 | 0 | 0 | 0 | 0 | 0 | 0 | 0
2005 | 3 | 26 | 0 | 0 | 0 | 0 | 0 | 0 | 0 | 0 | 0 | 0 | 0 | 0 | 0
2005 | 3 | 27 | 0.11 | 0.11 | 0.06 | 0 | 0.11 | 0.06 | 0 | 0 | 0 | 0 | 0 | 0 | 0
2005 | 3 | 28 | 1.5 | 1 | 0.95 | 0 | 1 | 0.95 | 0 | 0 | 0 | 0 | 0 | 0 | 0
2005 | 3 | 29 | 0 | 0 | 0 | 0 | 0 | 0 | 0 | 0 | 0 | 0 | 0 | 0 | 0
2005 | 3 | 30 | 0 | 0 | 0 | 0 | 0 | 0 | 0 | 0 | 0 | 0 | 0 | 0 | 0
2005 | 3 | 31 | 0 | 0 | 0 | 0 | 0 | 0 | 0 | 0 | 0 | 0 | 0 | 0 | 0
2005 | 4 | 1 | 0.3 | 0.3 | 0.25 | 0 | 0.3 | 0.25 | 0 | 0 | 0 | 0 | 0 | 0 | 0
2005 | 4 | 2 | 1.79 | 1 | 0.95 | 0 | 1 | 0.95 | 0 | 0 | 0 | 0 | 0 | 0 | 0
2005 | 4 | 3 | 0.13 | 0.13 | 0.08 | 0 | 0.13 | 0.08 | 0 | 0 | 0 | 0 | 0 | 0 | 0
2005 | 4 | 4 | 0 | 0 | 0 | 0 | 0 | 0 | 0 | 0 | 0 | 0 | 0 | 0 | 0
2005 | 4 | 5 | 0 | 0 | 0 | 0 | 0 | 0 | 0 | 0 | 0 | 0 | 0 | 0 | 0
2005 | 4 | 6 | 0 | 0 | 0 | 0 | 0 | 0 | 0 | 0 | 0 | 0 | 0 | 0 | 0
2005 | 4 | 7 | 0.12 | 0.12 | 0.07 | 0 | 0.12 | 0.07 | 0 | 0 | 0 | 0 | 0 | 0 | 0
2005 | 4 | 8 | 0.21 | 0.21 | 0.16 | 0 | 0.21 | 0.16 | 0 | 0 | 0 | 0 | 0 | 0 | 0
2005 | 4 | 9 | 0 | 0 | 0 | 0 | 0 | 0 | 0 | 0 | 0 | 0 | 0 | 0 | 0
2005 | 4 | 10 | 0 | 0 | 0 | 0 | 0 | 0 | 0 | 0 | 0 | 0 | 0 | 0 | 0
2005 | 4 | 11 | 0 | 0 | 0 | 0 | 0 | 0 | 0 | 0 | 0 | 0 | 0 | 0 | 0
2005 | 4 | 12 | 0.01 | 0.01 | 0 | 0 | 0.01 | 0 | 0 | 0 | 0 | 0 | 0 | 0 | 0
2005 | 4 | 13 | 0 | 0 | 0 | 0 | 0 | 0 | 0 | 0 | 0 | 0 | 0 | 0 | 0
2005 | 4 | 14 | 0 | 0 | 0 | 0 | 0 | 0 | 0 | 0 | 0 | 0 | 0 | 0 | 0
2005 | 4 | 15 | 0 | 0 | 0 | 0 | 0 | 0 | 0 | 0 | 0 | 0 | 0 | 0 | 0
2005 | 4 | 16 | 0 | 0 | 0 | 0 | 0 | 0 | 0 | 0 | 0 | 0 | 0 | 0 | 0
2005 | 4 | 17 | 0 | 0 | 0 | 0 | 0 | 0 | 0 | 0 | 0 | 0 | 0 | 0 | 0
2005 | 4 | 18 | 0 | 0 | 0 | 0 | 0 | 0 | 0 | 0 | 0 | 0 | 0 | 0 | 0
2005 | 4 | 19 | 0 | 0 | 0 | 0 | 0 | 0 | 0 | 0 | 0 | 0 | 0 | 0 | 0
2005 | 4 | 20 | 0 | 0 | 0 | 0 | 0 | 0 | 0 | 0 | 0 | 0 | 0 | 0 | 0
2005 | 4 | 21 | 0.12 | 0.12 | 0.07 | 0 | 0.12 | 0.07 | 0 | 0 | 0 | 0 | 0 | 0 | 0
2005 | 4 | 22 | 0.16 | 0.16 | 0.11 | 0 | 0.16 | 0.11 | 0 | 0 | 0 | 0 | 0 | 0 | 0
2005 | 4 | 23 | 0.32 | 0.32 | 0.27 | 0 | 0.32 | 0.27 | 0 | 0 | 0 | 0 | 0 | 0 | 0
2005 | 4 | 24 | 0 | 0 | 0 | 0 | 0 | 0 | 0 | 0 | 0 | 0 | 0 | 0 | 0
2005 | 4 | 25 | 0 | 0 | 0 | 0 | 0 | 0 | 0 | 0 | 0 | 0 | 0 | 0 | 0
2005 | 4 | 26 | 0 | 0 | 0 | 0 | 0 | 0 | 0 | 0 | 0 | 0 | 0 | 0 | 0
2005 | 4 | 27 | 0 | 0 | 0 | 0 | 0 | 0 | 0 | 0 | 0 | 0 | 0 | 0 | 0
2005 | 4 | 28 | 0 | 0 | 0 | 0 | 0 | 0 | 0 | 0 | 0 | 0 | 0 | 0 | 0
2005 | 4 | 29 | 0.01 | 0.01 | 0 | 0 | 0.01 | 0 | 0 | 0 | 0 | 0 | 0 | 0 | 0
2005 | 4 | 30 | 1.16 | 1 | 0.95 | 0 | 1 | 0.95 | 0 | 0 | 0 | 0 | 0 | 0 | 0
2005 | 5 | 1 | 0.11 | 0.11 | 0.06 | 0 | 0.11 | 0.06 | 0 | 0 | 0 | 0 | 0 | 0 | 0
2005 | 5 | 2 | 0.01 | 0.01 | 0 | 0 | 0.01 | 0 | 0 | 0 | 0 | 0 | 0 | 0 | 0
2005 | 5 | 3 | 0 | 0 | 0 | 0 | 0 | 0 | 0 | 0 | 0 | 0 | 0 | 0 | 0
2005 | 5 | 4 | 0 | 0 | 0 | 0 | 0 | 0 | 0 | 0 | 0 | 0 | 0 | 0 | 0
2005 | 5 | 5 | 0 | 0 | 0 | 0 | 0 | 0 | 0 | 0 | 0 | 0 | 0 | 0 | 0
2005 | 5 | 6 | 0 | 0 | 0 | 0 | 0 | 0 | 0 | 0 | 0 | 0 | 0 | 0 | 0
2005 | 5 | 7 | 0 | 0 | 0 | 0 | 0 | 0 | 0 | 0 | 0 | 0 | 0 | 0 | 0
2005 | 5 | 8 | 0 | 0 | 0 | 0 | 0 | 0 | 0 | 0 | 0 | 0 | 0 | 0 | 0
2005 | 5 | 9 | 0 | 0 | 0 | 0 | 0 | 0 | 0 | 0 | 0 | 0 | 0 | 0 | 0
2005 | 5 | 10 | 0 | 0 | 0 | 0 | 0 | 0 | 0 | 0 | 0 | 0 | 0 | 0 | 0
2005 | 5 | 11 | 0 | 0 | 0 | 0 | 0 | 0 | 0 | 0 | 0 | 0 | 0 | 0 | 0
2005 | 5 | 12 | 0 | 0 | 0 | 0 | 0 | 0 | 0 | 0 | 0 | 0 | 0 | 0 | 0
2005 | 5 | 13 | 0 | 0 | 0 | 0 | 0 | 0 | 0 | 0 | 0 | 0 | 0 | 0 | 0
2005 | 5 | 14 | 1.13 | 1 | 0.95 | 0 | 1 | 0.95 | 0 | 0 | 0 | 0 | 0 | 0 | 0
2005 | 5 | 15 | 0 | 0 | 0 | 0 | 0 | 0 | 0 | 0 | 0 | 0 | 0 | 0 | 0
2005 | 5 | 16 | 0 | 0 | 0 | 0 | 0 | 0 | 0 | 0 | 0 | 0 | 0 | 0 | 0
2005 | 5 | 17 | 0 | 0 | 0 | 0 | 0 | 0 | 0 | 0 | 0 | 0 | 0 | 0 | 0
2005 | 5 | 18 | 0 | 0 | 0 | 0 | 0 | 0 | 0 | 0 | 0 | 0 | 0 | 0 | 0
2005 | 5 | 19 | 0.24 | 0.24 | 0.19 | 0 | 0.24 | 0.19 | 0 | 0 | 0 | 0 | 0 | 0 | 0
2005 | 5 | 20 | 2.63 | 1 | 0.95 | 0 | 1 | 0.95 | 0 | 0 | 0 | 0 | 0 | 0 | 0
2005 | 5 | 21 | 0 | 0 | 0 | 0 | 0 | 0 | 0 | 0 | 0 | 0 | 0 | 0 | 0
2005 | 5 | 22 | 0.02 | 0.02 | 0 | 0 | 0.02 | 0 | 0 | 0 | 0 | 0 | 0 | 0 | 0
2005 | 5 | 23 | 0.01 | 0.01 | 0 | 0 | 0.01 | 0 | 0 | 0 | 0 | 0 | 0 | 0 | 0
2005 | 5 | 24 | 0.44 | 0.44 | 0.39 | 0 | 0.44 | 0.39 | 0 | 0 | 0 | 0 | 0 | 0 | 0
2005 | 5 | 25 | 0 | 0 | 0 | 0 | 0 | 0 | 0 | 0 | 0 | 0 | 0 | 0 | 0
2005 | 5 | 26 | 0 | 0 | 0 | 0 | 0 | 0 | 0 | 0 | 0 | 0 | 0 | 0 | 0
2005 | 5 | 27 | 0 | 0 | 0 | 0 | 0 | 0 | 0 | 0 | 0 | 0 | 0 | 0 | 0
2005 | 5 | 28 | 0 | 0 | 0 | 0 | 0 | 0 | 0 | 0 | 0 | 0 | 0 | 0 | 0
2005 | 5 | 29 | 0 | 0 | 0 | 0 | 0 | 0 | 0 | 0 | 0 | 0 | 0 | 0 | 0
2005 | 5 | 30 | 0.02 | 0.02 | 0 | 0 | 0.02 | 0 | 0 | 0 | 0 | 0 | 0 | 0 | 0
2005 | 5 | 31 | 0 | 0 | 0 | 0 | 0 | 0 | 0 | 0 | 0 | 0 | 0 | 0 | 0
2005 | 6 | 1 | 0 | 0 | 0 | 0 | 0 | 0 | 0 | 0 | 0 | 0 | 0 | 0 | 0
2005 | 6 | 2 | 0.04 | 0.04 | 0 | 0 | 0.04 | 0 | 0 | 0 | 0 | 0 | 0 | 0 | 0
2005 | 6 | 3 | 0.64 | 0.64 | 0.59 | 0 | 0.64 | 0.59 | 0 | 0 | 0 | 0 | 0 | 0 | 0
2005 | 6 | 4 | 0 | 0 | 0 | 0 | 0 | 0 | 0 | 0 | 0 | 0 | 0 | 0 | 0
2005 | 6 | 5 | 0 | 0 | 0 | 0 | 0 | 0 | 0 | 0 | 0 | 0 | 0 | 0 | 0
2005 | 6 | 6 | 1 | 1 | 0.95 | 0 | 1 | 0.95 | 0 | 0 | 0 | 0 | 0 | 0 | 0
2005 | 6 | 7 | 0.01 | 0.01 | 0 | 0 | 0.01 | 0 | 0 | 0 | 0 | 0 | 0 | 0 | 0
2005 | 6 | 8 | 0 | 0 | 0 | 0 | 0 | 0 | 0 | 0 | 0 | 0 | 0 | 0 | 0
2005 | 6 | 9 | 0 | 0 | 0 | 0 | 0 | 0 | 0 | 0 | 0 | 0 | 0 | 0 | 0
2005 | 6 | 10 | 0 | 0 | 0 | 0 | 0 | 0 | 0 | 0 | 0 | 0 | 0 | 0 | 0
2005 | 6 | 11 | 0 | 0 | 0 | 0 | 0 | 0 | 0 | 0 | 0 | 0 | 0 | 0 | 0
2005 | 6 | 12 | 0 | 0 | 0 | 0 | 0 | 0 | 0 | 0 | 0 | 0 | 0 | 0 | 0
2005 | 6 | 13 | 0.05 | 0.05 | 0 | 0 | 0.05 | 0 | 0 | 0 | 0 | 0 | 0 | 0 | 0
2005 | 6 | 14 | 0 | 0 | 0 | 0 | 0 | 0 | 0 | 0 | 0 | 0 | 0 | 0 | 0
2005 | 6 | 15 | 0 | 0 | 0 | 0 | 0 | 0 | 0 | 0 | 0 | 0 | 0 | 0 | 0
2005 | 6 | 16 | 0 | 0 | 0 | 0 | 0 | 0 | 0 | 0 | 0 | 0 | 0 | 0 | 0
2005 | 6 | 17 | 0 | 0 | 0 | 0 | 0 | 0 | 0 | 0 | 0 | 0 | 0 | 0 | 0
2005 | 6 | 18 | 0 | 0 | 0 | 0 | 0 | 0 | 0 | 0 | 0 | 0 | 0 | 0 | 0
2005 | 6 | 19 | 0 | 0 | 0 | 0 | 0 | 0 | 0 | 0 | 0 | 0 | 0 | 0 | 0
2005 | 6 | 20 | 0 | 0 | 0 | 0 | 0 | 0 | 0 | 0 | 0 | 0 | 0 | 0 | 0
2005 | 6 | 21 | 0 | 0 | 0 | 0 | 0 | 0 | 0 | 0 | 0 | 0 | 0 | 0 | 0
2005 | 6 | 22 | 0.03 | 0.03 | 0 | 0 | 0.03 | 0 | 0 | 0 | 0 | 0 | 0 | 0 | 0
2005 | 6 | 23 | 0 | 0 | 0 | 0 | 0 | 0 | 0 | 0 | 0 | 0 | 0 | 0 | 0
2005 | 6 | 24 | 0 | 0 | 0 | 0 | 0 | 0 | 0 | 0 | 0 | 0 | 0 | 0 | 0
2005 | 6 | 25 | 0 | 0 | 0 | 0 | 0 | 0 | 0 | 0 | 0 | 0 | 0 | 0 | 0
2005 | 6 | 26 | 0 | 0 | 0 | 0 | 0 | 0 | 0 | 0 | 0 | 0 | 0 | 0 | 0
2005 | 6 | 27 | 0.06 | 0.06 | 0.01 | 0 | 0.06 | 0.01 | 0 | 0 | 0 | 0 | 0 | 0 | 0
2005 | 6 | 28 | 0.01 | 0.01 | 0 | 0 | 0.01 | 0 | 0 | 0 | 0 | 0 | 0 | 0 | 0
2005 | 6 | 29 | 1.03 | 1 | 0.95 | 0 | 1 | 0.95 | 0 | 0 | 0 | 0 | 0 | 0 | 0
2005 | 6 | 30 | 0 | 0 | 0 | 0 | 0 | 0 | 0 | 0 | 0 | 0 | 0 | 0 | 0
2005 | 7 | 1 | 0.18 | 0.18 | 0.13 | 0 | 0.18 | 0.13 | 0 | 0 | 0 | 0 | 0 | 0 | 0
2005 | 7 | 2 | 0 | 0 | 0 | 0 | 0 | 0 | 0 | 0 | 0 | 0 | 0 | 0 | 0
2005 | 7 | 3 | 0 | 0 | 0 | 0 | 0 | 0 | 0 | 0 | 0 | 0 | 0 | 0 | 0
2005 | 7 | 4 | 0 | 0 | 0 | 0 | 0 | 0 | 0 | 0 | 0 | 0 | 0 | 0 | 0
2005 | 7 | 5 | 0.68 | 0.68 | 0.63 | 0 | 0.68 | 0.63 | 0 | 0 | 0 | 0 | 0 | 0 | 0
2005 | 7 | 6 | 0 | 0 | 0 | 0 | 0 | 0 | 0 | 0 | 0 | 0 | 0 | 0 | 0
2005 | 7 | 7 | 0.33 | 0.33 | 0.28 | 0 | 0.33 | 0.28 | 0 | 0 | 0 | 0 | 0 | 0 | 0
2005 | 7 | 8 | 2.14 | 1 | 0.95 | 0 | 1 | 0.95 | 0 | 0 | 0 | 0 | 0 | 0 | 0
2005 | 7 | 9 | 0 | 0 | 0 | 0 | 0 | 0 | 0 | 0 | 0 | 0 | 0 | 0 | 0
2005 | 7 | 10 | 0 | 0 | 0 | 0 | 0 | 0 | 0 | 0 | 0 | 0 | 0 | 0 | 0
2005 | 7 | 11 | 0 | 0 | 0 | 0 | 0 | 0 | 0 | 0 | 0 | 0 | 0 | 0 | 0
2005 | 7 | 12 | 0 | 0 | 0 | 0 | 0 | 0 | 0 | 0 | 0 | 0 | 0 | 0 | 0
2005 | 7 | 13 | 0.3 | 0.3 | 0.25 | 0 | 0.3 | 0.25 | 0 | 0 | 0 | 0 | 0 | 0 | 0
2005 | 7 | 14 | 0.09 | 0.09 | 0.04 | 0 | 0.09 | 0.04 | 0 | 0 | 0 | 0 | 0 | 0 | 0
2005 | 7 | 15 | 1.18 | 1 | 0.95 | 0 | 1 | 0.95 | 0 | 0 | 0 | 0 | 0 | 0 | 0
2005 | 7 | 16 | 0.09 | 0.09 | 0.04 | 0 | 0.09 | 0.04 | 0 | 0 | 0 | 0 | 0 | 0 | 0
2005 | 7 | 17 | 0 | 0 | 0 | 0 | 0 | 0 | 0 | 0 | 0 | 0 | 0 | 0 | 0
2005 | 7 | 18 | 0 | 0 | 0 | 0 | 0 | 0 | 0 | 0 | 0 | 0 | 0 | 0 | 0
2005 | 7 | 19 | 0 | 0 | 0 | 0 | 0 | 0 | 0 | 0 | 0 | 0 | 0 | 0 | 0
2005 | 7 | 20 | 0 | 0 | 0 | 0 | 0 | 0 | 0 | 0 | 0 | 0 | 0 | 0 | 0
2005 | 7 | 21 | 0 | 0 | 0 | 0 | 0 | 0 | 0 | 0 | 0 | 0 | 0 | 0 | 0
2005 | 7 | 22 | 0 | 0 | 0 | 0 | 0 | 0 | 0 | 0 | 0 | 0 | 0 | 0 | 0
2005 | 7 | 23 | 0.87 | 0.87 | 0.82 | 0 | 0.87 | 0.82 | 0 | 0 | 0 | 0 | 0 | 0 | 0
2005 | 7 | 24 | 0 | 0 | 0 | 0 | 0 | 0 | 0 | 0 | 0 | 0 | 0 | 0 | 0
2005 | 7 | 25 | 0.08 | 0.08 | 0.03 | 0 | 0.08 | 0.03 | 0 | 0 | 0 | 0 | 0 | 0 | 0
2005 | 7 | 26 | 0 | 0 | 0 | 0 | 0 | 0 | 0 | 0 | 0 | 0 | 0 | 0 | 0
2005 | 7 | 27 | 0.11 | 0.11 | 0.06 | 0 | 0.11 | 0.06 | 0 | 0 | 0 | 0 | 0 | 0 | 0
2005 | 7 | 28 | 0 | 0 | 0 | 0 | 0 | 0 | 0 | 0 | 0 | 0 | 0 | 0 | 0
2005 | 7 | 29 | 0.01 | 0.01 | 0 | 0 | 0.01 | 0 | 0 | 0 | 0 | 0 | 0 | 0 | 0
2005 | 7 | 30 | 0 | 0 | 0 | 0 | 0 | 0 | 0 | 0 | 0 | 0 | 0 | 0 | 0
2005 | 7 | 31 | 0 | 0 | 0 | 0 | 0 | 0 | 0 | 0 | 0 | 0 | 0 | 0 | 0
2005 | 8 | 1 | 0 | 0 | 0 | 0 | 0 | 0 | 0 | 0 | 0 | 0 | 0 | 0 | 0
2005 | 8 | 2 | 0 | 0 | 0 | 0 | 0 | 0 | 0 | 0 | 0 | 0 | 0 | 0 | 0
2005 | 8 | 3 | 0 | 0 | 0 | 0 | 0 | 0 | 0 | 0 | 0 | 0 | 0 | 0 | 0
2005 | 8 | 4 | 0 | 0 | 0 | 0 | 0 | 0 | 0 | 0 | 0 | 0 | 0 | 0 | 0
2005 | 8 | 5 | 0.01 | 0.01 | 0 | 0 | 0.01 | 0 | 0 | 0 | 0 | 0 | 0 | 0 | 0
2005 | 8 | 6 | 0 | 0 | 0 | 0 | 0 | 0 | 0 | 0 | 0 | 0 | 0 | 0 | 0
2005 | 8 | 7 | 0 | 0 | 0 | 0 | 0 | 0 | 0 | 0 | 0 | 0 | 0 | 0 | 0
2005 | 8 | 8 | 1.17 | 1 | 0.95 | 0 | 1 | 0.95 | 0 | 0 | 0 | 0 | 0 | 0 | 0
2005 | 8 | 9 | 0.16 | 0.16 | 0.11 | 0 | 0.16 | 0.11 | 0 | 0 | 0 | 0 | 0 | 0 | 0
2005 | 8 | 10 | 0 | 0 | 0 | 0 | 0 | 0 | 0 | 0 | 0 | 0 | 0 | 0 | 0
2005 | 8 | 11 | 0 | 0 | 0 | 0 | 0 | 0 | 0 | 0 | 0 | 0 | 0 | 0 | 0
2005 | 8 | 12 | 0 | 0 | 0 | 0 | 0 | 0 | 0 | 0 | 0 | 0 | 0 | 0 | 0
2005 | 8 | 13 | 0 | 0 | 0 | 0 | 0 | 0 | 0 | 0 | 0 | 0 | 0 | 0 | 0
2005 | 8 | 14 | 0 | 0 | 0 | 0 | 0 | 0 | 0 | 0 | 0 | 0 | 0 | 0 | 0
2005 | 8 | 15 | 0 | 0 | 0 | 0 | 0 | 0 | 0 | 0 | 0 | 0 | 0 | 0 | 0
2005 | 8 | 16 | 0.13 | 0.13 | 0.08 | 0 | 0.13 | 0.08 | 0 | 0 | 0 | 0 | 0 | 0 | 0
2005 | 8 | 17 | 0 | 0 | 0 | 0 | 0 | 0 | 0 | 0 | 0 | 0 | 0 | 0 | 0
2005 | 8 | 18 | 0 | 0 | 0 | 0 | 0 | 0 | 0 | 0 | 0 | 0 | 0 | 0 | 0
2005 | 8 | 19 | 0.37 | 0.37 | 0.32 | 0 | 0.37 | 0.32 | 0 | 0 | 0 | 0 | 0 | 0 | 0
2005 | 8 | 20 | 0 | 0 | 0 | 0 | 0 | 0 | 0 | 0 | 0 | 0 | 0 | 0 | 0
2005 | 8 | 21 | 0 | 0 | 0 | 0 | 0 | 0 | 0 | 0 | 0 | 0 | 0 | 0 | 0
2005 | 8 | 22 | 0 | 0 | 0 | 0 | 0 | 0 | 0 | 0 | 0 | 0 | 0 | 0 | 0
2005 | 8 | 23 | 0 | 0 | 0 | 0 | 0 | 0 | 0 | 0 | 0 | 0 | 0 | 0 | 0
2005 | 8 | 24 | 0 | 0 | 0 | 0 | 0 | 0 | 0 | 0 | 0 | 0 | 0 | 0 | 0
2005 | 8 | 25 | 0 | 0 | 0 | 0 | 0 | 0 | 0 | 0 | 0 | 0 | 0 | 0 | 0
2005 | 8 | 26 | 0 | 0 | 0 | 0 | 0 | 0 | 0 | 0 | 0 | 0 | 0 | 0 | 0
2005 | 8 | 27 | 0.22 | 0.22 | 0.17 | 0 | 0.22 | 0.17 | 0 | 0 | 0 | 0 | 0 | 0 | 0
2005 | 8 | 28 | 0.27 | 0.27 | 0.22 | 0 | 0.27 | 0.22 | 0 | 0 | 0 | 0 | 0 | 0 | 0
2005 | 8 | 29 | 0 | 0 | 0 | 0 | 0 | 0 | 0 | 0 | 0 | 0 | 0 | 0 | 0
2005 | 8 | 30 | 0 | 0 | 0 | 0 | 0 | 0 | 0 | 0 | 0 | 0 | 0 | 0 | 0
2005 | 8 | 31 | 0 | 0 | 0 | 0 | 0 | 0 | 0 | 0 | 0 | 0 | 0 | 0 | 0
2005 | 9 | 1 | 0 | 0 | 0 | 0 | 0 | 0 | 0 | 0 | 0 | 0 | 0 | 0 | 0
2005 | 9 | 2 | 0 | 0 | 0 | 0 | 0 | 0 | 0 | 0 | 0 | 0 | 0 | 0 | 0
2005 | 9 | 3 | 0 | 0 | 0 | 0 | 0 | 0 | 0 | 0 | 0 | 0 | 0 | 0 | 0
2005 | 9 | 4 | 0 | 0 | 0 | 0 | 0 | 0 | 0 | 0 | 0 | 0 | 0 | 0 | 0
2005 | 9 | 5 | 0 | 0 | 0 | 0 | 0 | 0 | 0 | 0 | 0 | 0 | 0 | 0 | 0
2005 | 9 | 6 | 0 | 0 | 0 | 0 | 0 | 0 | 0 | 0 | 0 | 0 | 0 | 0 | 0
2005 | 9 | 7 | 0 | 0 | 0 | 0 | 0 | 0 | 0 | 0 | 0 | 0 | 0 | 0 | 0
2005 | 9 | 8 | 0 | 0 | 0 | 0 | 0 | 0 | 0 | 0 | 0 | 0 | 0 | 0 | 0
2005 | 9 | 9 | 0 | 0 | 0 | 0 | 0 | 0 | 0 | 0 | 0 | 0 | 0 | 0 | 0
2005 | 9 | 10 | 0 | 0 | 0 | 0 | 0 | 0 | 0 | 0 | 0 | 0 | 0 | 0 | 0
2005 | 9 | 11 | 0 | 0 | 0 | 0 | 0 | 0 | 0 | 0 | 0 | 0 | 0 | 0 | 0
2005 | 9 | 12 | 0 | 0 | 0 | 0 | 0 | 0 | 0 | 0 | 0 | 0 | 0 | 0 | 0
2005 | 9 | 13 | 0 | 0 | 0 | 0 | 0 | 0 | 0 | 0 | 0 | 0 | 0 | 0 | 0
2005 | 9 | 14 | 0 | 0 | 0 | 0 | 0 | 0 | 0 | 0 | 0 | 0 | 0 | 0 | 0
2005 | 9 | 15 | 0.01 | 0.01 | 0 | 0 | 0.01 | 0 | 0 | 0 | 0 | 0 | 0 | 0 | 0
2005 | 9 | 16 | 0 | 0 | 0 | 0 | 0 | 0 | 0 | 0 | 0 | 0 | 0 | 0 | 0
2005 | 9 | 17 | 0 | 0 | 0 | 0 | 0 | 0 | 0 | 0 | 0 | 0 | 0 | 0 | 0
2005 | 9 | 18 | 0 | 0 | 0 | 0 | 0 | 0 | 0 | 0 | 0 | 0 | 0 | 0 | 0
2005 | 9 | 19 | 0 | 0 | 0 | 0 | 0 | 0 | 0 | 0 | 0 | 0 | 0 | 0 | 0
2005 | 9 | 20 | 0 | 0 | 0 | 0 | 0 | 0 | 0 | 0 | 0 | 0 | 0 | 0 | 0
2005 | 9 | 21 | 0 | 0 | 0 | 0 | 0 | 0 | 0 | 0 | 0 | 0 | 0 | 0 | 0
2005 | 9 | 22 | 0 | 0 | 0 | 0 | 0 | 0 | 0 | 0 | 0 | 0 | 0 | 0 | 0
2005 | 9 | 23 | 0 | 0 | 0 | 0 | 0 | 0 | 0 | 0 | 0 | 0 | 0 | 0 | 0
2005 | 9 | 24 | 0 | 0 | 0 | 0 | 0 | 0 | 0 | 0 | 0 | 0 | 0 | 0 | 0
2005 | 9 | 25 | 0 | 0 | 0 | 0 | 0 | 0 | 0 | 0 | 0 | 0 | 0 | 0 | 0
2005 | 9 | 26 | 0.09 | 0.09 | 0.04 | 0 | 0.09 | 0.04 | 0 | 0 | 0 | 0 | 0 | 0 | 0
2005 | 9 | 27 | 0 | 0 | 0 | 0 | 0 | 0 | 0 | 0 | 0 | 0 | 0 | 0 | 0
2005 | 9 | 28 | 0 | 0 | 0 | 0 | 0 | 0 | 0 | 0 | 0 | 0 | 0 | 0 | 0
2005 | 9 | 29 | 0.01 | 0.01 | 0 | 0 | 0.01 | 0 | 0 | 0 | 0 | 0 | 0 | 0 | 0
2005 | 9 | 30 | 0 | 0 | 0 | 0 | 0 | 0 | 0 | 0 | 0 | 0 | 0 | 0 | 0
2005 | 10 | 1 | 0 | 0 | 0 | 0 | 0 | 0 | 0 | 0 | 0 | 0 | 0 | 0 | 0
2005 | 10 | 2 | 0 | 0 | 0 | 0 | 0 | 0 | 0 | 0 | 0 | 0 | 0 | 0 | 0
2005 | 10 | 3 | 0 | 0 | 0 | 0 | 0 | 0 | 0 | 0 | 0 | 0 | 0 | 0 | 0
2005 | 10 | 4 | 0 | 0 | 0 | 0 | 0 | 0 | 0 | 0 | 0 | 0 | 0 | 0 | 0
2005 | 10 | 5 | 0 | 0 | 0 | 0 | 0 | 0 | 0 | 0 | 0 | 0 | 0 | 0 | 0
2005 | 10 | 6 | 0.04 | 0.04 | 0 | 0 | 0.04 | 0 | 0 | 0 | 0 | 0 | 0 | 0 | 0
2005 | 10 | 7 | 3.63 | 1 | 0.95 | 0 | 1 | 0.95 | 0 | 0 | 0 | 0 | 0 | 0 | 0
2005 | 10 | 8 | 3.67 | 1 | 0.95 | 0 | 1 | 0.95 | 0 | 0 | 0 | 0 | 0 | 0 | 0
2005 | 10 | 9 | 0 | 0 | 0 | 0 | 0 | 0 | 0 | 0 | 0 | 0 | 0 | 0 | 0
2005 | 10 | 10 | 0 | 0 | 0 | 0 | 0 | 0 | 0 | 0 | 0 | 0 | 0 | 0 | 0
2005 | 10 | 11 | 0.09 | 0.09 | 0.04 | 0 | 0.09 | 0.04 | 0 | 0 | 0 | 0 | 0 | 0 | 0
2005 | 10 | 12 | 0.02 | 0.02 | 0 | 0 | 0.02 | 0 | 0 | 0 | 0 | 0 | 0 | 0 | 0
2005 | 10 | 13 | 0.14 | 0.14 | 0.09 | 0 | 0.14 | 0.09 | 0 | 0 | 0 | 0 | 0 | 0 | 0
2005 | 10 | 14 | 0.01 | 0.01 | 0 | 0 | 0.01 | 0 | 0 | 0 | 0 | 0 | 0 | 0 | 0
2005 | 10 | 15 | 0 | 0 | 0 | 0 | 0 | 0 | 0 | 0 | 0 | 0 | 0 | 0 | 0
2005 | 10 | 16 | 0 | 0 | 0 | 0 | 0 | 0 | 0 | 0 | 0 | 0 | 0 | 0 | 0
2005 | 10 | 17 | 0 | 0 | 0 | 0 | 0 | 0 | 0 | 0 | 0 | 0 | 0 | 0 | 0
2005 | 10 | 18 | 0 | 0 | 0 | 0 | 0 | 0 | 0 | 0 | 0 | 0 | 0 | 0 | 0
2005 | 10 | 19 | 0 | 0 | 0 | 0 | 0 | 0 | 0 | 0 | 0 | 0 | 0 | 0 | 0
2005 | 10 | 20 | 0 | 0 | 0 | 0 | 0 | 0 | 0 | 0 | 0 | 0 | 0 | 0 | 0
2005 | 10 | 21 | 0.04 | 0.04 | 0 | 0 | 0.04 | 0 | 0 | 0 | 0 | 0 | 0 | 0 | 0
2005 | 10 | 22 | 0.61 | 0.61 | 0.56 | 0 | 0.61 | 0.56 | 0 | 0 | 0 | 0 | 0 | 0 | 0
2005 | 10 | 23 | 0 | 0 | 0 | 0 | 0 | 0 | 0 | 0 | 0 | 0 | 0 | 0 | 0
2005 | 10 | 24 | 0.57 | 0.57 | 0.52 | 0 | 0.57 | 0.52 | 0 | 0 | 0 | 0 | 0 | 0 | 0
2005 | 10 | 25 | 0.59 | 0.59 | 0.54 | 0 | 0.59 | 0.54 | 0 | 0 | 0 | 0 | 0 | 0 | 0
2005 | 10 | 26 | 0 | 0 | 0 | 0 | 0 | 0 | 0 | 0 | 0 | 0 | 0 | 0 | 0
2005 | 10 | 27 | 0 | 0 | 0 | 0 | 0 | 0 | 0 | 0 | 0 | 0 | 0 | 0 | 0
2005 | 10 | 28 | 0 | 0 | 0 | 0 | 0 | 0 | 0 | 0 | 0 | 0 | 0 | 0 | 0
2005 | 10 | 29 | 0 | 0 | 0 | 0 | 0 | 0 | 0 | 0 | 0 | 0 | 0 | 0 | 0
2005 | 10 | 30 | 0 | 0 | 0 | 0 | 0 | 0 | 0 | 0 | 0 | 0 | 0 | 0 | 0
2005 | 10 | 31 | 0 | 0 | 0 | 0 | 0 | 0 | 0 | 0 | 0 | 0 | 0 | 0 | 0
2005 | 11 | 1 | 0 | 0 | 0 | 0 | 0 | 0 | 0 | 0 | 0 | 0 | 0 | 0 | 0
2005 | 11 | 2 | 0 | 0 | 0 | 0 | 0 | 0 | 0 | 0 | 0 | 0 | 0 | 0 | 0
2005 | 11 | 3 | 0 | 0 | 0 | 0 | 0 | 0 | 0 | 0 | 0 | 0 | 0 | 0 | 0
2005 | 11 | 4 | 0 | 0 | 0 | 0 | 0 | 0 | 0 | 0 | 0 | 0 | 0 | 0 | 0
2005 | 11 | 5 | 0 | 0 | 0 | 0 | 0 | 0 | 0 | 0 | 0 | 0 | 0 | 0 | 0
2005 | 11 | 6 | 0 | 0 | 0 | 0 | 0 | 0 | 0 | 0 | 0 | 0 | 0 | 0 | 0
2005 | 11 | 7 | 0 | 0 | 0 | 0 | 0 | 0 | 0 | 0 | 0 | 0 | 0 | 0 | 0
2005 | 11 | 8 | 0.05 | 0.05 | 0 | 0 | 0.05 | 0 | 0 | 0 | 0 | 0 | 0 | 0 | 0
2005 | 11 | 9 | 0 | 0 | 0 | 0 | 0 | 0 | 0 | 0 | 0 | 0 | 0 | 0 | 0
2005 | 11 | 10 | 0 | 0 | 0 | 0 | 0 | 0 | 0 | 0 | 0 | 0 | 0 | 0 | 0
2005 | 11 | 11 | 0 | 0 | 0 | 0 | 0 | 0 | 0 | 0 | 0 | 0 | 0 | 0 | 0
2005 | 11 | 12 | 0 | 0 | 0 | 0 | 0 | 0 | 0 | 0 | 0 | 0 | 0 | 0 | 0
2005 | 11 | 13 | 0 | 0 | 0 | 0 | 0 | 0 | 0 | 0 | 0 | 0 | 0 | 0 | 0
2005 | 11 | 14 | 0 | 0 | 0 | 0 | 0 | 0 | 0 | 0 | 0 | 0 | 0 | 0 | 0
2005 | 11 | 15 | 0.01 | 0.01 | 0 | 0 | 0.01 | 0 | 0 | 0 | 0 | 0 | 0 | 0 | 0
2005 | 11 | 16 | 0.48 | 0.48 | 0.43 | 0 | 0.48 | 0.43 | 0 | 0 | 0 | 0 | 0 | 0 | 0
2005 | 11 | 17 | 0 | 0 | 0 | 0 | 0 | 0 | 0 | 0 | 0 | 0 | 0 | 0 | 0
2005 | 11 | 18 | 0 | 0 | 0 | 0 | 0 | 0 | 0 | 0 | 0 | 0 | 0 | 0 | 0
2005 | 11 | 19 | 0 | 0 | 0 | 0 | 0 | 0 | 0 | 0 | 0 | 0 | 0 | 0 | 0
2005 | 11 | 20 | 0 | 0 | 0 | 0 | 0 | 0 | 0 | 0 | 0 | 0 | 0 | 0 | 0
2005 | 11 | 21 | 0.63 | 0.63 | 0.58 | 0 | 0.63 | 0.58 | 0 | 0 | 0 | 0 | 0 | 0 | 0
2005 | 11 | 22 | 0.18 | 0.18 | 0.13 | 0 | 0.18 | 0.13 | 0 | 0 | 0 | 0 | 0 | 0 | 0
2005 | 11 | 23 | 0.04 | 0.04 | 0 | 0 | 0.04 | 0 | 0 | 0 | 0 | 0 | 0 | 0 | 0
2005 | 11 | 24 | 0.01 | 0.01 | 0 | 0 | 0.01 | 0 | 0 | 0 | 0 | 0 | 0 | 0 | 0
2005 | 11 | 25 | 0 | 0 | 0 | 0 | 0 | 0 | 0 | 0 | 0 | 0 | 0 | 0 | 0
2005 | 11 | 26 | 0 | 0 | 0 | 0 | 0 | 0 | 0 | 0 | 0 | 0 | 0 | 0 | 0
2005 | 11 | 27 | 0 | 0 | 0 | 0 | 0 | 0 | 0 | 0 | 0 | 0 | 0 | 0 | 0
2005 | 11 | 28 | 0.04 | 0.04 | 0 | 0 | 0.04 | 0 | 0 | 0 | 0 | 0 | 0 | 0 | 0
2005 | 11 | 29 | 0.48 | 0.48 | 0.43 | 0 | 0.48 | 0.43 | 0 | 0 | 0 | 0 | 0 | 0 | 0
2005 | 11 | 30 | 0 | 0 | 0 | 0 | 0 | 0 | 0 | 0 | 0 | 0 | 0 | 0 | 0
2005 | 12 | 1 | 0 | 0 | 0 | 0 | 0 | 0 | 0 | 0 | 0 | 0 | 0 | 0 | 0
2005 | 12 | 2 | 0 | 0 | 0 | 0 | 0 | 0 | 0 | 0 | 0 | 0 | 0 | 0 | 0
2005 | 12 | 3 | 0.03 | 0.03 | 0 | 0 | 0.03 | 0 | 0 | 0 | 0 | 0 | 0 | 0 | 0
2005 | 12 | 4 | 0.21 | 0.21 | 0.16 | 0 | 0.21 | 0.16 | 0 | 0 | 0 | 0 | 0 | 0 | 0
2005 | 12 | 5 | 0.15 | 0.15 | 0.1 | 0 | 0.15 | 0.1 | 0 | 0 | 0 | 0 | 0 | 0 | 0
2005 | 12 | 6 | 0.02 | 0.02 | 0 | 0 | 0.02 | 0 | 0 | 0 | 0 | 0 | 0 | 0 | 0
2005 | 12 | 7 | 0 | 0 | 0 | 0 | 0 | 0 | 0 | 0 | 0 | 0 | 0 | 0 | 0
2005 | 12 | 8 | 0 | 0 | 0 | 0 | 0 | 0 | 0 | 0 | 0 | 0 | 0 | 0 | 0
2005 | 12 | 9 | 0.55 | 0.55 | 0.5 | 0 | 0.55 | 0.5 | 0 | 0 | 0 | 0 | 0 | 0 | 0
2005 | 12 | 10 | 0 | 0 | 0 | 0 | 0 | 0 | 0 | 0 | 0 | 0 | 0 | 0 | 0
2005 | 12 | 11 | 0 | 0 | 0 | 0 | 0 | 0 | 0 | 0 | 0 | 0 | 0 | 0 | 0
2005 | 12 | 12 | 0 | 0 | 0 | 0 | 0 | 0 | 0 | 0 | 0 | 0 | 0 | 0 | 0
2005 | 12 | 13 | 0 | 0 | 0 | 0 | 0 | 0 | 0 | 0 | 0 | 0 | 0 | 0 | 0
2005 | 12 | 14 | 0 | 0 | 0 | 0 | 0 | 0 | 0 | 0 | 0 | 0 | 0 | 0 | 0
2005 | 12 | 15 | 0.93 | 0.93 | 0.88 | 0 | 0.93 | 0.88 | 0 | 0 | 0 | 0 | 0 | 0 | 0
2005 | 12 | 16 | 0.3 | 0.3 | 0.25 | 0 | 0.3 | 0.25 | 0 | 0 | 0 | 0 | 0 | 0 | 0
2005 | 12 | 17 | 0 | 0 | 0 | 0 | 0 | 0 | 0 | 0 | 0 | 0 | 0 | 0 | 0
2005 | 12 | 18 | 0 | 0 | 0 | 0 | 0 | 0 | 0 | 0 | 0 | 0 | 0 | 0 | 0
2005 | 12 | 19 | 0 | 0 | 0 | 0 | 0 | 0 | 0 | 0 | 0 | 0 | 0 | 0 | 0
2005 | 12 | 20 | 0 | 0 | 0 | 0 | 0 | 0 | 0 | 0 | 0 | 0 | 0 | 0 | 0
2005 | 12 | 21 | 0 | 0 | 0 | 0 | 0 | 0 | 0 | 0 | 0 | 0 | 0 | 0 | 0
2005 | 12 | 22 | 0 | 0 | 0 | 0 | 0 | 0 | 0 | 0 | 0 | 0 | 0 | 0 | 0
2005 | 12 | 23 | 0 | 0 | 0 | 0 | 0 | 0 | 0 | 0 | 0 | 0 | 0 | 0 | 0
2005 | 12 | 24 | 0 | 0 | 0 | 0 | 0 | 0 | 0 | 0 | 0 | 0 | 0 | 0 | 0
2005 | 12 | 25 | 0.77 | 0.77 | 0.72 | 0 | 0.77 | 0.72 | 0 | 0 | 0 | 0 | 0 | 0 | 0
2005 | 12 | 26 | 0.03 | 0.03 | 0 | 0 | 0.03 | 0 | 0 | 0 | 0 | 0 | 0 | 0 | 0
2005 | 12 | 27 | 0 | 0 | 0 | 0 | 0 | 0 | 0 | 0 | 0 | 0 | 0 | 0 | 0
2005 | 12 | 28 | 0 | 0 | 0 | 0 | 0 | 0 | 0 | 0 | 0 | 0 | 0 | 0 | 0
2005 | 12 | 29 | 0.34 | 0.34 | 0.29 | 0 | 0.34 | 0.29 | 0 | 0 | 0 | 0 | 0 | 0 | 0
2005 | 12 | 30 | 0 | 0 | 0 | 0 | 0 | 0 | 0 | 0 | 0 | 0 | 0 | 0 | 0
2005 | 12 | 31 | 0.01 | 0.01 | 0 | 0 | 0.01 | 0 | 0 | 0 | 0 | 0 | 0 | 0 | 0
2006 | 1 | 1 | 0 | 0 | 0 | 0 | 0 | 0 | 0 | 0 | 0 | 0 | 0 | 0 | 0
2006 | 1 | 2 | 0.35 | 0.35 | 0.3 | 0 | 0.35 | 0.3 | 0 | 0 | 0 | 0 | 0 | 0 | 0
2006 | 1 | 3 | 0.11 | 0.11 | 0.06 | 0 | 0.11 | 0.06 | 0 | 0 | 0 | 0 | 0 | 0 | 0
2006 | 1 | 4 | 0 | 0 | 0 | 0 | 0 | 0 | 0 | 0 | 0 | 0 | 0 | 0 | 0
2006 | 1 | 5 | 0 | 0 | 0 | 0 | 0 | 0 | 0 | 0 | 0 | 0 | 0 | 0 | 0
2006 | 1 | 6 | 0 | 0 | 0 | 0 | 0 | 0 | 0 | 0 | 0 | 0 | 0 | 0 | 0
2006 | 1 | 7 | 0 | 0 | 0 | 0 | 0 | 0 | 0 | 0 | 0 | 0 | 0 | 0 | 0
2006 | 1 | 8 | 0 | 0 | 0 | 0 | 0 | 0 | 0 | 0 | 0 | 0 | 0 | 0 | 0
2006 | 1 | 9 | 0 | 0 | 0 | 0 | 0 | 0 | 0 | 0 | 0 | 0 | 0 | 0 | 0
2006 | 1 | 10 | 0 | 0 | 0 | 0 | 0 | 0 | 0 | 0 | 0 | 0 | 0 | 0 | 0
2006 | 1 | 11 | 0.2 | 0.2 | 0.15 | 0 | 0.2 | 0.15 | 0 | 0 | 0 | 0 | 0 | 0 | 0
2006 | 1 | 12 | 0 | 0 | 0 | 0 | 0 | 0 | 0 | 0 | 0 | 0 | 0 | 0 | 0
2006 | 1 | 13 | 0 | 0 | 0 | 0 | 0 | 0 | 0 | 0 | 0 | 0 | 0 | 0 | 0
2006 | 1 | 14 | 0.54 | 0.54 | 0.49 | 0 | 0.54 | 0.49 | 0 | 0 | 0 | 0 | 0 | 0 | 0
2006 | 1 | 15 | 0 | 0 | 0 | 0 | 0 | 0 | 0 | 0 | 0 | 0 | 0 | 0 | 0
2006 | 1 | 16 | 0 | 0 | 0 | 0 | 0 | 0 | 0 | 0 | 0 | 0 | 0 | 0 | 0
2006 | 1 | 17 | 0 | 0 | 0 | 0 | 0 | 0 | 0 | 0 | 0 | 0 | 0 | 0 | 0
2006 | 1 | 18 | 0.62 | 0.62 | 0.57 | 0 | 0.62 | 0.57 | 0 | 0 | 0 | 0 | 0 | 0 | 0
2006 | 1 | 19 | 0 | 0 | 0 | 0 | 0 | 0 | 0 | 0 | 0 | 0 | 0 | 0 | 0
2006 | 1 | 20 | 0 | 0 | 0 | 0 | 0 | 0 | 0 | 0 | 0 | 0 | 0 | 0 | 0
2006 | 1 | 21 | 0 | 0 | 0 | 0 | 0 | 0 | 0 | 0 | 0 | 0 | 0 | 0 | 0
2006 | 1 | 22 | 0.19 | 0.19 | 0.14 | 0 | 0.19 | 0.14 | 0 | 0 | 0 | 0 | 0 | 0 | 0
2006 | 1 | 23 | 0.79 | 0.79 | 0.74 | 0 | 0.79 | 0.74 | 0 | 0 | 0 | 0 | 0 | 0 | 0
2006 | 1 | 24 | 0.02 | 0.02 | 0 | 0 | 0.02 | 0 | 0 | 0 | 0 | 0 | 0 | 0 | 0
2006 | 1 | 25 | 0 | 0 | 0 | 0 | 0 | 0 | 0 | 0 | 0 | 0 | 0 | 0 | 0
2006 | 1 | 26 | 0 | 0 | 0 | 0 | 0 | 0 | 0 | 0 | 0 | 0 | 0 | 0 | 0
2006 | 1 | 27 | 0 | 0 | 0 | 0 | 0 | 0 | 0 | 0 | 0 | 0 | 0 | 0 | 0
2006 | 1 | 28 | 0 | 0 | 0 | 0 | 0 | 0 | 0 | 0 | 0 | 0 | 0 | 0 | 0
2006 | 1 | 29 | 0.02 | 0.02 | 0 | 0 | 0.02 | 0 | 0 | 0 | 0 | 0 | 0 | 0 | 0
2006 | 1 | 30 | 0 | 0 | 0 | 0 | 0 | 0 | 0 | 0 | 0 | 0 | 0 | 0 | 0
2006 | 1 | 31 | 0.41 | 0.41 | 0.36 | 0 | 0.41 | 0.36 | 0 | 0 | 0 | 0 | 0 | 0 | 0
2006 | 2 | 1 | 0 | 0 | 0 | 0 | 0 | 0 | 0 | 0 | 0 | 0 | 0 | 0 | 0
2006 | 2 | 2 | 0.03 | 0.03 | 0 | 0 | 0.03 | 0 | 0 | 0 | 0 | 0 | 0 | 0 | 0
2006 | 2 | 3 | 0.41 | 0.41 | 0.36 | 0 | 0.41 | 0.36 | 0 | 0 | 0 | 0 | 0 | 0 | 0
2006 | 2 | 4 | 0.66 | 0.66 | 0.61 | 0 | 0.66 | 0.61 | 0 | 0 | 0 | 0 | 0 | 0 | 0
2006 | 2 | 5 | 0 | 0 | 0 | 0 | 0 | 0 | 0 | 0 | 0 | 0 | 0 | 0 | 0
2006 | 2 | 6 | 0 | 0 | 0 | 0 | 0 | 0 | 0 | 0 | 0 | 0 | 0 | 0 | 0
2006 | 2 | 7 | 0 | 0 | 0 | 0 | 0 | 0 | 0 | 0 | 0 | 0 | 0 | 0 | 0
2006 | 2 | 8 | 0 | 0 | 0 | 0 | 0 | 0 | 0 | 0 | 0 | 0 | 0 | 0 | 0
2006 | 2 | 9 | 0 | 0 | 0 | 0 | 0 | 0 | 0 | 0 | 0 | 0 | 0 | 0 | 0
2006 | 2 | 10 | 0 | 0 | 0 | 0 | 0 | 0 | 0 | 0 | 0 | 0 | 0 | 0 | 0
2006 | 2 | 11 | 0.33 | 0.33 | 0.28 | 0 | 0.33 | 0.28 | 0 | 0 | 0 | 0 | 0 | 0 | 0
2006 | 2 | 12 | 0.78 | 0.78 | 0.73 | 0 | 0.78 | 0.73 | 0 | 0 | 0 | 0 | 0 | 0 | 0
2006 | 2 | 13 | 0 | 0 | 0 | 0 | 0 | 0 | 0 | 0 | 0 | 0 | 0 | 0 | 0
2006 | 2 | 14 | 0 | 0 | 0 | 0 | 0 | 0 | 0 | 0 | 0 | 0 | 0 | 0 | 0
2006 | 2 | 15 | 0 | 0 | 0 | 0 | 0 | 0 | 0 | 0 | 0 | 0 | 0 | 0 | 0
2006 | 2 | 16 | 0 | 0 | 0 | 0 | 0 | 0 | 0 | 0 | 0 | 0 | 0 | 0 | 0
2006 | 2 | 17 | 0 | 0 | 0 | 0 | 0 | 0 | 0 | 0 | 0 | 0 | 0 | 0 | 0
2006 | 2 | 18 | 0 | 0 | 0 | 0 | 0 | 0 | 0 | 0 | 0 | 0 | 0 | 0 | 0
2006 | 2 | 19 | 0 | 0 | 0 | 0 | 0 | 0 | 0 | 0 | 0 | 0 | 0 | 0 | 0
2006 | 2 | 20 | 0 | 0 | 0 | 0 | 0 | 0 | 0 | 0 | 0 | 0 | 0 | 0 | 0
2006 | 2 | 21 | 0 | 0 | 0 | 0 | 0 | 0 | 0 | 0 | 0 | 0 | 0 | 0 | 0
2006 | 2 | 22 | 0.25 | 0.25 | 0.2 | 0 | 0.25 | 0.2 | 0 | 0 | 0 | 0 | 0 | 0 | 0
2006 | 2 | 23 | 0 | 0 | 0 | 0 | 0 | 0 | 0 | 0 | 0 | 0 | 0 | 0 | 0
2006 | 2 | 24 | 0 | 0 | 0 | 0 | 0 | 0 | 0 | 0 | 0 | 0 | 0 | 0 | 0
2006 | 2 | 25 | 0 | 0 | 0 | 0 | 0 | 0 | 0 | 0 | 0 | 0 | 0 | 0 | 0
2006 | 2 | 26 | 0 | 0 | 0 | 0 | 0 | 0 | 0 | 0 | 0 | 0 | 0 | 0 | 0
2006 | 2 | 27 | 0 | 0 | 0 | 0 | 0 | 0 | 0 | 0 | 0 | 0 | 0 | 0 | 0
2006 | 2 | 28 | 0 | 0 | 0 | 0 | 0 | 0 | 0 | 0 | 0 | 0 | 0 | 0 | 0
2006 | 3 | 1 | 0 | 0 | 0 | 0 | 0 | 0 | 0 | 0 | 0 | 0 | 0 | 0 | 0
2006 | 3 | 2 | 0.03 | 0.03 | 0 | 0 | 0.03 | 0 | 0 | 0 | 0 | 0 | 0 | 0 | 0
2006 | 3 | 3 | 0 | 0 | 0 | 0 | 0 | 0 | 0 | 0 | 0 | 0 | 0 | 0 | 0
2006 | 3 | 4 | 0 | 0 | 0 | 0 | 0 | 0 | 0 | 0 | 0 | 0 | 0 | 0 | 0
2006 | 3 | 5 | 0 | 0 | 0 | 0 | 0 | 0 | 0 | 0 | 0 | 0 | 0 | 0 | 0
2006 | 3 | 6 | 0 | 0 | 0 | 0 | 0 | 0 | 0 | 0 | 0 | 0 | 0 | 0 | 0
2006 | 3 | 7 | 0 | 0 | 0 | 0 | 0 | 0 | 0 | 0 | 0 | 0 | 0 | 0 | 0
2006 | 3 | 8 | 0 | 0 | 0 | 0 | 0 | 0 | 0 | 0 | 0 | 0 | 0 | 0 | 0
2006 | 3 | 9 | 0 | 0 | 0 | 0 | 0 | 0 | 0 | 0 | 0 | 0 | 0 | 0 | 0
2006 | 3 | 10 | 0 | 0 | 0 | 0 | 0 | 0 | 0 | 0 | 0 | 0 | 0 | 0 | 0
2006 | 3 | 11 | 0 | 0 | 0 | 0 | 0 | 0 | 0 | 0 | 0 | 0 | 0 | 0 | 0
2006 | 3 | 12 | 0 | 0 | 0 | 0 | 0 | 0 | 0 | 0 | 0 | 0 | 0 | 0 | 0
2006 | 3 | 13 | 0 | 0 | 0 | 0 | 0 | 0 | 0 | 0 | 0 | 0 | 0 | 0 | 0
2006 | 3 | 14 | 0 | 0 | 0 | 0 | 0 | 0 | 0 | 0 | 0 | 0 | 0 | 0 | 0
2006 | 3 | 15 | 0 | 0 | 0 | 0 | 0 | 0 | 0 | 0 | 0 | 0 | 0 | 0 | 0
2006 | 3 | 16 | 0 | 0 | 0 | 0 | 0 | 0 | 0 | 0 | 0 | 0 | 0 | 0 | 0
2006 | 3 | 17 | 0 | 0 | 0 | 0 | 0 | 0 | 0 | 0 | 0 | 0 | 0 | 0 | 0
2006 | 3 | 18 | 0 | 0 | 0 | 0 | 0 | 0 | 0 | 0 | 0 | 0 | 0 | 0 | 0
2006 | 3 | 19 | 0 | 0 | 0 | 0 | 0 | 0 | 0 | 0 | 0 | 0 | 0 | 0 | 0
2006 | 3 | 20 | 0 | 0 | 0 | 0 | 0 | 0 | 0 | 0 | 0 | 0 | 0 | 0 | 0
2006 | 3 | 21 | 0.01 | 0.01 | 0 | 0 | 0.01 | 0 | 0 | 0 | 0 | 0 | 0 | 0 | 0
2006 | 3 | 22 | 0 | 0 | 0 | 0 | 0 | 0 | 0 | 0 | 0 | 0 | 0 | 0 | 0
2006 | 3 | 23 | 0 | 0 | 0 | 0 | 0 | 0 | 0 | 0 | 0 | 0 | 0 | 0 | 0
2006 | 3 | 24 | 0 | 0 | 0 | 0 | 0 | 0 | 0 | 0 | 0 | 0 | 0 | 0 | 0
2006 | 3 | 25 | 0 | 0 | 0 | 0 | 0 | 0 | 0 | 0 | 0 | 0 | 0 | 0 | 0
2006 | 3 | 26 | 0 | 0 | 0 | 0 | 0 | 0 | 0 | 0 | 0 | 0 | 0 | 0 | 0
2006 | 3 | 27 | 0 | 0 | 0 | 0 | 0 | 0 | 0 | 0 | 0 | 0 | 0 | 0 | 0
2006 | 3 | 28 | 0.01 | 0.01 | 0 | 0 | 0.01 | 0 | 0 | 0 | 0 | 0 | 0 | 0 | 0
2006 | 3 | 29 | 0 | 0 | 0 | 0 | 0 | 0 | 0 | 0 | 0 | 0 | 0 | 0 | 0
2006 | 3 | 30 | 0 | 0 | 0 | 0 | 0 | 0 | 0 | 0 | 0 | 0 | 0 | 0 | 0
2006 | 3 | 31 | 0 | 0 | 0 | 0 | 0 | 0 | 0 | 0 | 0 | 0 | 0 | 0 | 0
2006 | 4 | 1 | 0.01 | 0.01 | 0 | 0 | 0.01 | 0 | 0 | 0 | 0 | 0 | 0 | 0 | 0
2006 | 4 | 2 | 0 | 0 | 0 | 0 | 0 | 0 | 0 | 0 | 0 | 0 | 0 | 0 | 0
2006 | 4 | 3 | 0.56 | 0.56 | 0.51 | 0 | 0.56 | 0.51 | 0 | 0 | 0 | 0 | 0 | 0 | 0
2006 | 4 | 4 | 0 | 0 | 0 | 0 | 0 | 0 | 0 | 0 | 0 | 0 | 0 | 0 | 0
2006 | 4 | 5 | 0.02 | 0.02 | 0 | 0 | 0.02 | 0 | 0 | 0 | 0 | 0 | 0 | 0 | 0
2006 | 4 | 6 | 0 | 0 | 0 | 0 | 0 | 0 | 0 | 0 | 0 | 0 | 0 | 0 | 0
2006 | 4 | 7 | 0.18 | 0.18 | 0.13 | 0 | 0.18 | 0.13 | 0 | 0 | 0 | 0 | 0 | 0 | 0
2006 | 4 | 8 | 0.49 | 0.49 | 0.44 | 0 | 0.49 | 0.44 | 0 | 0 | 0 | 0 | 0 | 0 | 0
2006 | 4 | 9 | 0 | 0 | 0 | 0 | 0 | 0 | 0 | 0 | 0 | 0 | 0 | 0 | 0
2006 | 4 | 10 | 0 | 0 | 0 | 0 | 0 | 0 | 0 | 0 | 0 | 0 | 0 | 0 | 0
2006 | 4 | 11 | 0 | 0 | 0 | 0 | 0 | 0 | 0 | 0 | 0 | 0 | 0 | 0 | 0
2006 | 4 | 12 | 0 | 0 | 0 | 0 | 0 | 0 | 0 | 0 | 0 | 0 | 0 | 0 | 0
2006 | 4 | 13 | 0 | 0 | 0 | 0 | 0 | 0 | 0 | 0 | 0 | 0 | 0 | 0 | 0
2006 | 4 | 14 | 0 | 0 | 0 | 0 | 0 | 0 | 0 | 0 | 0 | 0 | 0 | 0 | 0
2006 | 4 | 15 | 0 | 0 | 0 | 0 | 0 | 0 | 0 | 0 | 0 | 0 | 0 | 0 | 0
2006 | 4 | 16 | 0.01 | 0.01 | 0 | 0 | 0.01 | 0 | 0 | 0 | 0 | 0 | 0 | 0 | 0
2006 | 4 | 17 | 0.35 | 0.35 | 0.3 | 0 | 0.35 | 0.3 | 0 | 0 | 0 | 0 | 0 | 0 | 0
2006 | 4 | 18 | 0 | 0 | 0 | 0 | 0 | 0 | 0 | 0 | 0 | 0 | 0 | 0 | 0
2006 | 4 | 19 | 0 | 0 | 0 | 0 | 0 | 0 | 0 | 0 | 0 | 0 | 0 | 0 | 0
2006 | 4 | 20 | 0 | 0 | 0 | 0 | 0 | 0 | 0 | 0 | 0 | 0 | 0 | 0 | 0
2006 | 4 | 21 | 0.37 | 0.37 | 0.32 | 0 | 0.37 | 0.32 | 0 | 0 | 0 | 0 | 0 | 0 | 0
2006 | 4 | 22 | 1.08 | 1 | 0.95 | 0 | 1 | 0.95 | 0 | 0 | 0 | 0 | 0 | 0 | 0
2006 | 4 | 23 | 0 | 0 | 0 | 0 | 0 | 0 | 0 | 0 | 0 | 0 | 0 | 0 | 0
2006 | 4 | 24 | 0 | 0 | 0 | 0 | 0 | 0 | 0 | 0 | 0 | 0 | 0 | 0 | 0
2006 | 4 | 25 | 0.01 | 0.01 | 0 | 0 | 0.01 | 0 | 0 | 0 | 0 | 0 | 0 | 0 | 0
2006 | 4 | 26 | 0.02 | 0.02 | 0 | 0 | 0.02 | 0 | 0 | 0 | 0 | 0 | 0 | 0 | 0
2006 | 4 | 27 | 0 | 0 | 0 | 0 | 0 | 0 | 0 | 0 | 0 | 0 | 0 | 0 | 0
2006 | 4 | 28 | 0 | 0 | 0 | 0 | 0 | 0 | 0 | 0 | 0 | 0 | 0 | 0 | 0
2006 | 4 | 29 | 0 | 0 | 0 | 0 | 0 | 0 | 0 | 0 | 0 | 0 | 0 | 0 | 0
2006 | 4 | 30 | 0 | 0 | 0 | 0 | 0 | 0 | 0 | 0 | 0 | 0 | 0 | 0 | 0
2006 | 5 | 1 | 0 | 0 | 0 | 0 | 0 | 0 | 0 | 0 | 0 | 0 | 0 | 0 | 0
2006 | 5 | 2 | 0 | 0 | 0 | 0 | 0 | 0 | 0 | 0 | 0 | 0 | 0 | 0 | 0
2006 | 5 | 3 | 0 | 0 | 0 | 0 | 0 | 0 | 0 | 0 | 0 | 0 | 0 | 0 | 0
2006 | 5 | 4 | 0 | 0 | 0 | 0 | 0 | 0 | 0 | 0 | 0 | 0 | 0 | 0 | 0
2006 | 5 | 5 | 0 | 0 | 0 | 0 | 0 | 0 | 0 | 0 | 0 | 0 | 0 | 0 | 0
2006 | 5 | 6 | 0 | 0 | 0 | 0 | 0 | 0 | 0 | 0 | 0 | 0 | 0 | 0 | 0
2006 | 5 | 7 | 0.11 | 0.11 | 0.06 | 0 | 0.11 | 0.06 | 0 | 0 | 0 | 0 | 0 | 0 | 0
2006 | 5 | 8 | 0.07 | 0.07 | 0.02 | 0 | 0.07 | 0.02 | 0 | 0 | 0 | 0 | 0 | 0 | 0
2006 | 5 | 9 | 0 | 0 | 0 | 0 | 0 | 0 | 0 | 0 | 0 | 0 | 0 | 0 | 0
2006 | 5 | 10 | 0 | 0 | 0 | 0 | 0 | 0 | 0 | 0 | 0 | 0 | 0 | 0 | 0
2006 | 5 | 11 | 0.81 | 0.81 | 0.76 | 0 | 0.81 | 0.76 | 0 | 0 | 0 | 0 | 0 | 0 | 0
2006 | 5 | 12 | 0.28 | 0.28 | 0.23 | 0 | 0.28 | 0.23 | 0 | 0 | 0 | 0 | 0 | 0 | 0
2006 | 5 | 13 | 0 | 0 | 0 | 0 | 0 | 0 | 0 | 0 | 0 | 0 | 0 | 0 | 0
2006 | 5 | 14 | 0.4 | 0.4 | 0.35 | 0 | 0.4 | 0.35 | 0 | 0 | 0 | 0 | 0 | 0 | 0
2006 | 5 | 15 | 0.1 | 0.1 | 0.05 | 0 | 0.1 | 0.05 | 0 | 0 | 0 | 0 | 0 | 0 | 0
2006 | 5 | 16 | 0 | 0 | 0 | 0 | 0 | 0 | 0 | 0 | 0 | 0 | 0 | 0 | 0
2006 | 5 | 17 | 0.13 | 0.13 | 0.08 | 0 | 0.13 | 0.08 | 0 | 0 | 0 | 0 | 0 | 0 | 0
2006 | 5 | 18 | 0.17 | 0.17 | 0.12 | 0 | 0.17 | 0.12 | 0 | 0 | 0 | 0 | 0 | 0 | 0
2006 | 5 | 19 | 0.03 | 0.03 | 0 | 0 | 0.03 | 0 | 0 | 0 | 0 | 0 | 0 | 0 | 0
2006 | 5 | 20 | 0 | 0 | 0 | 0 | 0 | 0 | 0 | 0 | 0 | 0 | 0 | 0 | 0
2006 | 5 | 21 | 0 | 0 | 0 | 0 | 0 | 0 | 0 | 0 | 0 | 0 | 0 | 0 | 0
2006 | 5 | 22 | 0 | 0 | 0 | 0 | 0 | 0 | 0 | 0 | 0 | 0 | 0 | 0 | 0
2006 | 5 | 23 | 0 | 0 | 0 | 0 | 0 | 0 | 0 | 0 | 0 | 0 | 0 | 0 | 0
2006 | 5 | 24 | 0 | 0 | 0 | 0 | 0 | 0 | 0 | 0 | 0 | 0 | 0 | 0 | 0
2006 | 5 | 25 | 0 | 0 | 0 | 0 | 0 | 0 | 0 | 0 | 0 | 0 | 0 | 0 | 0
2006 | 5 | 26 | 0.11 | 0.11 | 0.06 | 0 | 0.11 | 0.06 | 0 | 0 | 0 | 0 | 0 | 0 | 0
2006 | 5 | 27 | 0 | 0 | 0 | 0 | 0 | 0 | 0 | 0 | 0 | 0 | 0 | 0 | 0